## match
Rec ID | Description | ID | Location | Type | Iso Pos | Normal Pos | Extra Info | System | P&ID | Fluid | Size | Unit | Equipment
6574.0 | Alliance HP Reg station Manual Iso 772 | 7720 | Alliance HP Reg station | Valve | CLOSED | OPEN | no data | no data | no data | no data | no data | no data | no data
6592.0 | Alliance HP Reg station Manual Iso 772 | 7720 | Alliance HP Reg station | Valve | CLOSED | OPEN | no data | no data | no data | no data | no data | no data | no data
6578.0 | Alliance HP Reg station Outlet Manual Iso 773 | 7730 | Alliance HP Reg Station | Valve | CLOSED | OPEN | no data | no data | no data | no data | no data | no data | no data
6596.0 | Alliance HP Reg station Outlet Manual Iso 773 | 7730 | Alliance HP Reg Station | Valve | CLOSED | OPEN | no data | no data | no data | no data | no data | no data | no data
6579.0 | Alliance HP Reg station Manual Iso 774 | 7740 | Alliance HP Reg Station | Valve | CLOSED | OPEN | no data | no data | no data | no data | no data | no data | no data
6597.0 | Alliance HP Reg station Manual Iso 774 | 7740 | Alliance HP Reg Station | Valve | CLOSED | OPEN | no data | no data | no data | no data | no data | no data | no data
6583.0 | Alliance HP Reg station Outlet Manual Iso 775 | 7750 | Alliance HP Reg Station | Valve | CLOSED | OPEN | no data | no data | no data | no data | no data | no data | no data
6601.0 | Alliance HP Reg station Outlet Manual Iso 775 | 7750 | Alliance HP Reg Station | Valve | CLOSED | OPEN | no data | no data | no data | no data | no data | no data | no data
6584.0 | Alliance HP Reg station Manual Iso 776 | 7760 | Alliance HP Reg Station | Valve | CLOSED | OPEN | no data | no data | no data | no data | no data | no data | no data
6602.0 | Alliance HP Reg station Manual Iso 776 | 7760 | Alliance HP Reg Station | Valve | CLOSED | OPEN | no data | no data | no data | no data | no data | no data | no data
6588.0 | Alliance HP Reg station Outlet Manual Iso 777 | 7770 | Alliance HP Reg Station | Valve | CLOSED | OPEN | no data | no data | no data | no data | no data | no data | no data
6606.0 | Alliance HP Reg station Outlet Manual Iso 777 | 7770 | Alliance HP Reg Station | Valve | CLOSED | OPEN | no data | no data | no data | no data | no data | no data | no data
6575.0 | Alliance HP Reg station Manual vent 780 | 7800 | Alliance HP Reg Station | Valve | OPEN | CLOSED | no data | no data | no data | no data | no data | no data | no data
6593.0 | Alliance HP Reg station Manual vent 780 | 7800 | Alliance HP Reg Station | Valve | OPEN | CLOSED | no data | no data | no data | no data | no data | no data | no data
6580.0 | Alliance HP Reg station Manual vent 781 | 7810 | Alliance HP Reg Station | Valve | OPEN | CLOSED | no data | no data | no data | no data | no data | no data | no data
6598.0 | Alliance HP Reg station Manual vent 781 | 7810 | Alliance HP Reg Station | Valve | OPEN | CLOSED | no data | no data | no data | no data | no data | no data | no data
6585.0 | Alliance HP Reg station Manual vent 782 | 7820 | Alliance HP Reg Station | Valve | OPEN | CLOSED | no data | no data | no data | no data | no data | no data | no data
6603.0 | Alliance HP Reg station Manual vent 782 | 7820 | Alliance HP Reg Station | Valve | OPEN | CLOSED | no data | no data | no data | no data | no data | no data | no data
6589.0 | Alliance SOV785 INA Supply Iso | 7850 | Jackson Onsite Gas Yard | Valve | CLOSED | OPEN | no data | no data | no data | no data | no data | no data | no data
6607.0 | Alliance SOV785 INA Supply Iso | 7850 | Jackson Onsite Gas Yard | Valve | CLOSED | OPEN | no data | no data | no data | no data | no data | no data | no data
6590.0 | Alliance SOV786 INA Supply Iso | 7860 | Jackson Onsite gas yard | Valve | CLOSED | OPEN | no data | no data | no data | no data | no data | no data | no data
6608.0 | Alliance SOV786 INA Supply Iso | 7860 | Jackson Onsite gas yard | Valve | CLOSED | OPEN | no data | no data | no data | no data | no data | no data | no data
6576.0 | Alliance HP Reg station Manual vent 788 | 7880 | Alliance HPReg Station | Valve | OPEN | CLOSED | no data | no data | no data | no data | no data | no data | no data
6594.0 | Alliance HP Reg station Manual vent 788 | 7880 | Alliance HPReg Station | Valve | OPEN | CLOSED | no data | no data | no data | no data | no data | no data | no data
6581.0 | Alliance HP Reg station Manual vent 789 | 7890 | Alliance HP Reg Station | Valve | OPEN | CLOSED | no data | no data | no data | no data | no data | no data | no data
6599.0 | Alliance HP Reg station Manual vent 789 | 7890 | Alliance HP Reg Station | Valve | OPEN | CLOSED | no data | no data | no data | no data | no data | no data | no data
6586.0 | Alliance HP Reg station Manual vent 790 | 7900 | Alliance HP Reg Station | Valve | OPEN | CLOSED | no data | no data | no data | no data | no data | no data | no data
6604.0 | Alliance HP Reg station Manual vent 790 | 7900 | Alliance HP Reg Station | Valve | OPEN | CLOSED | no data | no data | no data | no data | no data | no data | no data
6577.0 | Alliance HP Reg station Manual vent 791 | 7910 | Alliance HP Reg Station | Valve | OPEN | CLOSED | no data | no data | no data | no data | no data | no data | no data
6595.0 | Alliance HP Reg station Manual vent 791 | 7910 | Alliance HP Reg Station | Valve | OPEN | CLOSED | no data | no data | no data | no data | no data | no data | no data
6582.0 | Alliance HP Reg station Manual vent 792 | 7920 | Alliance HP Reg Station | Valve | OPEN | CLOSED | no data | no data | no data | no data | no data | no data | no data
6600.0 | Alliance HP Reg station Manual vent 792 | 7920 | Alliance HP Reg Station | Valve | OPEN | CLOSED | no data | no data | no data | no data | no data | no data | no data
6587.0 | Alliance HP Reg station Manual vent 793 | 7930 | Alliance HP Reg Station | Valve | OPEN | CLOSED | no data | no data | no data | no data | no data | no data | no data
6605.0 | Alliance HP Reg station Manual vent 793 | 7930 | Alliance HP Reg Station | Valve | OPEN | CLOSED | no data | no data | no data | no data | no data | no data | no data
6591.0 | Alliance HP Reg upstream SOV785 Manual vent 794 | 7940 | Alliance HP Reg Station | Valve | OPEN | CLOSED | no data | no data | no data | no data | no data | no data | no data
6609.0 | Alliance HP Reg upstream SOV785 Manual vent 794 | 7940 | Alliance HP Reg Station | Valve | OPEN | CLOSED | no data | no data | no data | no data | no data | no data | no data
6610.0 | ANR/NB HP Reg station Manual Iso 872 | 8720 | Jackson Onsite gas yard | Valve | CLOSED | OPEN | no data | no data | no data | no data | no data | no data | no data
6614.0 | ANR/NB HP Reg station Outlet Manual Iso 873 | 8730 | ANR/NB HP Reg Station | Valve | CLOSED | OPEN | no data | no data | no data | no data | no data | no data | no data
6615.0 | ANR/NB HP Reg station Manual Iso 874 | 8740 | ANR/NB HP Reg Station | Valve | CLOSED | OPEN | no data | no data | no data | no data | no data | no data | no data
6619.0 | ANR/NB HP Reg station Outlet Manual Iso 875 | 8750 | ANR/NB HP Reg Station | Valve | CLOSED | OPEN | no data | no data | no data | no data | no data | no data | no data
6620.0 | ANR/NB HP Reg station Manual Iso 876 | 8760 | ANR/NB HP Reg Station | Valve | CLOSED | OPEN | no data | no data | no data | no data | no data | no data | no data
6624.0 | ANR/NB HP Reg station Outlet Manual Iso 877 | 8770 | ANR/NB HP Reg Station | Valve | CLOSED | OPEN | no data | no data | no data | no data | no data | no data | no data
6611.0 | ANR/NB HP Reg station Manual vent 880 | 8800 | ANR/NB HP Regulating station | Valve | OPEN | CLOSED | no data | no data | no data | no data | no data | no data | no data
6616.0 | ANR/NB HP Reg station Manual vent 881 | 8810 | ANR/NB HP Reg Station | Valve | OPEN | CLOSED | no data | no data | no data | no data | no data | no data | no data
6621.0 | ANR/NB HP Reg station Manual vent 882 | 8820 | ANR/NB HP Reg Station | Valve | OPEN | CLOSED | no data | no data | no data | no data | no data | no data | no data
6625.0 | ANR/NB SOV885 INA Supply Iso | 8850 | ANR/NB HP Reg Station | Valve | CLOSED | OPEN | no data | no data | no data | no data | no data | no data | no data
6626.0 | ANR/NB SOV886 INA Supply Iso | 8860 | ANR/NB HP Reg Station | Valve | CLOSED | OPEN | no data | no data | no data | no data | no data | no data | no data
6612.0 | ANR/NB HP Reg station Manual vent 888 | 8880 | ANR/NB HP Reg Station | Valve | OPEN | CLOSED | no data | no data | no data | no data | no data | no data | no data
6617.0 | ANR/NB HP Reg station Manual vent 889 | 8890 | ANR/NB HP Reg Station | Valve | OPEN | CLOSED | no data | no data | no data | no data | no data | no data | no data
6622.0 | ANR/NB HP Reg station Manual vent 890 | 8900 | ANR/NB HP Reg Station | Valve | OPEN | CLOSED | no data | no data | no data | no data | no data | no data | no data
6613.0 | ANR/NB HP Reg station Manual vent 891 | 8910 | ANR/NB HP Reg Station | Valve | OPEN | CLOSED | no data | no data | no data | no data | no data | no data | no data
6618.0 | ANR/NB HP Reg station Manual vent 892 | 8920 | ANR/NB HP Reg Station | Valve | OPEN | CLOSED | no data | no data | no data | no data | no data | no data | no data
6623.0 | ANR/NB HP Reg station Manual vent 893 | 8930 | ANR/NB HP Reg Station | Valve | OPEN | CLOSED | no data | no data | no data | no data | no data | no data | no data
6627.0 | ANR/NB HP Reg upstream SOV885 vent 894 | 8940 | ANR/NB HP Reg Station | Valve | OPEN | CLOSED | no data | no data | no data | no data | no data | no data | no data
6491.0 | 02-HTT-HPL-1211 Brker 18/20 CB 10 | Brker1820CB10 |  | Valve | OPEN | CLOSED | no data | no data | no data | no data | no data | no data | no data
6489.0 | 02-HTT-HPL-1211 Brker 10/12 CB 6 | Brker1012CB6 |  | Valve | OPEN | CLOSED | no data | no data | no data | no data | no data | no data | no data
6490.0 | 02-HTT-HPL-1211 Brker 14/16 CB 8 | Brker1416CB8 |  | Valve | OPEN | CLOSED | no data | no data | no data | no data | no data | no data | no data
6469.0 | 02-HTT-HPL-1211 Brker 17/19 CB 9 | Brker1719CB9 | U2 HRSG piperack 1st level (North) | Valve | OPEN | CLOSED | no data | no data | no data | no data | no data | no data | no data
6479.0 | 02-HTT-HPL-1211 Brker 57/59 CB 29 | Brker5759CB29 | U2 HRSG piperack 1st level (North) | Valve | OPEN | CLOSED | no data | no data | no data | no data | no data | no data | no data
6482.0 | 02-HTT-HPL-1211 Brker 69/71 CB 35 | Brker6971CB35 | U2 HRSG piperack 1st level (North) | Valve | OPEN | CLOSED | no data | no data | no data | no data | no data | no data | no data
4185.0 | UNIT 1 TURBINE BLDG AHU 11 DSW 480 VAC | 01-HVC-DSW-27 | 01-LVB-PPL-21132 BR 25,27,29 TURBINE DECK SE | 480 V CIRCUIT BREACKER | OPEN | CLOSED | no data | no data | no data | no data | no data | no data | no data
6805.0 | Unit 1 CH. B INP. TO PRIM. DC BUS | 01-LVE-PPL-01F5 | MVB, DC DISTRIBUTION PANEL 01-LVE-PPL-01 | 125VDC Disconnect | OPEN | CLOSED | no data | no data | no data | no data | no data | no data | no data
5610.0 | Control air to CT Purge credit valve | 01MBP0131B | South East side of HRSG | Valve | CLOSED | OPEN | no data | no data | no data | no data | no data | no data | no data
6654.0 | Water wash skid offline 01-VCTP125 | 01-VCTP125 | water wash | Valve | CLOSED | CLOSED | no data | no data | no data | no data | no data | no data | no data
6211.0 | U1 HP BFW disch FIT 01-VHHS846F | 01-VHHS846F | U1 PipE RACK 1ST LEVEL | no data | CLOSED | OPEN | no data | no data | no data | no data | no data | no data | no data
6212.0 | U1 HP BFW disch FIT 01-VHHS847F | 01-VHHS847F | U1 PipE RACK 1ST LEVEL | no data | CLOSED | OPEN | no data | no data | no data | no data | no data | no data | no data
6213.0 | U1 HP BFW disch FIT 01-VHHS850F | 01-VHHS850F | U1 PipE RACK 1ST LEVEL | no data | CLOSED | OPEN | no data | no data | no data | no data | no data | no data | no data
6802.0 | CH. A INP. TO PRIM. DC BUS | 02-LVE-PPL-01F3 | MVB, DC DISTRIBUTION PANEL 02-LVE-PPL-01, F3 | no data | OPEN | CLOSED | no data | no data | no data | no data | no data | no data | no data
6216.0 | Flow transmitter (4) valves | 02-VBFW156 | Pipe Rack 3rd | no data | CLOSED | OPEN | U2 IP FW Valve 02-VBFW156 | BFW IP | no data | no data | no data |  | Attempeator Aux
6215.0 | Flow transmitter (4) valves | 02-VBFW431 | Pipe Rack 3rd | no data | CLOSED | OPEN | U2 IP FW Valve 02-VBFW431 | BFW IP | no data | no data | no data |  | Attempeator Aux
425.0 | 01-HTT-HPL-1111 Brker 1/3 CB 01 | Brker13CB01 | UNIT 1 ECA COMP AREA | no data | OPEN | CLOSED | no data | no data | no data | no data | no data | no data | no data
6115.0 | 01-HTT-HPL-1112 Brker 10/12 CB 06 | Brker1012CB06 | Outside of U1 HRSG MCC enclosure (NE corner of the enclosure) | Breaker | OPEN | CLOSED | no data | no data | no data | no data | no data | no data | no data
6149.0 | 01-HTT-HPL-1116 Brker 10/12 CB 06 | Brker1012CB06 | Outside of U1 HRSG MCC enclosure (Ground Level) | Breaker | OPEN | CLOSED | no data | no data | no data | no data | no data | no data | no data
6252.0 | 01-HTT-HPL-1117 Brker 10/12 CB 6 | Brker1012CB6 | U1 HRSG piperack 1st level (South) | Valve | OPEN | CLOSED | no data | no data | no data | no data | no data | no data | no data
6456.0 | 01-HTT-HPL-1118 Brker 10/12 CB 6 | Brker1012CB6 | Outside of U1 HRSG MCC enclosure (NW corner of the enclosure) | Valve | OPEN | CLOSED | no data | no data | no data | no data | no data | no data | no data
6048.0 | 01-HTT-HPL-1111 Brker 13/15 CB 07 | Brker1315CB07 | Top of U1 HRSG west (between HP and IP drums) | Breaker | OPEN | CLOSED | no data | no data | no data | no data | no data | no data | no data
6446.0 | 01-HTT-HPL-1118 Brker 13/15 CB 7 | Brker1315CB7 | Outside of U1 HRSG MCC enclosure (NW corner of the enclosure) | Valve | OPEN | CLOSED | no data | no data | no data | no data | no data | no data | no data
6457.0 | 01-HTT-HPL-1118 Brker 14/16 CB 8 | Brker1416CB8 | Outside of U1 HRSG MCC enclosure (NW corner of the enclosure) | Valve | OPEN | CLOSED | no data | no data | no data | no data | no data | no data | no data
6095.0 | 01-HTT-HPL-1112 Brker 17/19 CB 09 | Brker1719CB09 | Outside of U1 HRSG MCC enclosure (NE corner of the enclosure) | Breaker | OPEN | CLOSED | no data | no data | no data | no data | no data | no data | no data
6447.0 | 01-HTT-HPL-1118 Brker 17/19 CB 9 | Brker1719CB9 | Outside of U1 HRSG MCC enclosure (NW corner of the enclosure) | Valve | OPEN | CLOSED | no data | no data | no data | no data | no data | no data | no data
6072.0 | 01-HTT-HPL-1111 Brker 18/20 CB 10 | Brker1820CB10 | Top of U1 HRSG west (between HP and IP drums) | Breaker | OPEN | CLOSED | no data | no data | no data | no data | no data | no data | no data
6140.0 | 01-HTT-HPL-1113 Brker 18/20 CB 10 | Brker1820CB10 | Outside of U1 HRSG MCC enclosure (fuel Gas) | Breaker | OPEN | CLOSED | no data | no data | no data | no data | no data | no data | no data
6254.0 | 01-HTT-HPL-1117 Brker 18/20 CB 10 | Brker1820CB10 | U1 HRSG piperack 1st level (South) | Valve | OPEN | CLOSED | no data | no data | no data | no data | no data | no data | no data
6458.0 | 01-HTT-HPL-1118 Brker 18/20 CB 10 | Brker1820CB10 | Outside of U1 HRSG MCC enclosure (NW corner of the enclosure) | Valve | OPEN | CLOSED | no data | no data | no data | no data | no data | no data | no data
6487.0 | 02-HTT-HPL-1211 Brker 2/4 CB 2 | Brker24CB2 |  | Valve | OPEN | CLOSED | no data | no data | no data | no data | no data | no data | no data
6233.0 | 01-HTT-HPL-1117 Brker 21/23 CB 11 | Brker2123CB11 | U1 HRSG piperack 1st level (South) | Valve | OPEN | CLOSED | no data | no data | no data | no data | no data | no data | no data
6448.0 | 01-HTT-HPL-1118 Brker 21/23 CB 11 | Brker2123CB11 | Outside of U1 HRSG MCC enclosure (NW corner of the enclosure) | Valve | OPEN | CLOSED | no data | no data | no data | no data | no data | no data | no data
6073.0 | 01-HTT-HPL-1111 Brker 22/24 CB 12 | Brker2224CB12 | Top of U1 HRSG west (between HP and IP drums) | Breaker | OPEN | CLOSED | no data | no data | no data | no data | no data | no data | no data
6449.0 | 01-HTT-HPL-1118 Brker 25/27 CB 13 | Brker2527CB13 | Outside of U1 HRSG MCC enclosure (NW corner of the enclosure) | Valve | OPEN | CLOSED | no data | no data | no data | no data | no data | no data | no data
6471.0 | 02-HTT-HPL-1211 Brker 25/27 CB 13 | Brker2527CB13 | U2 HRSG piperack 1st level (North) | Valve | OPEN | CLOSED | no data | no data | no data | no data | no data | no data | no data
6074.0 | 01-HTT-HPL-1111 Brker 26/28 CB 14 | Brker2628CB14 | Top of U1 HRSG west (between HP and IP drums) | Breaker | OPEN | CLOSED | no data | no data | no data | no data | no data | no data | no data
6119.0 | 01-HTT-HPL-1112 Brker 26/28 CB 14 | Brker2628CB14 | Outside of U1 HRSG MCC enclosure (NE corner of the enclosure) | Breaker | OPEN | CLOSED | no data | no data | no data | no data | no data | no data | no data
6142.0 | 01-HTT-HPL-1113 Brker 26/28 CB 14 | Brker2628CB14 | Outside of U1 HRSG MCC enclosure (fuel Gas) | Breaker | OPEN | CLOSED | no data | no data | no data | no data | no data | no data | no data
6153.0 | 01-HTT-HPL-1116 Brker 26/28 CB 14 | Brker2628CB14 | Outside of U1 HRSG MCC enclosure (Ground Level) | Breaker | OPEN | CLOSED | no data | no data | no data | no data | no data | no data | no data
6493.0 | 02-HTT-HPL-1211 Brker 26/28 CB 14 | Brker2628CB14 |  | Valve | OPEN | CLOSED | no data | no data | no data | no data | no data | no data | no data
6076.0 | 01-HTT-HPL-1111 Brker 30/32 CB 16 | Brker3032CB16 | Top of U1 HRSG west (between HP and IP drums) | Breaker | OPEN | CLOSED | no data | no data | no data | no data | no data | no data | no data
6120.0 | 01-HTT-HPL-1112 Brker 30/32 CB 16 | Brker3032CB16 | Outside of U1 HRSG MCC enclosure (NE corner of the enclosure) | Breaker | OPEN | CLOSED | no data | no data | no data | no data | no data | no data | no data
6461.0 | 01-HTT-HPL-1118 Brker 30/32 CB 16 | Brker3032CB16 | Outside of U1 HRSG MCC enclosure (NW corner of the enclosure) | Valve | OPEN | CLOSED | no data | no data | no data | no data | no data | no data | no data
6494.0 | 02-HTT-HPL-1211 Brker 30/32 CB 16 | Brker3032CB16 |  | Valve | OPEN | CLOSED | no data | no data | no data | no data | no data | no data | no data
6473.0 | 02-HTT-HPL-1211 Brker 33/35 CB 17 | Brker3335CB17 | U2 HRSG piperack 1st level (North) | Valve | OPEN | CLOSED | no data | no data | no data | no data | no data | no data | no data
6121.0 | 01-HTT-HPL-1112 Brker 34/36 CB 18 | Brker3436CB18 | Outside of U1 HRSG MCC enclosure (NE corner of the enclosure) | Breaker | OPEN | CLOSED | no data | no data | no data | no data | no data | no data | no data
6258.0 | 01-HTT-HPL-1117 Brker 34/36 CB 18 | Brker3436CB18 | U1 HRSG piperack 1st level (South) | Valve | OPEN | CLOSED | no data | no data | no data | no data | no data | no data | no data
6462.0 | 01-HTT-HPL-1118 Brker 34/36 CB 18 | Brker3436CB18 | Outside of U1 HRSG MCC enclosure (NW corner of the enclosure) | Valve | OPEN | CLOSED | no data | no data | no data | no data | no data | no data | no data
6054.0 | 01-HTT-HPL-1111 Brker 37/39 CB 19 | Brker3739CB19 | Top of U1 HRSG west (between HP and IP drums) | Breaker | OPEN | CLOSED | no data | no data | no data | no data | no data | no data | no data
6100.0 | 01-HTT-HPL-1112 Brker 37/39 CB 19 | Brker3739CB19 | Outside of U1 HRSG MCC enclosure (NE corner of the enclosure) | Breaker | OPEN | CLOSED | no data | no data | no data | no data | no data | no data | no data
6180.0 | 01-HTT-HPL-1116 Brker 37/39 CB 19 | Brker3739CB19 | Outside of U1 HRSG MCC enclosure (SE corner of the enclosure) | Breaker | OPEN | CLOSED | no data | no data | no data | no data | no data | no data | no data
6452.0 | 01-HTT-HPL-1118 Brker 37/39 CB 19 | Brker3739CB19 | Outside of U1 HRSG MCC enclosure (NW corner of the enclosure) | Valve | OPEN | CLOSED | no data | no data | no data | no data | no data | no data | no data
6474.0 | 02-HTT-HPL-1211 Brker 37/39 CB 19 | Brker3739CB19 | U2 HRSG piperack 1st level (North) | Valve | OPEN | CLOSED | no data | no data | no data | no data | no data | no data | no data
6145.0 | 01-HTT-HPL-1113 Brker 38/40 CB 20 | Brker3840CB20 | Outside of U1 HRSG MCC enclosure (fuel Gas) | Breaker | OPEN | CLOSED | no data | no data | no data | no data | no data | no data | no data
6101.0 | 01-HTT-HPL-1112 Brker 41/43 CB 21 | Brker4143CB21 | Outside of U1 HRSG MCC enclosure (NE corner of the enclosure) | Breaker | OPEN | CLOSED | no data | no data | no data | no data | no data | no data | no data
6562.0 | 01-VHHS842/843/01-MOV-HHS908 01-HTT-HPL-1112 | Brker4143CB21 | Outside of U1 HRSG MCC enclosure (NE corner of the enclosure) | Breaker | OPEN | CLOSED | no data | no data | no data | no data | no data | no data | no data
6157.0 | 01-HTT-HPL-1116 Brker 42/44 CB 22 | Brker4244CB22 | Outside of U1 HRSG MCC enclosure (Ground Level) | Breaker | OPEN | CLOSED | no data | no data | no data | no data | no data | no data | no data
6056.0 | 01-HTT-HPL-1111 Brker 45/47 CB 23 | Brker4547CB23 | Top of U1 HRSG west (between HP and IP drums) | Breaker | OPEN | CLOSED | no data | no data | no data | no data | no data | no data | no data
6476.0 | 02-HTT-HPL-1211 Brker 45/47 CB 23 | Brker4547CB23 | U2 HRSG piperack 1st level (North) | Valve | OPEN | CLOSED | no data | no data | no data | no data | no data | no data | no data
6498.0 | 02-HTT-HPL-1211 Brker 46/48 CB 24 | Brker4648CB24 |  | Valve | OPEN | CLOSED | no data | no data | no data | no data | no data | no data | no data
6103.0 | 01-HTT-HPL-1112 Brker 49/51 CB 25 | Brker4951CB25 | Outside of U1 HRSG MCC enclosure (NE corner of the enclosure) | Breaker | OPEN | CLOSED | no data | no data | no data | no data | no data | no data | no data
6183.0 | 01-HTT-HPL-1116 Brker 49/51 CB 25 | Brker4951CB25 | Outside of U1 HRSG MCC enclosure (SE corner of the enclosure) | Breaker | OPEN | CLOSED | no data | no data | no data | no data | no data | no data | no data
6477.0 | 02-HTT-HPL-1211 Brker 49/51 CB 25 | Brker4951CB25 | U2 HRSG piperack 1st level (North) | Valve | OPEN | CLOSED | no data | no data | no data | no data | no data | no data | no data
6194.0 | 01-HTT-HPL-1113 Brker 5/7 CB 3 | Brker57CB3 | Near the Gas Chromotograph enclosure | Breaker | OPEN | CLOSED | no data | no data | no data | no data | no data | no data | no data
6229.0 | 01-HTT-HPL-1117 Brker 5/7 CB 3 | Brker57CB3 | U1 HRSG piperack 1st level (South) | Valve | OPEN | CLOSED | no data | no data | no data | no data | no data | no data | no data
6081.0 | 01-HTT-HPL-1111 Brker 50/52 CB 26 | Brker5052CB26 | Top of U1 HRSG west (between HP and IP drums) | Breaker | OPEN | CLOSED | no data | no data | no data | no data | no data | no data | no data
6262.0 | 01-HTT-HPL-1117 Brker 50/52 CB 26 | Brker5052CB26 | U1 HRSG piperack 1st level (South) | Valve | OPEN | CLOSED | no data | no data | no data | no data | no data | no data | no data
6058.0 | 01-HTT-HPL-1111 Brker 53/55 CB 27 | Brker5355CB27 | Top of U1 HRSG west (between HP and IP drums) | Breaker | OPEN | CLOSED | no data | no data | no data | no data | no data | no data | no data
6184.0 | 01-HTT-HPL-1116 Brker 53/55 CB 27 | Brker5355CB27 | Outside of U1 HRSG MCC enclosure (SE corner of the enclosure) | Breaker | OPEN | CLOSED | no data | no data | no data | no data | no data | no data | no data
6126.0 | 01-HTT-HPL-1112 Brker 54/56 CB 28 | Brker5456CB28 | Outside of U1 HRSG MCC enclosure (NE corner of the enclosure) | Breaker | OPEN | CLOSED | no data | no data | no data | no data | no data | no data | no data
6500.0 | 02-HTT-HPL-1211 Brker 54/56 CB 28 | Brker5456CB28 |  | Valve | OPEN | CLOSED | no data | no data | no data | no data | no data | no data | no data
6242.0 | 01-HTT-HPL-1117 Brker 57/59 CB 29 | Brker5759CB29 | U1 HRSG piperack 1st level (South) | Valve | OPEN | CLOSED | no data | no data | no data | no data | no data | no data | no data
6161.0 | 01-HTT-HPL-1116 Brker 58/60 CB 30 | Brker5860CB30 | Outside of U1 HRSG MCC enclosure (Ground Level) | Breaker | OPEN | CLOSED | no data | no data | no data | no data | no data | no data | no data
6114.0 | 01-HTT-HPL-1112 Brker 6/8 CB 04 | Brker68CB04 | Outside of U1 HRSG MCC enclosure (NE corner of the enclosure) | Breaker | OPEN | CLOSED | no data | no data | no data | no data | no data | no data | no data
6136.0 | 01-HTT-HPL-1113 Brker 6/8 CB 04 | Brker68CB04 | Outside of U1 HRSG MCC enclosure (fuel Gas) | Breaker | OPEN | CLOSED | no data | no data | no data | no data | no data | no data | no data
6455.0 | 01-HTT-HPL-1118 Brker 6/8 CB 4 | Brker68CB4 | Outside of U1 HRSG MCC enclosure (NW corner of the enclosure) | Valve | OPEN | CLOSED | no data | no data | no data | no data | no data | no data | no data
6480.0 | 02-HTT-HPL-1211 Brker 61/63 CB 31 | Brker6163CB31 | U2 HRSG piperack 1st level (North) | Valve | OPEN | CLOSED | no data | no data | no data | no data | no data | no data | no data
6162.0 | 01-HTT-HPL-1116 Brker 62/64 CB 32 | Brker6264CB32 | Outside of U1 HRSG MCC enclosure (Ground Level) | Breaker | OPEN | CLOSED | no data | no data | no data | no data | no data | no data | no data
6061.0 | 01-HTT-HPL-1111 Brker 65/67 CB 33 | Brker6567CB33 | Top of U1 HRSG west (between HP and IP drums) | Breaker | OPEN | CLOSED | no data | no data | no data | no data | no data | no data | no data
6244.0 | 01-HTT-HPL-1117 Brker 65/67 CB 33 | Brker6567CB33 | U1 HRSG piperack 1st level (South) | Valve | OPEN | CLOSED | no data | no data | no data | no data | no data | no data | no data
6503.0 | 02-HTT-HPL-1211 Brker 66/68 CB 34 | Brker6668CB34 |  | Valve | OPEN | CLOSED | no data | no data | no data | no data | no data | no data | no data
6108.0 | 01-HTT-HPL-1112 Brker 69/71 CB 35 | Brker6971CB35 | Outside of U1 HRSG MCC enclosure (NE corner of the enclosure) | Breaker | OPEN | CLOSED | no data | no data | no data | no data | no data | no data | no data
6188.0 | 01-HTT-HPL-1116 Brker 69/71 CB 35 | Brker6971CB35 | Outside of U1 HRSG MCC enclosure (SE corner of the enclosure) | Breaker | OPEN | CLOSED | no data | no data | no data | no data | no data | no data | no data
6245.0 | 01-HTT-HPL-1117 Brker 69/71 CB 35 | Brker6971CB35 | U1 HRSG piperack 1st level (South) | Valve | OPEN | CLOSED | no data | no data | no data | no data | no data | no data | no data
6086.0 | 01-HTT-HPL-1111 Brker 70/72 CB 36 | Brker7072CB36 | Top of U1 HRSG west (between HP and IP drums) | Breaker | OPEN | CLOSED | no data | no data | no data | no data | no data | no data | no data
6130.0 | 01-HTT-HPL-1112 Brker 70/72 CB 36 | Brker7072CB36 | Outside of U1 HRSG MCC enclosure (NE corner of the enclosure) | Breaker | OPEN | CLOSED | no data | no data | no data | no data | no data | no data | no data
6166.0 | 01-HTT-HPL-1116 Brker 70/72 CB 36 | Brker7072CB36 | Outside of U1 HRSG MCC enclosure (Ground Level) | Breaker | OPEN | CLOSED | no data | no data | no data | no data | no data | no data | no data
6267.0 | 01-HTT-HPL-1117 Brker 70/72 CB 36 | Brker7072CB36 | U1 HRSG piperack 1st level (South) | Valve | OPEN | CLOSED | no data | no data | no data | no data | no data | no data | no data
6504.0 | 02-HTT-HPL-1211 Brker 70/72 CB 36 | Brker7072CB36 |  | Valve | OPEN | CLOSED | no data | no data | no data | no data | no data | no data | no data
6064.0 | 01-HTT-HPL-1111 Brker 73/75 CB 37 | Brker7375CB37 | Top of U1 HRSG west (between HP and IP drums) | Breaker | OPEN | CLOSED | no data | no data | no data | no data | no data | no data | no data
6246.0 | 01-HTT-HPL-1117 Brker 73/75 CB 37 | Brker7375CB37 | U1 HRSG piperack 1st level (South) | Valve | OPEN | CLOSED | no data | no data | no data | no data | no data | no data | no data
6087.0 | 01-HTT-HPL-1111 Brker 74/76 CB 38 | Brker7476CB38 | Top of U1 HRSG west (between HP and IP drums) | Breaker | OPEN | CLOSED | no data | no data | no data | no data | no data | no data | no data
6167.0 | 01-HTT-HPL-1116 Brker 74/76 CB 38 | Brker7476CB38 | Outside of U1 HRSG MCC enclosure (Ground Level) | Breaker | OPEN | CLOSED | no data | no data | no data | no data | no data | no data | no data
6247.0 | 01-HTT-HPL-1117 Brker 77/79 CB 39 | Brker7779CB39 | U1 HRSG piperack 1st level (South) | Valve | OPEN | CLOSED | no data | no data | no data | no data | no data | no data | no data
6269.0 | 01-HTT-HPL-1117 Brker 78/80 CB 40 | Brker7880CB40 | U1 HRSG piperack 1st level (South) | Valve | OPEN | CLOSED | no data | no data | no data | no data | no data | no data | no data
6067.0 | 01-HTT-HPL-1111 Brker 81 CB 81 | Brker81CB81 | Top of U1 HRSG west (between HP and IP drums) | Breaker | OPEN | CLOSED | no data | no data | no data | no data | no data | no data | no data
6485.0 | 02-HTT-HPL-1211 Brker 81 CB 81 | Brker81CB81 | U2 HRSG piperack 1st level (North) | Valve | OPEN | CLOSED | no data | no data | no data | no data | no data | no data | no data
6089.0 | 01-HTT-HPL-1111 Brker 82 CB 82 | Brker82CB82 | Top of U1 HRSG west (between HP and IP drums) | Breaker | OPEN | CLOSED | no data | no data | no data | no data | no data | no data | no data
6169.0 | 01-HTT-HPL-1116 Brker 82 CB 82 | Brker82CB82 | Outside of U1 HRSG MCC enclosure (Ground Level) | Breaker | OPEN | CLOSED | no data | no data | no data | no data | no data | no data | no data
6249.0 | 01-HTT-HPL-1117 Brker 83 CB 83 | Brker83CB83 | U1 HRSG piperack 1st level (South) | Valve | OPEN | CLOSED | no data | no data | no data | no data | no data | no data | no data
6134.0 | 01-HTT-HPL-1112 Brker 84 CB 84 | Brker84CB84 | Outside of U1 HRSG MCC enclosure (NE corner of the enclosure) | Breaker | OPEN | CLOSED | no data | no data | no data | no data | no data | no data | no data
6271.0 | 01-HTT-HPL-1117 Brker 84 CB 84 | Brker84CB84 | U1 HRSG piperack 1st level (South) | Valve | OPEN | CLOSED | no data | no data | no data | no data | no data | no data | no data
6445.0 | 01-HTT-HPL-1118 Brker 9/11 CB 5 | Brker911CB5 | Outside of U1 HRSG MCC enclosure (NW corner of the enclosure) | Valve | OPEN | CLOSED | no data | no data | no data | no data | no data | no data | no data
5876.0 | TB-DC1 fuse # 8 | Forney-B10287-070-06 | Unit 1 DB skid | Fuse | pulled | inserted | no data | no data | no data | no data | no data | no data | no data
5877.0 | TB-DC1 fuse # 9 | forney-B10287-070-06 | Unit 1 DB skid area | Fuse | pulled | inserted | no data | no data | no data | no data | no data | no data | no data
5891.0 | TB-DC1 fuse # 8 | Forney-B10287-070-06 | Unit 2 Duct Burner Managment System Cabinet 02-BUR-JBX-01 | Fuse | pulled | inserted | no data | no data | no data | no data | no data | no data | no data
5892.0 | TB-DC1 fuse # 9 | forney-B10287-070-06 | Unit 2 Duct Burner Managment System Cabinet 02-BUR-JBX-01 | Fuse | pulled | inserted | no data | no data | no data | no data | no data | no data | no data
5936.0 | TB-DC1 fuse # 8 | Forney-B10287-070-06 | Unit 2 Duct Burner Managment System Cabinet 02-BUR-JBX-01 | Fuse | pulled | inserted | no data | no data | no data | no data | no data | no data | no data
5937.0 | TB-DC1 fuse # 9 | forney-B10287-070-06 | Unit 2 Duct Burner Managment System Cabinet 02-BUR-JBX-01 | Fuse | pulled | inserted | no data | no data | no data | no data | no data | no data | no data
6280.0 | Control oil polishing pump suction valve (MPX11AA301) | suctionvalveMPX11AA301 | control oil polishing pump | Valve | CLOSED | OPEN | no data | no data | no data | no data | no data | no data | no data
4079.0 | CONVENIENCE RECPT FUEL GAS AREA | 00-0101-R1 | 01-LVD-PPL-1111 BR INSIDE HRSG SWG ENCLOSURE | 208/120VAC CIRCUIT BREAKER | OPEN | CLOSED | no data | no data | no data | no data | no data | no data | no data
4420.0 | CONVENIENCE RECPT AUX BOILER BLDG | 00-0601-R1 | 02-LVD-PPL-12151, BR 7 AUX BOILER WEST WALL | 208/120VAC CIRCUIT BREAKER | OPEN | CLOSED | no data | no data | no data | no data | no data | no data | no data
4443.0 | CONVENIENCE RECPT AT DEMIN WATER TANK | 00-0801-R1 | 02-LVD-PPL-12181, BR 30 EAST WALL RO BLDG | 208/120VAC CIRCUIT BREAKER | OPEN | CLOSED | no data | no data | no data | no data | no data | no data | no data
4513.0 | CONVENIENCE RECPT AT FIRE PUMP ENCLOSURE | 00-0920-R1 | 02-LVD-PPL-2211, BR29OUTSIDE HRSG SWG ENCLOSURE | 208/120VAC CIRCUIT BREAKER | OPEN | CLOSED | no data | no data | no data | no data | no data | no data | no data
4432.0 | AUX BOILER BLDG EMERGENCY LIGHTING | 00-4001-E5 | 02-LVD-PPL-12151, BR 20 AUX BOILER WEST WALL | 208/120VAC CIRCUIT BREAKER | OPEN | CLOSED | no data | no data | no data | no data | no data | no data | no data
4439.0 | CHLORINE ANALYZER SYS 120VAC | 00-AIT-DWT820 | 02-LVD-PPL-12181, BR 12 EAST WALL RO BLDG | 208/120VAC CIRCUIT BREAKER | OPEN | CLOSED | no data | no data | no data | no data | no data | no data | no data
4326.0 | AQA AMMONIA FORWARDING SYS 480VAC | 00-AQA-CPL-01 | 02-LVB-PPL-1211, BR 7 HRSG MCC ENCLOSURE | 480 V CIRCUIT BREACKER | OPEN | CLOSED | no data | no data | no data | no data | no data | no data | no data
4416.0 | AUX BLR 120 VAC PWR | 00-AXS-CPL-01 | 02-LVD-PPL-12151, BR 1 AUX BOILER WEST WALL | 208/120VAC CIRCUIT BREAKER | OPEN | CLOSED | no data | no data | no data | no data | no data | no data | no data
5381.0 | AUX BLR 120 VAC UPS PWR 1 | 00-AXS-CPL-01 | HRSG 2 U1 UPS PANEL, BR9 | no data | OPEN | CLOSED | no data | no data | no data | no data | no data | no data | no data
5398.0 | AUX BLR 120 VAC UPS PWR 2 | 00-AXS-CPL-01 | HRSG 2 U2 UPS PANEL, BR11 | no data | OPEN | CLOSED | no data | no data | no data | no data | no data | no data | no data
5579.0 | AUX BLR 120 VAC PWR (PLC Panel) | 00-AXS-CPL-01 | 02-LVD-PPL-12151, BR 1 AUX BOILER WEST WALL | 208/120VAC CIRCUIT BREAKER | OPEN | CLOSED | no data | no data | no data | no data | no data | no data | no data
5566.0 | AUX BOILER COMBUSTION AIR FAN | 00-AXS-MFN-01 | HRSG-2 ENCLSURE 480V MCC 121, CUBICLE 02FM | 480 V MOLDED CASE BREAKER | OPEN | CLOSED | no data | no data | no data | no data | no data | no data | no data
5621.0 | AUX BOILER FEED PUMP MTR 1 | 00-AXS-MPM-01A | HRSG-2 ENCLSURE 480V MCC 121, CUBICLE 13FF | 480 V MOLDED CASE BREAKER | OPEN | CLOSED | no data | no data | no data | no data | no data | no data | no data
5622.0 | AUX BOILER FEED PUMP MTR 2 | 00-AXS-VFD-01B | HRSG-2 ENCLSURE 480V MCC 221, CUBICLE 13FC | 480 V MOLDED CASE BREAKER | OPEN | CLOSED | no data | no data | no data | no data | no data | no data | no data
5409.0 | SITE WEATHER STATION | 00-BOP-WST-01 | ADMIN BLDG U1 UPS PNL, BR1 | no data | OPEN | CLOSED | no data | no data | no data | no data | no data | no data | no data
4361.0 | CCF AUX BLR AMMONIA FEED PMP CPL 480VAC | 00-CCF-CPL-01 | 02-LVB-PPL-1215, BR 1 PIPE RACK 1 BY STARTUP HTR | 480 V CIRCUIT BREACKER | OPEN | CLOSED | no data | no data | no data | no data | no data | no data | no data
5625.0 | CCF AUX BLR Ammonia feed pmp CPL 480V VAC Brk 1/3/5 | 00-CCF-CPL-01 | 02-LVB-PPL-1215-Brker1,3,5 | Breaker | OPEN | CLOSED | no data | no data | no data | no data | no data | no data | no data
5414.0 | DCS NTWRK CAB 0 PRI PWR FEED 120VAC UPS | 00-DCS-CAB-00 | ADMIN BLDG U1 UPS PNL, BR19 | no data | OPEN | CLOSED | no data | no data | no data | no data | no data | no data | no data
5436.0 | DCS NTWRK CAB 0 SEC PWR FEED 120VAC UPS | 00-DCS-CAB-00 | ADMIN BLDG U2 UPS PNL, BR19 | no data | OPEN | CLOSED | no data | no data | no data | no data | no data | no data | no data
5424.0 | DCS NTWRK CAB 1 PRI PWR FEED 120VAC UPS | 00-DCS-CAB-01 | ADMIN BLDG U1 UPS PNL, BR20 | no data | OPEN | CLOSED | no data | no data | no data | no data | no data | no data | no data
5447.0 | DCS NTWRK CAB 1 SEC PWR FEED 120VAC UPS | 00-DCS-CAB-01 | ADMIN BLDG U2 UPS PNL, BR20 | no data | OPEN | CLOSED | no data | no data | no data | no data | no data | no data | no data
5415.0 | DCS NTWRK CAB 2 PRI PWR FEED 120VAC UPS | 00-DCS-CAB-02 | ADMIN BLDG U1 UPS PNL, BR21 | no data | OPEN | CLOSED | no data | no data | no data | no data | no data | no data | no data
5437.0 | DCS NTWRK CAB 2 SEC PWR FEED 120VAC UPS | 00-DCS-CAB-02 | ADMIN BLDG U2 UPS PNL, BR21 | no data | OPEN | CLOSED | no data | no data | no data | no data | no data | no data | no data
5341.0 | 00-DCS-CAB-06 POWER 1 | 00-DCS-CAB-06 | HRSG 1 U1 UPS PANEL, BR3 | no data | OPEN | CLOSED | no data | no data | no data | no data | no data | no data | no data
5361.0 | 00-DCS-CAB-06 POWER 2 | 00-DCS-CAB-06 | HRSG 1 U2 UPS PANEL, BR3 | no data | OPEN | CLOSED | no data | no data | no data | no data | no data | no data | no data
5378.0 | 00-DCS-CAB-08 POWER 2 | 00-DCS-CAB-08 | HRSG 2 U1 UPS PANEL, BR3 | no data | OPEN | CLOSED | no data | no data | no data | no data | no data | no data | no data
5394.0 | 00-DCS-CAB-08 POWER 2 | 00-DCS-CAB-08 | HRSG 2 U2 UPS PANEL, BR3 | no data | OPEN | CLOSED | no data | no data | no data | no data | no data | no data | no data
4647.0 | UTILITY POWER-LIGHT/ 120VAC | 00-DCS-CAB-10 | 01-LVD-PPL-1311, BR17ACC MCC ENCLOSURE | 208/120VAC CIRCUIT BREAKER | OPEN | CLOSED | no data | no data | no data | no data | no data | no data | no data
5456.0 | 00-DCS-CAB-10 POWER 1 | 00-DCS-CAB-10 | ACC 1 U1 UPS PANEL 01-LVF-PPL-014 , BR1 | no data | OPEN | CLOSED | no data | no data | no data | no data | no data | no data | no data
5463.0 | 00-DCS-CAB-10 POWER 2 | 00-DCS-CAB-10 | ACC 1 U2 UPS PANEL 02-LVF-PPL-014, BR1 | no data | OPEN | CLOSED | no data | no data | no data | no data | no data | no data | no data
5457.0 | 00-DCS-CAB-12 POWER 1 | 00-DCS-CAB-12 | ACC 1 U1 UPS PANEL 01-LVF-PPL-014 , BR2 | no data | OPEN | CLOSED | no data | no data | no data | no data | no data | no data | no data
5459.0 | 00-DCS-CAB-12 SOLENOID POWER | 00-DCS-CAB-12 | ACC 1 U1 UPS PANEL 01-LVF-PPL-014 , BR7 | no data | OPEN | CLOSED | no data | no data | no data | no data | no data | no data | no data
5464.0 | 00-DCS-CAB-12 POWER 2 | 00-DCS-CAB-12 | ACC 1 U2 UPS PANEL 02-LVF-PPL-014, BR3 | no data | OPEN | CLOSED | no data | no data | no data | no data | no data | no data | no data
5469.0 | 00-DCS-CAB-20 POWER 1 | 00-DCS-CAB-20 | ACC 2 U1 UPS PANEL 01-LVF-PPL-015, BR1 | no data | OPEN | CLOSED | no data | no data | no data | no data | no data | no data | no data
5476.0 | 00-DCS-CAB-20 POWER 2 | 00-DCS-CAB-20 | ACC 2 U1 UPS PANEL 02-LVF-PPL-015, BR1 | no data | OPEN | CLOSED | no data | no data | no data | no data | no data | no data | no data
5470.0 | 00-DCS-CAB-22 POWER 1 | 00-DCS-CAB-22 | ACC 2 U1 UPS PANEL 01-LVF-PPL-015, BR3 | no data | OPEN | CLOSED | no data | no data | no data | no data | no data | no data | no data
5472.0 | 00-DCS-CAB-22 SOLENOID POWER | 00-DCS-CAB-22 | ACC 2 U1 UPS PANEL 01-LVF-PPL-015, BR7 | no data | OPEN | CLOSED | no data | no data | no data | no data | no data | no data | no data
5477.0 | 00-DCS-CAB-22 POWER 2 | 00-DCS-CAB-22 | ACC 2 U1 UPS PANEL 02-LVF-PPL-015, BR3 | no data | OPEN | CLOSED | no data | no data | no data | no data | no data | no data | no data
5340.0 | 00-DCS-CAB-60 POWER 1 | 00-DCS-CAB-60 | HRSG 1 U1 UPS PANEL, BR1 | no data | OPEN | CLOSED | no data | no data | no data | no data | no data | no data | no data
5360.0 | 00-DCS-CAB-60 POWER 2 | 00-DCS-CAB-60 | HRSG 1 U2 UPS PANEL, BR1 | no data | OPEN | CLOSED | no data | no data | no data | no data | no data | no data | no data
5343.0 | 00-DCS-CAB-61 POWER 1 | 00-DCS-CAB-61 | HRSG 1 U1 UPS PANEL, BR7 | no data | OPEN | CLOSED | no data | no data | no data | no data | no data | no data | no data
5342.0 | 00-DCS-CAB-62 POWER 1 | 00-DCS-CAB-62 | HRSG 1 U1 UPS PANEL, BR5 | no data | OPEN | CLOSED | no data | no data | no data | no data | no data | no data | no data
5362.0 | 00-DCS-CAB-62 POWER 2 | 00-DCS-CAB-62 | HRSG 1 U2 UPS PANEL, BR5 | no data | OPEN | CLOSED | no data | no data | no data | no data | no data | no data | no data
5351.0 | 00-DCS-CAB-70 POWER 1 | 00-DCS-CAB-70 | HRSG 1 U1 UPS PANEL, BR2 | no data | OPEN | CLOSED | no data | no data | no data | no data | no data | no data | no data
5371.0 | 00-DCS-CAB-70 POWER 2 | 00-DCS-CAB-70 | HRSG 1 U2 UPS PANEL, BR2 | no data | OPEN | CLOSED | no data | no data | no data | no data | no data | no data | no data
5363.0 | 00-DCS-CAB-71 POWER 2 | 00-DCS-CAB-71 | HRSG 1 U2 UPS PANEL, BR7 | no data | OPEN | CLOSED | no data | no data | no data | no data | no data | no data | no data
5353.0 | 00-DCS-CAB-72 POWER 1 | 00-DCS-CAB-72 | HRSG 1 U1 UPS PANEL, BR6 | no data | OPEN | CLOSED | no data | no data | no data | no data | no data | no data | no data
5373.0 | 00-DCS-CAB-72 POWER 2 | 00-DCS-CAB-72 | HRSG 1 U2 UPS PANEL, BR6 | no data | OPEN | CLOSED | no data | no data | no data | no data | no data | no data | no data
5377.0 | 00-DCS-CAB-80 POWER 1 | 00-DCS-CAB-80 | HRSG 2 U1 UPS PANEL, BR1 | no data | OPEN | CLOSED | no data | no data | no data | no data | no data | no data | no data
5393.0 | 00-DCS-CAB-80 POWER 2 | 00-DCS-CAB-80 | HRSG 2 U2 UPS PANEL, BR1 | no data | OPEN | CLOSED | no data | no data | no data | no data | no data | no data | no data
5380.0 | 00-DCS-CAB-81 POWER 4 | 00-DCS-CAB-81 | HRSG 2 U1 UPS PANEL, BR7 | no data | OPEN | CLOSED | no data | no data | no data | no data | no data | no data | no data
5379.0 | 00-DCS-CAB-82 POWER 3 | 00-DCS-CAB-82 | HRSG 2 U1 UPS PANEL, BR5 | no data | OPEN | CLOSED | no data | no data | no data | no data | no data | no data | no data
5395.0 | 00-DCS-CAB-82 POWER 2 | 00-DCS-CAB-82 | HRSG 2 U2 UPS PANEL, BR5 | no data | OPEN | CLOSED | no data | no data | no data | no data | no data | no data | no data
5386.0 | 00-DCS-CAB-90 POWER 1 | 00-DCS-CAB-90 | HRSG 2 U1 UPS PANEL, BR2 | no data | OPEN | CLOSED | no data | no data | no data | no data | no data | no data | no data
5404.0 | 00-DCS-CAB-90 POWER 2 | 00-DCS-CAB-90 | HRSG 2 U2 UPS PANEL, BR2 | no data | OPEN | CLOSED | no data | no data | no data | no data | no data | no data | no data
5396.0 | 00-DCS-CAB-91 POWER 2 | 00-DCS-CAB-91 | HRSG 2 U2 UPS PANEL, BR7 | no data | OPEN | CLOSED | no data | no data | no data | no data | no data | no data | no data
5388.0 | 00-DCS-CAB-92 POWER 1 | 00-DCS-CAB-92 | HRSG 2 U1 UPS PANEL, BR6 | no data | OPEN | CLOSED | no data | no data | no data | no data | no data | no data | no data
5406.0 | 00-DCS-CAB-92 POWER 2 | 00-DCS-CAB-92 | HRSG 2 U2 UPS PANEL, BR6 | no data | OPEN | CLOSED | no data | no data | no data | no data | no data | no data | no data
5425.0 | DCS SRVR CAB 1 PRI PWR FEED PDU1 120VAC UPS | 00-DCS-CAB-95 | ADMIN BLDG U1 UPS PNL, BR22 | no data | OPEN | CLOSED | no data | no data | no data | no data | no data | no data | no data
5426.0 | DCS SRVR CAB 1 PRI PWR FEED PDU3 120VAC UPS | 00-DCS-CAB-95 | ADMIN BLDG U1 UPS PNL, BR24 | no data | OPEN | CLOSED | no data | no data | no data | no data | no data | no data | no data
5448.0 | DCS SRVR CAB 1 SEC PWR FEED PDU2 120VAC UPS | 00-DCS-CAB-95 | ADMIN BLDG U2 UPS PNL, BR22 | no data | OPEN | CLOSED | no data | no data | no data | no data | no data | no data | no data
5449.0 | DCS SRVR CAB 1 SEC PWR FEED PDU4 120VAC UPS | 00-DCS-CAB-95 | ADMIN BLDG U2 UPS PNL, BR24 | no data | OPEN | CLOSED | no data | no data | no data | no data | no data | no data | no data
5429.0 | DCS SRVR CAB 2 PRI PWR FEED PDU1 | 00-DCS-CAB-96 | ADMIN BLDG U1 UPS PNL, BR30 | no data | OPEN | CLOSED | no data | no data | no data | no data | no data | no data | no data
5430.0 | DCS SRVR CAB 2 PRI PWR FEED PDU3 | 00-DCS-CAB-96 | ADMIN BLDG U1 UPS PNL, BR32 | no data | OPEN | CLOSED | no data | no data | no data | no data | no data | no data | no data
5453.0 | DCS SRVR CAB 2 SEC PWR FEED PDU2 120VAC UPS | 00-DCS-CAB-96 | ADMIN BLDG U2 UPS PNL, BR32 | no data | OPEN | CLOSED | no data | no data | no data | no data | no data | no data | no data
5454.0 | DCS SRVR CAB 2 SEC PWR FEED PDU4 120VAC UPS | 00-DCS-CAB-96 | ADMIN BLDG U2 UPS PNL, BR34 | no data | OPEN | CLOSED | no data | no data | no data | no data | no data | no data | no data
5302.0 | EDG SYNC PANEL | 00-DSL-CPL-01 | MVB, DC DISTRIBUTION PANEL 01-LVE-PPL-01, F10.12 | no data | OPEN | CLOSED | no data | no data | no data | no data | no data | no data | no data
5219.0 | EDG AUX POWER XFMR 45KVA | 00-DSL-DSW-01 | MVB, 01-LVB-SWB-171, BR 22 | 480 V CIRCUIT BREACKER | OPEN | CLOSED | no data | no data | no data | no data | no data | no data | no data
4481.0 | DWS CPL PWR FEED | 00-DWS-CPL-01 | 02-LVB-PPL-2214, BR 3 NE CORNER OF RO BLDG | 480 V CIRCUIT BREACKER | OPEN | CLOSED | no data | no data | no data | no data | no data | no data | no data
4280.0 | DEMIN WATER PUMP MTR A | 00-DWS-MPM-01A | HRSG-2 ENCLSURE 480V MCC 121, CUBICLE 11FD | 480 V MOLDED CASE BREAKER | OPEN | CLOSED | no data | no data | no data | no data | no data | no data | no data
4305.0 | DEMIN WATER PUMP MTR B | 00-DWS-MPM-01B | HRSG-2 ENCLSURE 480V MCC 221, CUBICLE 10FM | 480 V MOLDED CASE BREAKER | OPEN | CLOSED | no data | no data | no data | no data | no data | no data | no data
4281.0 | DEMIN WATER PUMP MTR C | 00-DWS-MPM-01C | HRSG-2 ENCLSURE 480V MCC 121, CUBICLE 11FH | 480 V MOLDED CASE BREAKER | OPEN | CLOSED | no data | no data | no data | no data | no data | no data | no data
4372.0 | WT DRAINS SUMP PMP CPL FEED A 480VAC | 00-DWT-CPL-01 | 02-LVB-PPL-1218, BR 2 NE CORNER OF RO BLDG | 480 V CIRCUIT BREACKER | OPEN | CLOSED | no data | no data | no data | no data | no data | no data | no data
4480.0 | WT DRAINS SUMP PMP CPL FEED B 480VAC | 00-DWT-CPL-01 | 02-LVB-PPL-2214, BR 2 NE CORNER OF RO BLDG | 480 V CIRCUIT BREACKER | OPEN | CLOSED | no data | no data | no data | no data | no data | no data | no data
4285.0 | DWT TWO PASS RO A CONTROL PNL | 00-DWT-CPL-02A | HRSG-2 ENCLSURE 480V MCC 221, CUBICLE 13FF | 480 V MOLDED CASE BREAKER | OPEN | CLOSED | no data | no data | no data | no data | no data | no data | no data
5968.0 | DWT TWO PASS RO A CONTROL PNL | 00-DWT-CPL-02A | HRSG-2 ENCLSURE 480V MCC 221, CUBICLE 13FF | 480 V MOLDED CASE BREAKER | OPEN | CLOSED | no data | no data | no data | no data | no data | no data | no data
4312.0 | DWT TWO PASS RO B CONTROL PNL | 00-DWT-CPL-02B | HRSG-2 ENCLSURE 480V MCC 121, CUBICLE 13FJ | 480 V MOLDED CASE BREAKER | OPEN | CLOSED | no data | no data | no data | no data | no data | no data | no data
4373.0 | WTT RO CIP PWR DIST 480VAC | 00-DWT-CPL-05A | 02-LVB-PPL-1218, BR 5 NE CORNER OF RO BLDG | 480 V CIRCUIT BREACKER | OPEN | CLOSED | no data | no data | no data | no data | no data | no data | no data
5422.0 | WTT RO CIP CPL PRI PWR FEED | 00-DWT-CPL-05B | ADMIN BLDG U1 UPS PNL, BR6 | no data | OPEN | CLOSED | no data | no data | no data | no data | no data | no data | no data
5445.0 | WTT RO CIP CPL 120V UPS REDUNDANT | 00-DWT-CPL-05B | ADMIN BLDG U2 UPS PNL, BR8 | no data | OPEN | CLOSED | no data | no data | no data | no data | no data | no data | no data
4308.0 | DEMIN TRAILERS POWER FEED | 00-DWT-JBX-01 | HRSG-2 ENCLSURE 480V MCC 221, CUBICLE 11FM | 480 V MOLDED CASE BREAKER | OPEN | CLOSED | no data | no data | no data | no data | no data | no data | no data
4436.0 | WTT RO CFD ANTI SCALANT 120VAC | 00-DWT-JBX-05 | 02-LVD-PPL-12181, BR 8 EAST WALL RO BLDG | 208/120VAC CIRCUIT BREAKER | OPEN | CLOSED | no data | no data | no data | no data | no data | no data | no data
4435.0 | WTT RO CFD SODIUM BISULFITE 120VAC | 00-DWT-JBX-06 | 02-LVD-PPL-12181, BR 6 EAST WALL RO BLDG | 208/120VAC CIRCUIT BREAKER | OPEN | OPEN | no data | no data | no data | no data | no data | no data | no data
4437.0 | WTT RO CFD CAUSTIC FEED 120VAC | 00-DWT-JBX-07 | 02-LVD-PPL-12181, BR 9 EAST WALL RO BLDG | 208/120VAC CIRCUIT BREAKER | OPEN | CLOSED | no data | no data | no data | no data | no data | no data | no data
4438.0 | WTT SWS SODIUM HYPOCHLORITE FEED 120VAC | 00-DWT-JBX-08 | 02-LVD-PPL-12181, BR 10 EAST WALL RO BLDG | 208/120VAC CIRCUIT BREAKER | OPEN | CLOSED | no data | no data | no data | no data | no data | no data | no data
4434.0 | WTT BLDG MAIN CPL 120VAC | 00-DWT-PNL-01 | 02-LVD-PPL-12181, BR 5 EAST WALL RO BLDG | 208/120VAC CIRCUIT BREAKER | OPEN | CLOSED | no data | no data | no data | no data | no data | no data | no data
5411.0 | WTT BLDG MAIN CPL | 00-DWT-PNL-01 | ADMIN BLDG U1 UPS PNL, BR5 | no data | OPEN | CLOSED | no data | no data | no data | no data | no data | no data | no data
5444.0 | WTT BLDG MAIN CPL 120VAC UPS REDUNDANT | 00-DWT-PNL-01 | ADMIN BLDG U2 UPS PNL, BR6 | no data | OPEN | CLOSED | no data | no data | no data | no data | no data | no data | no data
4440.0 | WTT BLDG SILICA ANALYZER 120 VAC | 00-DWT-PNL-10 | 02-LVD-PPL-12181, BR 13 EAST WALL RO BLDG | 208/120VAC CIRCUIT BREAKER | OPEN | CLOSED | no data | no data | no data | no data | no data | no data | no data
4441.0 | WTT BLDG SODIUM ANALYZER 120 VAC | 00-DWT-PNL-10 | 02-LVD-PPL-12181, BR 15 EAST WALL RO BLDG | 208/120VAC CIRCUIT BREAKER | OPEN | CLOSED | no data | no data | no data | no data | no data | no data | no data
3729.0 | AUX BOILER NATURAL GAS MAIN LINE FLOW CONTROL VALVE | 00-FCV-AXS820 | AUX BOILER BUILDING AREA | no data | CLOSED | OPEN | no data | no data | no data | no data | no data | no data | no data
3646.0 | AUX BOILER FEEDWATER CONTROL VALVE (FWCV) | 00-FCV-AXS900 | AUX BOILER BUILDING AREA | no data | CLOSED | OPEN | no data | no data | no data | no data | no data | no data | no data
1.0 | DEMIN PUMP MIN FLOW RECIRC | 00-FCV-DWS111 | DEMIN TANK AREA | no data | CLOSED | OPEN | no data | no data | no data | no data | no data | no data | no data
2.0 | POTABLE WATER MAKEUP CV | 00-FCV-SWS101 | SERVICE WATER TANK AREA | no data | CLOSED | OPEN | no data | no data | no data | no data | no data | no data | no data
3.0 | SERVICE WATER PUMP RECIRC CONTROL VALVE | 00-FCV-SWS112 | SERVICE WATER TANK AREA | no data | CLOSED | OPEN | no data | no data | no data | no data | no data | no data | no data
5356.0 | FGS CND PLC/CHROMATOGRAPH PWR FEED 1 | 00-FGS-ATS-01 | HRSG 1 U1 UPS PANEL, BR12 | no data | OPEN | CLOSED | no data | no data | no data | no data | no data | no data | no data
5376.0 | FGS COND PLC/CHROMATOGRAPH PWR FEED 2 | 00-FGS-ATS-01 | HRSG 1 U2 UPS PANEL, BR12 | no data | OPEN | CLOSED | no data | no data | no data | no data | no data | no data | no data
5686.0 | FUEL GAS COMPRESSOR A | 00-FGS-CMP-01A | MVB SWITCHGEAR 11, CUBICLE 01B | FUES | OPEN | CLOSED | no data | no data | no data | no data | no data | no data | no data
5695.0 | FUEL GAS COMPRESSOR B | 00-FGS-CMP-01B | MVB SWITCHGEAR 21, CUBICLE 04B | FUES | OPEN | CLOSED | no data | no data | no data | no data | no data | no data | no data
3910.0 | FUEL GAS COMPRESSOR C | 00-FGS-CMP-01C | MVB SWITCHGEAR 11, CUBICLE 02B | FUES | OPEN | CLOSED | no data | no data | no data | no data | no data | no data | no data
4133.0 | FGS CMP A CPL MAIN 120VAC | 00-FGS-CPL-01A | 01-LVD-PPL-2111 BR 4 INSIDE HRSG SWG ENCLOSURE | 208/120VAC CIRCUIT BREAKER | OPEN | CLOSED | no data | no data | no data | no data | no data | no data | no data
5344.0 | FGS COMP A CONTROL PANEL 1 UPS FEED 1 | 00-FGS-CPL-01A | HRSG 1 U1 UPS PANEL, BR9 | no data | OPEN | CLOSED | no data | no data | no data | no data | no data | no data | no data
5364.0 | FGS COMP A CONTROL PANEL 1 UPS FEED 2 | 00-FGS-CPL-01A | HRSG 1 U2 UPS PANEL, BR9 | no data | OPEN | CLOSED | no data | no data | no data | no data | no data | no data | no data
4119.0 | FGS CMP B CPL MAIN 120VAC | 00-FGS-CPL-01B | 01-LVD-PPL-2111 BR 13 INSIDE HRSG SWG ENCLOSURE | 208/120VAC CIRCUIT BREAKER | OPEN | CLOSED | no data | no data | no data | no data | no data | no data | no data
5355.0 | FGS COMP B CONTROL PANEL 1 UPS FEED 1 | 00-FGS-CPL-01B | HRSG 1 U1 UPS PANEL, BR10 | no data | OPEN | CLOSED | no data | no data | no data | no data | no data | no data | no data
5375.0 | FGS COMP B CONTROL PANEL 1 UPS FEED 2 | 00-FGS-CPL-01B | HRSG 1 U2 UPS PANEL, BR10 | no data | OPEN | CLOSED | no data | no data | no data | no data | no data | no data | no data
4138.0 | FGS CMP C CPL MAIN 120VAC | 00-FGS-CPL-01C | 01-LVD-PPL-2111 BR 14 INSIDE HRSG SWG ENCLOSURE | 208/120VAC CIRCUIT BREAKER | OPEN | CLOSED | no data | no data | no data | no data | no data | no data | no data
5345.0 | FGS COMP C CONTROL PANEL 1 UPS FEED 1 | 00-FGS-CPL-01C | HRSG 1 U1 UPS PANEL, BR11 | no data | OPEN | CLOSED | no data | no data | no data | no data | no data | no data | no data
5365.0 | FGS COMP C CONTROL PANEL 1 UPS FEED 2 | 00-FGS-CPL-01C | HRSG 1 U2 UPS PANEL, BR11 | no data | OPEN | CLOSED | no data | no data | no data | no data | no data | no data | no data
4106.0 | FGS CMP A STARTER ENCL OIL RSVR HTR 1/2 | 00-FGS-CPL-02A-200 | 01-LVB-PPL-2113 BR 7,9,11 OUTSIDE CHROMATOGRAPH BLDG | 480 V CIRCUIT BREACKER | OPEN | CLOSED | no data | no data | no data | no data | no data | no data | no data
4107.0 | FGS CMP B STARTER ENCL OIL RSVR HTR 1/2 | 00-FGS-CPL-02B | 01-LVB-PPL-2113 BR 8,10,12 OUTSIDE CHROMATOGRAPH BLDG | 480 V CIRCUIT BREACKER | OPEN | CLOSED | no data | no data | no data | no data | no data | no data | no data
4108.0 | FGS CMP C STARTER ENCL OIL RSVR HTR 1/2 | 00-FGS-CPL-02C-200 | 01-LVB-PPL-2113 BR 13,15,17 OUTSIDE CHROMATOGRAPH BLDG | 480 V CIRCUIT BREACKER | OPEN | CLOSED | no data | no data | no data | no data | no data | no data | no data
4055.0 | FGS CND BMS CPL SKD 7 MAIN 480VAC | 00-FGS-CPL-12 | 01-LVB-PPL-1115 BR 10 INSIDE HRSG SWG ENCLOSURE | 480 V CIRCUIT BREACKER | OPEN | CLOSED | no data | no data | no data | no data | no data | no data | no data
3930.0 | FUEL GAS LP DEW POINT HEATER | 00-FGS-HTR-01 | HRSG-1 MCC ENCLOSURE CUBICLE 06D | 480 V RACK OUT BREAKER | OPEN | CLOSED | no data | no data | no data | no data | no data | no data | no data
4110.0 | FGS COMP N2 GEN HTR A | 00-FGS-JBX-03 | 01-LVB-PPL-2113 BR 25,27,29 OUTSIDE CHROMATOGRAPH BLDG | 480 V CIRCUIT BREACKER | OPEN | CLOSED | no data | no data | no data | no data | no data | no data | no data
4111.0 | FGS COMP N2 GEN HTR B | 00-FGS-JBX-03 | 01-LVB-PPL-2113 BR 26,28,30 OUTSIDE CHROMATOGRAPH BLDG | 480 V CIRCUIT BREACKER | OPEN | CLOSED | no data | no data | no data | no data | no data | no data | no data
4112.0 | FGS COMP N2 ENCL HTR A/B | 00-FGS-JBX-03 | 01-LVB-PPL-2113 BR 31,33,35 OUTSIDE CHROMATOGRAPH BLDG | 480 V CIRCUIT BREACKER | OPEN | CLOSED | no data | no data | no data | no data | no data | no data | no data
4132.0 | GS CMP N2 GENERATOR CTRL PNL MAIN 120VAC | 00-FGS-JBX-03 | 01-LVD-PPL-2111 BR 2 INSIDE HRSG SWG ENCLOSURE | 208/120VAC CIRCUIT BREAKER | OPEN | CLOSED | no data | no data | no data | no data | no data | no data | no data
3946.0 | FGS CMP A SOUND ENCLOSURE FAN MOTOR 1 | 00-FGS-MFN-01A | HRSG-1 ENCLOSURE MCC 111 CUBICLE 6FB | 480 V MOLDED CASE BREAKER | OPEN | CLOSED | no data | no data | no data | no data | no data | no data | no data
3971.0 | FGS CMP B SOUND ENCLOSURE FAN MTR 1 | 00-FGS-MFN-01B | HRSG-1 ENCLOSURE MCC 211 CUBICLE 4FB | 480 V MOLDED CASE BREAKER | OPEN | CLOSED | no data | no data | no data | no data | no data | no data | no data
3949.0 | FGS CMP C SOUND ENCLOSURE FAN MOTOR 1 | 00-FGS-MFN-01C | HRSG-1 ENCLOSURE MCC 111 CUBICLE 6FM | 480 V MOLDED CASE BREAKER | OPEN | CLOSED | no data | no data | no data | no data | no data | no data | no data
3947.0 | FGS CMP A SOUND ENCLOSURE FAN MOTOR 2 | 00-FGS-MFN-02A | HRSG-1 ENCLOSURE MCC 111 CUBICLE 6FD | 480 V MOLDED CASE BREAKER | OPEN | CLOSED | no data | no data | no data | no data | no data | no data | no data
3989.0 | FGS CMP B SOUND ENCLOSURE FAN MTR 2 | 00-FGS-MFN-02B | HRSG-1 ENCLOSURE MCC 211 CUBICLE 10FM | 480 V MOLDED CASE BREAKER | OPEN | CLOSED | no data | no data | no data | no data | no data | no data | no data
3966.0 | FGS CMP C SOUND ENCLOSURE FAN MOTOR 2 | 00-FGS-MFN-02C | HRSG-1 ENCLOSURE MCC 111 CUBICLE 12FB | 480 V MOLDED CASE BREAKER | OPEN | CLOSED | no data | no data | no data | no data | no data | no data | no data
3936.0 | FGS CMP A RECYCLE/OIL CLR FAN MTR 1 | 00-FGS-MFN-03A | HRSG-1 ENCLOSURE MCC 111 CUBICLE 3FB | 480 V MOLDED CASE BREAKER | OPEN | CLOSED | no data | no data | no data | no data | no data | no data | no data
3985.0 | FGS CMP B RECYCLE/OIL CLR FAN MTR 1 | 00-FGS-MFN-03B | HRSG-1 ENCLOSURE MCC 211 CUBICLE 9FF | 480 V MOLDED CASE BREAKER | OPEN | CLOSED | no data | no data | no data | no data | no data | no data | no data
3943.0 | FGS CMP RECYCLE/OIL CLR FAN MOTOR 1 | 00-FGS-MFN-03C | HRSG-1 ENCLOSURE MCC 111 CUBICLE 5FB | 480 V MOLDED CASE BREAKER | OPEN | CLOSED | no data | no data | no data | no data | no data | no data | no data
3937.0 | FGS CMP A RECYCLE/OIL CLR FAN MTR 2 | 00-FGS-MFN-04A | HRSG-1 ENCLOSURE MCC 111 CUBICLE 3FD | 480 V MOLDED CASE BREAKER | OPEN | CLOSED | no data | no data | no data | no data | no data | no data | no data
3986.0 | FGS CMP B RECYCLE/OIL CLR FAN MTR 2 | 00-FGS-MFN-04B | HRSG-1 ENCLOSURE MCC 211 CUBICLE 9FH | 480 V MOLDED CASE BREAKER | OPEN | CLOSED | no data | no data | no data | no data | no data | no data | no data
3944.0 | FGS CMP RECYCLE/OIL CLR FAN MOTOR 2 | 00-FGS-MFN-04C | HRSG-1 ENCLOSURE MCC 111 CUBICLE 5FD | 480 V MOLDED CASE BREAKER | OPEN | CLOSED | no data | no data | no data | no data | no data | no data | no data
3948.0 | FGC A AUX OIL PUMP MOTOR | 00-FGS-MPM-02A | HRSG-1 ENCLOSURE MCC 111 CUBICLE 6FF | 480 V MOLDED CASE BREAKER | OPEN | CLOSED | no data | no data | no data | no data | no data | no data | no data
3992.0 | FGC B AUX OIL PUMP MOTOR | 00-FGS-MPM-02B | HRSG-1 ENCLOSURE MCC 211 CUBICLE 12FM | 480 V MOLDED CASE BREAKER | OPEN | CLOSED | no data | no data | no data | no data | no data | no data | no data
3950.0 | FGC C AUX OIL PUMP MOTOR | 00-FGS-MPM-02C | HRSG-1 ENCLOSURE MCC 111 CUBICLE 7FB | 480 V MOLDED CASE BREAKER | OPEN | CLOSED | no data | no data | no data | no data | no data | no data | no data
3938.0 | FUEL GAS CONDITIONING SKID PUMP MTR 1 | 00-FGS-MPM-11A | HRSG-1 ENCLOSURE MCC 111 CUBICLE 3FF | 480 V MOLDED CASE BREAKER | OPEN | CLOSED | no data | no data | no data | no data | no data | no data | no data
3984.0 | FUEL GAS CONDITIONING SKID PUMP MTR 2 | 00-FGS-MPM-11B | HRSG-1 ENCLOSURE MCC 211 CUBICLE 9FD | 480 V MOLDED CASE BREAKER | OPEN | CLOSED | no data | no data | no data | no data | no data | no data | no data
4260.0 | FIRE PUMP CONTROL PANEL | 00-FPS-PNL-01 | FIRE PUMP ECLOSURE | LOCAL DISCONNECT | OPEN | CLOSED | no data | no data | no data | no data | no data | no data | no data
4586.0 | ADM BLD MAIN FIRE ALARM CPL NODE #1 | 00-FPS-PNL-04 | 02-LVD-PPL-22141, BR13SERVER ROOM EAST WALL | 208/120VAC CIRCUIT BREAKER | OPEN | CLOSED | no data | no data | no data | no data | no data | no data | no data
4587.0 | ADM BLD LOCAL FIRE ALARM CPL NODE #2 | 00-FPS-PNL-05 | 02-LVD-PPL-22141, BR14SERVER ROOM EAST WALL | 208/120VAC CIRCUIT BREAKER | OPEN | CLOSED | no data | no data | no data | no data | no data | no data | no data
4072.0 | HRSG 01 ELEC ENCL LCAL FIRE ALRM CPL NODE #7 | 00-FPS-PNL-07 | 01-LVD-PPL-1111 BR INSIDE HRSG SWG ENCLOSURE | 208/120VAC CIRCUIT BREAKER | OPEN | CLOSED | no data | no data | no data | no data | no data | no data | no data
4498.0 | HRSG 02 ELEC. ENCL. FIRE ALM CPL NODE #5 | 00-FPS-PNL-08 | 02-LVD-PPL-2211, BR5OUTSIDE HRSG SWG ENCLOSURE | 208/120VAC CIRCUIT BREAKER | OPEN | CLOSED | no data | no data | no data | no data | no data | no data | no data
4502.0 | FIRE WTR PMP BLD LOCAL FIRE ALM CPL NODE #4 | 00-FPS-PNL-12 | 02-LVD-PPL-2211, BR11OUTSIDE HRSG SWG ENCLOSURE | 208/120VAC CIRCUIT BREAKER | OPEN | CLOSED | no data | no data | no data | no data | no data | no data | no data
4200.0 | TURBINE BUILDING 01 LOCAL FIRE ALRM CPL NODE #9 | 00-FPS-PNL-13 | 01-LVD-PPL-21133 BR 5 TURBINE DECK SW | 208/120VAC CIRCUIT BREAKER | OPEN | CLOSED | no data | no data | no data | no data | no data | no data | no data
4550.0 | TUR BLD 02 LOCAL FIRE ALARM CPL NODE #3 | 00-FPS-PNL-14 | 02-LVB-PPL-22113, BR5SW TURBINE DECK | 480 V CIRCUIT BREACKER | OPEN | CLOSED | no data | no data | no data | no data | no data | no data | no data
4433.0 | AUX BLR BLDG & AMMONIA CONT. AREA LOCAL FIRE ALM CPL NODE #6 | 00-FPS-PNL-15 | 02-LVD-PPL-12151, BR 21 AUX BOILER WEST WALL | 208/120VAC CIRCUIT BREAKER | OPEN | CLOSED | no data | no data | no data | no data | no data | no data | no data
4920.0 | EDG TO SWG-17 | 00-GEN-NSB-01 | MV BLDG, 01-LVB-SWG-17, CUBICLE04A | 480 V RACK OUT BREAKER | OPEN | CLOSED | no data | no data | no data | no data | no data | no data | no data
4926.0 | EDG TO SWG-27 | 00-GEN-NSB-01 | MV BLDG, 02-LVB-SWG-27, CUBICLE06A | 480 V RACK OUT BREAKER | OPEN | CLOSED | no data | no data | no data | no data | no data | no data | no data
4431.0 | AUX BOILER BLDG HVAC CPL 120 VAC | 00-HVC-CPL-01 | 02-LVD-PPL-12151, BR 19 AUX BOILER WEST WALL | 208/120VAC CIRCUIT BREAKER | OPEN | CLOSED | no data | no data | no data | no data | no data | no data | no data
4370.0 | AUX BOILER ROLL UP DOOR 480VAC | 00-HVC-DOR-01 | 02-LVB-PPL-1215, BR 14 PIPE RACK 1 BY STARTUP HTR | 480 V CIRCUIT BREACKER | OPEN | CLOSED | no data | no data | no data | no data | no data | no data | no data
4367.0 | AUX BOILER BLDG ROOF EXH FAN DSW 1 480 VAC | 00-HVC-DSW-01 | 02-LVB-PPL-1215, BR 11 PIPE RACK 1 BY STARTUP HTR | 480 V CIRCUIT BREACKER | OPEN | CLOSED | no data | no data | no data | no data | no data | no data | no data
4368.0 | AUX BOILER BLDG ROOF EXH FAN DSW 2 480 VAC | 00-HVC-DSW-02 | 02-LVB-PPL-1215, BR 12 PIPE RACK 1 BY STARTUP HTR | 480 V CIRCUIT BREACKER | OPEN | CLOSED | no data | no data | no data | no data | no data | no data | no data
4369.0 | AUX BOILER BLDG ROOF EXH FAN DSW 3 480 VAC | 00-HVC-DSW-03 | 02-LVB-PPL-1215, BR 13 PIPE RACK 1 BY STARTUP HTR | 480 V CIRCUIT BREACKER | OPEN | CLOSED | no data | no data | no data | no data | no data | no data | no data
4421.0 | AUX BOILER BLDG GAS HEATER FAN 1 120 VAC | 00-HVC-HTR-01 | 02-LVD-PPL-12151, BR 9 AUX BOILER WEST WALL | 208/120VAC CIRCUIT BREAKER | OPEN | CLOSED | no data | no data | no data | no data | no data | no data | no data
4422.0 | AUX BOILER BLDG GAS HEATER FAN 2 120 VAC | 00-HVC-HTR-02 | 02-LVD-PPL-12151, BR 10 AUX BOILER WEST WALL | 208/120VAC CIRCUIT BREAKER | OPEN | CLOSED | no data | no data | no data | no data | no data | no data | no data
4423.0 | AUX BOILER BLDG GAS HEATER FAN 3 120 VAC | 00-HVC-HTR-03 | 02-LVD-PPL-12151, BR 11 AUX BOILER WEST WALL | 208/120VAC CIRCUIT BREAKER | OPEN | CLOSED | no data | no data | no data | no data | no data | no data | no data
4424.0 | AUX BOILER BLDG GAS HEATER FAN 4 120 VAC | 00-HVC-HTR-04 | 02-LVD-PPL-12151, BR 12 AUX BOILER WEST WALL | 208/120VAC CIRCUIT BREAKER | OPEN | CLOSED | no data | no data | no data | no data | no data | no data | no data
4425.0 | AUX BOILER BLDG GAS HEATER FAN 5 120 VAC | 00-HVC-HTR-05 | 02-LVD-PPL-12151, BR 13 AUX BOILER WEST WALL | 208/120VAC CIRCUIT BREAKER | OPEN | CLOSED | no data | no data | no data | no data | no data | no data | no data
4426.0 | AUX BOILER BLDG GAS HEATER FAN 6 120 VAC | 00-HVC-HTR-06 | 02-LVD-PPL-12151, BR 14 AUX BOILER WEST WALL | 208/120VAC CIRCUIT BREAKER | OPEN | CLOSED | no data | no data | no data | no data | no data | no data | no data
4427.0 | AUX BOILER BLDG GAS HEATER FAN 7 120 VAC | 00-HVC-HTR-07 | 02-LVD-PPL-12151, BR 15 AUX BOILER WEST WALL | 208/120VAC CIRCUIT BREAKER | OPEN | CLOSED | no data | no data | no data | no data | no data | no data | no data
4428.0 | AUX BOILER BLDG GAS HEATER FAN 8 120 VAC | 00-HVC-HTR-08 | 02-LVD-PPL-12151, BR 16 AUX BOILER WEST WALL | 208/120VAC CIRCUIT BREAKER | OPEN | CLOSED | no data | no data | no data | no data | no data | no data | no data
4430.0 | AUX BOILER SOUTH WALL INTAKE LOUVER 2 120 VAC | 00-HVC-LVR-02 | 02-LVD-PPL-12151, BR 18 AUX BOILER WEST WALL | 208/120VAC CIRCUIT BREAKER | OPEN | CLOSED | no data | no data | no data | no data | no data | no data | no data
4429.0 | AUX BOILER WEST WALL INTAKE LOUVER 3 120 VAC | 00-HVC-LVR-03 | 02-LVD-PPL-12151, BR 17 AUX BOILER WEST WALL | 208/120VAC CIRCUIT BREAKER | OPEN | CLOSED | no data | no data | no data | no data | no data | no data | no data
6546.0 | U1 Turbine Building isolation Post Indicating Valve | 00-IDV-FPS610 | East of TB U1 | no data | CLOSED | OPEN | no data | no data | no data | no data | no data | no data | no data
6777.0 | U2 Turbine Building isolation Post Indicating Valve | 00-IDV-FPS610 | East of TB U2 | no data | CLOSED | OPEN | no data | no data | no data | no data | no data | no data | no data
3933.0 | AIR COMPRESSOR B | 00-INA-CMP-01B | HRSG-1 MCC ENCLOSURE CUBICLE 05D | 480 V RACK OUT BREAKER | OPEN | CLOSED | no data | no data | no data | no data | no data | no data | no data
4137.0 | INA CMP CTRL PWR FEED | 00-INA-CPL-01 | 01-LVD-PPL-2111 BR 12 INSIDE HRSG SWG ENCLOSURE | 208/120VAC CIRCUIT BREAKER | OPEN | CLOSED | no data | no data | no data | no data | no data | no data | no data
5261.0 | INA ADY A PWR FEED | 00-INA-CPL-02A | MVB, 02-LVB-SWB-271, BR 29 | 480 V CIRCUIT BREACKER | OPEN | CLOSED | no data | no data | no data | no data | no data | no data | no data
5685.0 | Air Dryer A PWR FEED | 00-INA-CPL-02A | AIR COMPRESSOR AREA | Breaker | OPEN | CLOSED | no data | no data | no data | no data | no data | no data | no data
5274.0 | AIR DRYER B PWR FEED | 00-INA-CPL-02B | MVB, 02-LVB-SWB-271, BR 30 | 480 V CIRCUIT BREACKER | OPEN | CLOSED | no data | no data | no data | no data | no data | no data | no data
5241.0 | INA AIR COOLER A MAIN POWER FEED | 00-INA-CPL-03A | MVB, 01-LVB-SWB-171, BR 44 | 480 V CIRCUIT BREACKER | OPEN | CLOSED | no data | no data | no data | no data | no data | no data | no data
5240.0 | INA AIR COOLER B MAIN POWER FEED | 00-INA-CPL-03B | MVB, 01-LVB-SWB-171, BR 42 | 480 V CIRCUIT BREACKER | OPEN | CLOSED | no data | no data | no data | no data | no data | no data | no data
5410.0 | SITE WEATHER STATION RAIN GAUGE | 00-LT-WST966 | ADMIN BLDG U1 UPS PNL, BR3 | no data | OPEN | CLOSED | no data | no data | no data | no data | no data | no data | no data
4256.0 | ADMIN BLDG PWR FEED | 00-LVB-PPL-173 | HRSG-2 ECLOSURE, SWG 22, CUBICLE 06D | 480 V RACK OUT BREAKER | OPEN | CLOSED | no data | no data | no data | no data | no data | no data | no data
4483.0 | ADMIN BLDG WELDING RECEPT | 00-LVB-RCP-01 | 02-LVB-PPL-2214, BR 7 NE CORNER OF RO BLDG | 480 V CIRCUIT BREACKER | OPEN | CLOSED | no data | no data | no data | no data | no data | no data | no data
4037.0 | FUEL GAS AREA WELDING RECEPT | 00-LVB-RCP-02 | 01-LVB-PPL-1113 BR 11 PIPE RACK 1 BY STARTUP HTR | 480 V CIRCUIT BREACKER | OPEN | CLOSED | no data | no data | no data | no data | no data | no data | no data
5229.0 | AQUEOUS AMMONIA TNK AREA WELDING RECEPT | 00-LVB-RCP-03 | MVB, 01-LVB-SWB-171, BR 35 | 480 V CIRCUIT BREACKER | OPEN | CLOSED | no data | no data | no data | no data | no data | no data | no data
5220.0 | UPS BYPASS TRANSFORMER | 00-LVF-XFR-01 | MVB, 01-LVB-SWB-171, BR 3 | 480 V CIRCUIT BREACKER | OPEN | CLOSED | no data | no data | no data | no data | no data | no data | no data
5254.0 | UPS BYPASS TRANSFORMER | 00-LVF-XFR-01 | MVB, 02-LVB-SWB-271, BR 3 | 480 V CIRCUIT BREACKER | OPEN | CLOSED | no data | no data | no data | no data | no data | no data | no data
6757.0 | 480v Normal Feed to UPS 1 | 00-LVF-XFR-01 | MVB, 01-LVB-SWB-171, BR 4 | 480 V CIRCUIT BREACKER | OPEN | CLOSED | no data | no data | no data | no data | no data | no data | no data
4148.0 | PRESSURE REDUCTION UNIT HEATED REGULATOR 120 VAC | 00MBP01CQ105 | 01-LVD-PPL-2111 BR 38 INSIDE HRSG SWG ENCLOSURE | 208/120VAC CIRCUIT BREAKER | OPEN | CLOSED | no data | no data | no data | no data | no data | no data | no data
5357.0 | FUEL GAS CAL. METER PNL AC PWR 120 VAC UPS | 00MBP01GH012 | HRSG 1 U1 UPS PANEL, BR14 | no data | OPEN | CLOSED | no data | no data | no data | no data | no data | no data | no data
4582.0 | GEN ON-LINE MNTRNG SYS MEDIA CONVERTER HUB | 00MKA01GH002 | 02-LVD-PPL-22141, BR9SERVER ROOM EAST WALL | 208/120VAC CIRCUIT BREAKER | OPEN | CLOSED | no data | no data | no data | no data | no data | no data | no data
4584.0 | GEN ON-LINE MNTRNG SYS ETHERNET SWITCH HUB | 00MKA01GH004 | 02-LVD-PPL-22141, BR11SERVER ROOM EAST WALL | 208/120VAC CIRCUIT BREAKER | OPEN | CLOSED | no data | no data | no data | no data | no data | no data | no data
4583.0 | GEN ON-LINE MONITORING SYS PC 120 VAC | 00MKA01GH005 | 02-LVD-PPL-22141, BR10SERVER ROOM EAST WALL | 208/120VAC CIRCUIT BREAKER | OPEN | CLOSED | no data | no data | no data | no data | no data | no data | no data
4585.0 | GEN ON-LINE MONITORING SYS MONITOR 120 VAC | 00MKA01GH006 | 02-LVD-PPL-22141, BR12SERVER ROOM EAST WALL | 208/120VAC CIRCUIT BREAKER | OPEN | CLOSED | no data | no data | no data | no data | no data | no data | no data
3643.0 | AUX BOILER FWCV ISOLATION MOTOR OPERATED VALVE | 00-MOV-AXS900 | AUX BOILER BUILDING AREA | no data | CLOSED | OPEN | no data | no data | no data | no data | no data | no data | no data
5567.0 | AUX BLR FEED WTR ISOLATION MOV 480VAC | 00-MOV-AXS-900 | 02-LVB-PPL-1215, BR 6 PIPE RACK 1 BY STARTUP HTR | 480 V CIRCUIT BREACKER | OPEN | CLOSED | no data | no data | no data | no data | no data | no data | no data
5847.0 | AUX BLR FEED WTR ISOLATION MOV 480VAC | 00-MOV-AXS-900 | 02-LVB-PPL-1215 BR 14-16-18 | 480 V CIRCUIT BREACKER | OPEN | CLOSED | no data | no data | no data | no data | no data | no data | no data
4364.0 | AUX BLR MAIN STEAM STOP MOV 480VAC | 00-MOV-AXS901 | 02-LVB-PPL-1215, BR 7 PIPE RACK 1 BY STARTUP HTR | 480 V CIRCUIT BREACKER | OPEN | CLOSED | no data | no data | no data | no data | no data | no data | no data
5556.0 | AUX BLR FEED WTR Recirc "A" MOV 480VAC | 00-MOV-AXS-904 | 02-LVB-PPL-1215, BR 8 PIPE RACK 1 BY STARTUP HTR | 480 V CIRCUIT BREACKER | OPEN | CLOSED | no data | no data | no data | no data | no data | no data | no data
5559.0 | AUX BLR FEED WTR PMP "B" MOV 480VAC | 00-MOV-AXS905 | 02-LVB-PPL-1215, BR 9 PIPE RACK 1 BY STARTUP HTR | 480 V CIRCUIT BREACKER | OPEN | CLOSED | no data | no data | no data | no data | no data | no data | no data
5560.0 | AUX BOILER RECIRCULATION ISOLATION Block VALVE MOV "B" | 00-MOV-AXS905 | AUX BOILER BUILDING AREA | no data | CLOSED | OPEN | no data | no data | no data | no data | no data | no data | no data
6664.0 | U1 Battery Charger "A" 125VDC output | 00-MVA-ENC-01-201Q011 | MED VOLT BUILDING, CAB 00-MVA-ENC-01 | no data | OPEN | CLOSED | no data | no data | no data | no data | no data | no data | no data
5299.0 | SWGR 1 BREAKER CONTROL | 00-MVA-SWG-1 | MVB, DC DISTRIBUTION PANEL 01-LVE-PPL-01, F10.6 | no data | OPEN | CLOSED | no data | no data | no data | no data | no data | no data | no data
5325.0 | SWGR 2 BREAKER CONTROL | 00-MVA-SWG-2 | MVB, DC DISTRIBUTION PANEL 02-LVE-PPL-01, F10.6 | no data | OPEN | CLOSED | no data | no data | no data | no data | no data | no data | no data
3877.0 | 6.9 KV XFR 11 | 00-MVA-XFR-11 | MVB SWITHCGEAR 1, CUBICLE 03B | 13.8 KV RACK-OUT BREAKER | OPEN | CLOSED | no data | no data | no data | no data | no data | no data | no data
3884.0 | BOP SUS XFMR | 00-MVA-XFR-17 | MVB SWITHCGEAR 1, CUBICLE 03A | 13.8 KV RACK-OUT BREAKER | OPEN | CLOSED | no data | no data | no data | no data | no data | no data | no data
3887.0 | 6.9KV XFR 21 | 00-MVA-XFR-21 | MVB SWITHCGEAR 2, CUBICLE 15B | 13.8 KV RACK-OUT BREAKER | OPEN | CLOSED | no data | no data | no data | no data | no data | no data | no data
3894.0 | BOP SUS XFMR 02 | 00-MVA-XFR-27 | MVB SWITHCGEAR 2, CUBICLE 15A | 13.8 KV RACK-OUT BREAKER | OPEN | CLOSED | no data | no data | no data | no data | no data | no data | no data
5289.0 | SWGR 11/MCC 11 BREAKER CONTROL | 00-MVB-SWG-11 | MVB, DC DISTRIBUTION PANEL 01-LVE-PPL-01, F10.3 | no data | OPEN | CLOSED | no data | no data | no data | no data | no data | no data | no data
5856.0 | 2000 Main Breaker 52-11-M1 | 00-MVB-SWG-11 | MVB, DC DISTRIBUTION PANEL 01-LVE-PPL-01, F10.3 | 6.9 KV RACK-OUT BREAKER | OPEN | CLOSED | no data | no data | no data | no data | no data | no data | no data
5315.0 | SWGR 21/MCC 21 BREAKER CONTROL | 00-MVB-SWG-21 | MVB, DC DISTRIBUTION PANEL 02-LVE-PPL-01, F10.3 | no data | OPEN | CLOSED | no data | no data | no data | no data | no data | no data | no data
4.0 | AUX BOILER BACK PRESSURE CONTROL VALVE | 00-PCV-AXS113 | AUX BOILER AREA | no data | CLOSED | OPEN | no data | no data | no data | no data | no data | no data | no data
3740.0 | AUX BOILER INSTRUMENT AIR PRESSURE REGULATOR | 00-PCV-AXS843 | AUX BOILER BUILDING AREA | no data | CLOSED | OPEN | no data | no data | no data | no data | no data | no data | no data
5.0 | NITROGEN STORAGE CYLINDER RACK OUTLET | 00-PRV-CMG603 | GAS YARD AREA | no data | CLOSED | CLOSED | no data | no data | no data | no data | no data | no data | no data
6.0 | NITROGEN STORAGE CYLINDER RACK OUTLET | 00-PRV-CMG604 | GAS YARD AREA | no data | CLOSED | CLOSED | no data | no data | no data | no data | no data | no data | no data
7.0 | BEARING FLUSH PRESSURE REGULATOR | 00-PRV-SWS677 | WASTE WATER SUMP AREA | no data | CLOSED | OPEN | no data | no data | no data | no data | no data | no data | no data
8.0 | FREE CHLORINE PRESSURE REGULATOR | 00-PRV-SWS678 | SERVICE WATER TANK AREA | no data | CLOSED | OPEN | no data | no data | no data | no data | no data | no data | no data
3741.0 | AUX BOILER INSTRUMENT AIR PRESSURE RELIEF VALVE | 00-PSV-AXS843 | AUX BOILER BUILDING AREA | no data | CLOSED | OPEN | no data | no data | no data | no data | no data | no data | no data
4290.0 | POTABLE WATER TEMPERING SKID FEED A | 00-PWS-CPL-01 | HRSG-2 ENCLSURE 480V MCC 121, CUBICLE 15FC(L) | 480 V MOLDED CASE BREAKER | OPEN | CLOSED | no data | no data | no data | no data | no data | no data | no data
4317.0 | POTABLE WATER TEMPERING SKID FEED B | 00-PWS-CPL-01 | HRSG-2 ENCLSURE 480V MCC 221, CUBICLE 14FM(L) | 480 V MOLDED CASE BREAKER | OPEN | CLOSED | no data | no data | no data | no data | no data | no data | no data
4509.0 | UNIT 2 SCR SKID SAFETY SHWR 120 VAC MAIN | 00-PWS-JBX-01 | 02-LVD-PPL-2211, BR24OUTSIDE HRSG SWG ENCLOSURE | 208/120VAC CIRCUIT BREAKER | OPEN | CLOSED | no data | no data | no data | no data | no data | no data | no data
4507.0 | AQA TNK AREA WEST SAFETY SHWR 120 VAC MAIN | 00-PWS-JBX-02 | 02-LVD-PPL-2211, BR22OUTSIDE HRSG SWG ENCLOSURE | 208/120VAC CIRCUIT BREAKER | OPEN | CLOSED | no data | no data | no data | no data | no data | no data | no data
4505.0 | AQA TNK AREA EAST SAFETY SHWR 120 VAC MAIN | 00-PWS-JBX-03 | 02-LVD-PPL-2211, BR20OUTSIDE HRSG SWG ENCLOSURE | 208/120VAC CIRCUIT BREAKER | OPEN | CLOSED | no data | no data | no data | no data | no data | no data | no data
4139.0 | UNIT 1 SCR SKID SAFETY SHWR 120 VAC MAIN | 00-PWS-JBX-04 | 01-LVD-PPL-2111 BR 16 INSIDE HRSG SWG ENCLOSURE | 208/120VAC CIRCUIT BREAKER | OPEN | CLOSED | no data | no data | no data | no data | no data | no data | no data
4225.0 | UNIT 1 TURB CTRL PKG SAFETY SHWR 120 VAC MAIN | 00-PWS-JBX-05 | 01-LVD-PPL-21133 BR 34 TURBINE DECK SW | 208/120VAC CIRCUIT BREAKER | OPEN | CLOSED | no data | no data | no data | no data | no data | no data | no data
4556.0 | UNIT 2 TURB CTRL PKG SAFETY SHWR 120 VAC MAIN | 00-PWS-JBX-06 | 02-LVB-PPL-22113, BR11 SW TURBINE DECK | 480 V CIRCUIT BREACKER | OPEN | CLOSED | no data | no data | no data | no data | no data | no data | no data
5245.0 | SAT 11 CTRL PNL 480 VAC PWR MAIN 1 | 00-SAT-CPL-11 | MVB, 01-LVB-SWB-171, BR 56 | 480 V CIRCUIT BREACKER | OPEN | CLOSED | no data | no data | no data | no data | no data | no data | no data
5278.0 | SAT 11 CTRL PNL 480 VAC PWR MAIN 2 | 00-SAT-CPL-11 | MVB, 02-LVB-SWB-271, BR 54 | 480 V CIRCUIT BREACKER | OPEN | CLOSED | no data | no data | no data | no data | no data | no data | no data
5297.0 | SAT 11 CONTROL PANEL 125 VDC PWR MAIN | 00-SAT-CPL-11 | MVB, DC DISTRIBUTION PANEL 01-LVE-PPL-01, F10.2 | no data | OPEN | CLOSED | no data | no data | no data | no data | no data | no data | no data
5244.0 | SAT 21 CTRL PNL 480 VAC PWR MAIN 2 | 00-SAT-CPL-21 | MVB, 01-LVB-SWB-171, BR 54 | 480 V CIRCUIT BREACKER | OPEN | CLOSED | no data | no data | no data | no data | no data | no data | no data
5279.0 | SAT 21 CTRL PNL 480 VAC PWR MAIN 1 | 00-SAT-CPL-21 | MVB, 02-LVB-SWB-271, BR 56 | 480 V CIRCUIT BREACKER | OPEN | CLOSED | no data | no data | no data | no data | no data | no data | no data
5323.0 | SAT 21 CONTROL PANEL 125 VDC PWR MAIN | 00-SAT-CPL-21 | MVB, DC DISTRIBUTION PANEL 02-LVE-PPL-01, F10.2 | no data | OPEN | CLOSED | no data | no data | no data | no data | no data | no data | no data
5231.0 | GT CMP BLADE WASHING DEVICE CTRL PNL MAIN | 00SDD01GH001 | MVB, 01-LVB-SWB-171, BR 43 | 480 V CIRCUIT BREACKER | OPEN | CLOSED | no data | no data | no data | no data | no data | no data | no data
4371.0 | SDR CPL LIFT STATION FEED A 480VAC | 00-SDR-CPL-01 | 02-LVB-PPL-1218, BR 1 NE CORNER OF RO BLDG | 480 V CIRCUIT BREACKER | OPEN | CLOSED | no data | no data | no data | no data | no data | no data | no data
4479.0 | SDR CPL LIFT STATION FEED B 480VAC | 00-SDR-CPL-01 | 02-LVB-PPL-2214, BR 1 NE CORNER OF RO BLDG | 480 V CIRCUIT BREACKER | OPEN | CLOSED | no data | no data | no data | no data | no data | no data | no data
4588.0 | SDR SUMP MPM 2 120VAC | 00-SDR-MPM-02 | 02-LVD-PPL-22141, BR15SERVER ROOM EAST WALL | 208/120VAC CIRCUIT BREAKER | OPEN | CLOSED | no data | no data | no data | no data | no data | no data | no data
4374.0 | SWS CPL MAIN PWR FEED - PWR CABLE | 00-SWS-CPL-01 | 02-LVB-PPL-1218, BR 6 NE CORNER OF RO BLDG | 480 V CIRCUIT BREACKER | OPEN | CLOSED | no data | no data | no data | no data | no data | no data | no data
4262.0 | SERVICE WATER PUMP MOTOR A | 00-SWS-MPM-01A | HRSG-2 ENCLSURE 480V MCC 121, CUBICLE 03FM | 480 V MOLDED CASE BREAKER | OPEN | CLOSED | no data | no data | no data | no data | no data | no data | no data
4293.0 | SERVICE WATER PUMP MTR B | 00-SWS-MPM-01B | HRSG-2 ENCLSURE 480V MCC 221, CUBICLE 3FM | 480 V MOLDED CASE BREAKER | OPEN | CLOSED | no data | no data | no data | no data | no data | no data | no data
3764.0 | AUX BOILER APH STEAM LINE TEMPERATURE CONTROL VALVE | 00-TCV-AXS870 | AUX BOILER BUILDING AREA | no data | CLOSED | OPEN | no data | no data | no data | no data | no data | no data | no data
9.0 | WASTEWATER QUENCH CONTROL VALVE | 00-TV-SWS721 | WASTE WATER SUMP AREA | no data | CLOSED | OPEN | no data | no data | no data | no data | no data | no data | no data
5236.0 | UAT 1 CTRL PNL 480 VAC PWR MAIN 1 | 00-UAT-CPL-01 | MVB, 01-LVB-SWB-171, BR 55 | 480 V CIRCUIT BREACKER | OPEN | CLOSED | no data | no data | no data | no data | no data | no data | no data
5270.0 | UAT 1 CTRL PNL 480 VAC PWR MAIN 2 | 00-UAT-CPL-01 | MVB, 02-LVB-SWB-271, BR 53 | 480 V CIRCUIT BREACKER | OPEN | CLOSED | no data | no data | no data | no data | no data | no data | no data
5298.0 | UAT 01 CONTROL PANEL 125 VDC PWR MAIN | 00-UAT-CPL-01 | MVB, DC DISTRIBUTION PANEL 01-LVE-PPL-01, F10.4 | no data | OPEN | CLOSED | no data | no data | no data | no data | no data | no data | no data
5235.0 | UAT 2 CTRL PNL 480 VAC PWR MAIN 2 | 00-UAT-CPL-02 | MVB, 01-LVB-SWB-171, BR 53 | 480 V CIRCUIT BREACKER | OPEN | CLOSED | no data | no data | no data | no data | no data | no data | no data
5271.0 | UAT 2 CTRL PNL 480 VAC PWR MAIN 1 | 00-UAT-CPL-02 | MVB, 02-LVB-SWB-271, BR 55 | 480 V CIRCUIT BREACKER | OPEN | CLOSED | no data | no data | no data | no data | no data | no data | no data
5324.0 | UAT 02 CONTROL PANEL 125 VDC PWR MAIN | 00-UAT-CPL-02 | MVB, DC DISTRIBUTION PANEL 02-LVE-PPL-01, F10.4 | no data | OPEN | CLOSED | no data | no data | no data | no data | no data | no data | no data
3897.0 | MAIN FEED BREAKER | 00-UAT-XFR-1 | MVB SWITHCGEAR 1, CUBICLE 7B | 13.8 KV RACK-OUT BREAKER | OPEN | CLOSED | no data | no data | no data | no data | no data | no data | no data
5832.0 | 3000A Main Breaker 52-1-M1 | 00-UAT-XFR-1 | MVB SWITHCGEAR 1, CUBICLE 7B | 13.8 KV RACK-OUT BREAKER | OPEN | CLOSED | no data | no data | no data | no data | no data | no data | no data
5860.0 | 3000A Main Breaker 52-1-M1 | 00-UAT-XFR-1 | MVB SWITHCGEAR 1, CUBICLE 7B | 13.8 KV RACK-OUT BREAKER | OPEN | CLOSED | no data | no data | no data | no data | no data | no data | no data
3898.0 | MAIN FEED BREAKER | 00-UAT-XFR-2 | MVB SWITHCGEAR 2, CUBICLE 10B | 13.8 KV RACK-OUT BREAKER | OPEN | CLOSED | no data | no data | no data | no data | no data | no data | no data
10.0 | TANK 2 UNLOADING STATION ISOLATION VALVE | 00-VAQA600 | AMMONIA TANK AREA | no data | CLOSED | CLOSED | no data | no data | no data | no data | no data | no data | no data
11.0 | TANK 2 UNLOADING STATION VAPOR RETURN ISOLATION VALVE | 00-VAQA601 | AMMONIA TANK AREA | no data | CLOSED | CLOSED | no data | no data | no data | no data | no data | no data | no data
12.0 | AQA TANK 1 DRAIN ISOLATION VALVE | 00-VAQA602 | AMMONIA TANK AREA | no data | OPEN | CLOSED | no data | no data | no data | no data | no data | no data | no data
13.0 | TANK 2 DRAIN ISOLATION VALVE | 00-VAQA603 | AMMONIA TANK AREA | no data | OPEN | CLOSED | no data | no data | no data | no data | no data | no data | no data
14.0 | AQA TANK 1 FORWARDING PUMPS ISOLATION VALVE UPSTREAM OF DRAIN | 00-VAQA605 | AMMONIA TANK AREA | no data | CLOSED | OPEN | no data | no data | no data | no data | no data | no data | no data
15.0 | TANK 1 FORWARDING PUMPS ISOLATION VALVE DOWNSTREAM OF DRAIN | 00-VAQA606 | AMMONIA TANK AREA | no data | CLOSED | OPEN | no data | no data | no data | no data | no data | no data | no data
16.0 | AQA TANK 1 FORWARDING PUMPS DRAIN ISOLATION VALVE | 00-VAQA607 | AMMONIA TANK AREA | no data | OPEN | CLOSED | no data | no data | no data | no data | no data | no data | no data
17.0 | LEVEL GAUGE 109 ISOLATION VALVE | 00-VAQA609 | AMMONIA TANK AREA | no data | CLOSED | OPEN | no data | no data | no data | no data | no data | no data | no data
18.0 | LEVEL GAUGE 109 ISOLATION VALVE | 00-VAQA610 | AMMONIA TANK AREA | no data | CLOSED | OPEN | no data | no data | no data | no data | no data | no data | no data
19.0 | TANK 1 UNLOADING STATION ISOLATION VALVE | 00-VAQA611 | AMMONIA TANK AREA | no data | CLOSED | CLOSED | no data | no data | no data | no data | no data | no data | no data
20.0 | TANK 1 PUMP RECIRC ISOLATION VALVE DOWNSTREAM OF DRAIN | 00-VAQA612 | AMMONIA TANK AREA | no data | CLOSED | OPEN | no data | no data | no data | no data | no data | no data | no data
21.0 | AQA FORWARDING PUMP SKID ISOLATION VALVE | 00-VAQA617 | AMMONIA TANK AREA | no data | CLOSED | OPEN | no data | no data | no data | no data | no data | no data | no data
22.0 | TANK 1 PUMP RECIRC ISOLATION VALVE UPSTREAM OF DRAIN | 00-VAQA621 | AMMONIA TANK AREA | no data | CLOSED | OPEN | no data | no data | no data | no data | no data | no data | no data
23.0 | TANK 1 PUMP RECIRC DRAIN ISOLATION VALVE | 00-VAQA625 | AMMONIA TANK AREA | no data | OPEN | CLOSED | no data | no data | no data | no data | no data | no data | no data
24.0 | PIT AQA101 ISOLATION VALVE | 00-VAQA628 | AMMONIA TANK AREA | no data | CLOSED | OPEN | no data | no data | no data | no data | no data | no data | no data
25.0 | TANK 2 PUMP RECIRC DRAIN ISOLATION VALVE | 00-VAQA631 | AMMONIA TANK AREA | no data | OPEN | CLOSED | no data | no data | no data | no data | no data | no data | no data
26.0 | TANK 1 UNLOADING STATION VAPOR RETURN ISOLATION VALVE | 00-VAQA636 | AMMONIA TANK AREA | no data | CLOSED | CLOSED | no data | no data | no data | no data | no data | no data | no data
27.0 | TANK 1 PUMP RECIRC VENT ISOLATION VALVE | 00-VAQA640 | AMMONIA TANK AREA | no data | OPEN | CLOSED | no data | no data | no data | no data | no data | no data | no data
28.0 | TANK 2 FORWARDING PUMPS ISOLATION VALVE UPSTREAM OF DRAIN | 00-VAQA643 | AMMONIA TANK AREA | no data | CLOSED | OPEN | no data | no data | no data | no data | no data | no data | no data
29.0 | TANK 2 LEVEL GAUGE 209 ISOLATION VALVE | 00-VAQA660 | AMMONIA TANK AREA | no data | CLOSED | OPEN | no data | no data | no data | no data | no data | no data | no data
30.0 | TANK 2 LEVEL GAUGE 209 ISOLATION VALVE | 00-VAQA665 | AMMONIA TANK AREA | no data | CLOSED | OPEN | no data | no data | no data | no data | no data | no data | no data
31.0 | TANK 2 FORWARDING PUMPS ISOLATION VALVE DOWNSTREAM OF DRAIN | 00-VAQA680 | AMMONIA TANK AREA | no data | CLOSED | OPEN | no data | no data | no data | no data | no data | no data | no data
32.0 | TANK 2 PUMP RECIRC VENT ISOLATION VALVE | 00-VAQA681 | AMMONIA TANK AREA | no data | OPEN | CLOSED | no data | no data | no data | no data | no data | no data | no data
33.0 | TANK 2 PUMP RECIRC ISOLATION VALVE UPSTREAM OF DRAIN | 00-VAQA685 | AMMONIA TANK AREA | no data | CLOSED | OPEN | no data | no data | no data | no data | no data | no data | no data
34.0 | TANK 2 PUMP RECIRC ISOLATION VALVE DOWNSTREAM OF DRAIN | 00-VAQA687 | AMMONIA TANK AREA | no data | CLOSED | OPEN | no data | no data | no data | no data | no data | no data | no data
35.0 | TANK 2 FORWARDING PUMP LINE DRAIN ISOLATION VALVE | 00-VAQA690 | AMMONIA TANK AREA | no data | OPEN | CLOSED | no data | no data | no data | no data | no data | no data | no data
5774.0 | 00-PCV-AXS113 Upstream Drain | 00-VAXS601 | Aux Boiler Area Upper Catwalk | Valve | OPEN | CLOSED | no data | no data | no data | no data | no data | no data | no data
5849.0 | 00-VAXS601 PCV upstream drain | 00-VAXS601 | Aux Boiler Area Upper Catwalk | Valve | OPEN | CLOSED | no data | no data | no data | no data | no data | no data | no data
36.0 | AUX BOILER BACK PRESSURE CONTROL VALVE ISOLATION | 00-VAXS623 | AUX BOILER AREA | no data | CLOSED | OPEN | no data | no data | no data | no data | no data | no data | no data
5623.0 | AUX BOILER BLOCK VALVE BEFORE BACK PRESSURE CONTROL VALVE | 00-V-AXS623 | AUX BOILER AREA | Valve | CLOSED | OPEN | no data | no data | no data | no data | no data | no data | no data
5773.0 | 00-VAXS623 Bypass Valve | 00-VAXS623A | AUX BOILER AREA | Valve | CLOSED | CLOSED | no data | no data | no data | no data | no data | no data | no data
37.0 | AUX BOILER BACK PRESSURE CONTROL VALVE BYPASS | 00-VAXS624 | AUX BOILER AREA | no data | CLOSED | CLOSED | no data | no data | no data | no data | no data | no data | no data
5624.0 | BYPASS VALVE FOR BACK PRESSURE CONTROL VALVE | 00-V-AXS624 | AUX BOILER AREA | Valve | CLOSED | CLOSED | no data | no data | no data | no data | no data | no data | no data
38.0 | DOWN STREAM AUX BOILER BACK PRESSURE CONTROL VALVE ISOLATION | 00-VAXS625 | AUX BOILER AREA | no data | CLOSED | OPEN | no data | no data | no data | no data | no data | no data | no data
5848.0 | DOWN STREAM BACK PRESSURE CONTROL VALVE ISO AXS625 | 00-VAXS625 | AUX BOILER AREA | no data | CLOSED | OPEN | no data | no data | no data | no data | no data | no data | no data
5772.0 | 00-VAXS625 Bypass Valve | 00-VAXS625B | AUX BOILER AREA | Valve | CLOSED | CLOSED | no data | no data | no data | no data | no data | no data | no data
5565.0 | AUX BOILER NATURAL GAS MAIN LINE MANUAL VALVE | 00-VAXS800 | AUX BOILER BUILDING AREA | Valve | CLOSED | OPEN | no data | no data | no data | no data | no data | no data | no data
3712.0 | AUX BOILER NATURAL GAS MAIN LINE ROOT MANUAL VALVE | 00-VAXS801 | AUX BOILER BUILDING AREA | no data | CLOSED | OPEN | no data | no data | no data | no data | no data | no data | no data
3713.0 | AUX BOILER NATURAL GAS MAIN LINE PRESSURE GAUGE MANIFOLD | 00-VAXS802 | AUX BOILER BUILDING AREA | no data | CLOSED | OPEN | no data | no data | no data | no data | no data | no data | no data
3714.0 | AUX BOILER NATURAL GAS MAIN LINE TEST POINT MANUAL VALVE | 00-VAXS803 | AUX BOILER BUILDING AREA | no data | CLOSED | CLOSED | no data | no data | no data | no data | no data | no data | no data
3716.0 | AUX BOILER NATURAL GAS MAIN LINE DRAIN VALVE | 00-VAXS804 | AUX BOILER BUILDING AREA | no data | OPEN | CLOSED | no data | no data | no data | no data | no data | no data | no data
3717.0 | AUX BOILER NATURAL GAS MAIN LINE ROOT MANUAL VALVE | 00-VAXS806 | AUX BOILER BUILDING AREA | no data | CLOSED | OPEN | no data | no data | no data | no data | no data | no data | no data
3718.0 | AUX BOILER NATURAL GAS MAIN LINE ROOT MANUAL VALVE | 00-VAXS807 | AUX BOILER BUILDING AREA | no data | CLOSED | OPEN | no data | no data | no data | no data | no data | no data | no data
3715.0 | AUX BOILER NATURAL GAS MAIN LINE MANUAL DRAIN VALVE | 00-VAXS808 | AUX BOILER BUILDING AREA | no data | OPEN | CLOSED | no data | no data | no data | no data | no data | no data | no data
3719.0 | AUX BOILER NATURAL GAS MAIN LINE ROOT MANUAL VALVE | 00-VAXS809 | AUX BOILER BUILDING AREA | no data | CLOSED | OPEN | no data | no data | no data | no data | no data | no data | no data
3720.0 | AUX BOILER NATURAL GAS MAIN LINE PRESSURE GAUGE MANIFOLD | 00-VAXS810 | AUX BOILER BUILDING AREA | no data | CLOSED | OPEN | no data | no data | no data | no data | no data | no data | no data
3721.0 | AUX BOILER NATURAL GAS MAIN LINE ROOT MANUAL VALVE | 00-VAXS811 | AUX BOILER BUILDING AREA | no data | CLOSED | OPEN | no data | no data | no data | no data | no data | no data | no data
3723.0 | AUX BOILER NATURAL GAS MAIN LINE LEAK TEST VALVE | 00-VAXS815 | AUX BOILER BUILDING AREA | no data | CLOSED | CLOSED | no data | no data | no data | no data | no data | no data | no data
3724.0 | AUX BOILER NATURAL GAS VENT LEAK TEST VALVE | 00-VAXS816 | AUX BOILER BUILDING AREA | no data | CLOSED | CLOSED | no data | no data | no data | no data | no data | no data | no data
3727.0 | AUX BOILER NATURAL GAS MAIN LINE LEAK TEST VALVE | 00-VAXS817 | AUX BOILER BUILDING AREA | no data | CLOSED | CLOSED | no data | no data | no data | no data | no data | no data | no data
3728.0 | AUX BOILER NATURAL GAS MAIN LINE ROOT MANUAL VALVE | 00-VAXS818 | AUX BOILER BUILDING AREA | no data | CLOSED | OPEN | no data | no data | no data | no data | no data | no data | no data
3730.0 | AUX BOILER NATURAL GAS MAIN LINE TEST FIRING MANUAL VALVE | 00-VAXS821 | AUX BOILER BUILDING AREA | no data | CLOSED | OPEN | no data | no data | no data | no data | no data | no data | no data
3731.0 | AUX BOILER NATURAL GAS MAIN LINE ROOT MANUAL VALVE | 00-VAXS822 | AUX BOILER BUILDING AREA | no data | CLOSED | OPEN | no data | no data | no data | no data | no data | no data | no data
3732.0 | AUX BOILER NATURAL GAS MAIN LINE PRESSURE GAUGE MANIFOLD | 00-VAXS823 | AUX BOILER BUILDING AREA | no data | CLOSED | OPEN | no data | no data | no data | no data | no data | no data | no data
3734.0 | AUX BOILER STABILIZING GAS LINE TEST POINT MANUAL VALVE | 00-VAXS824 | AUX BOILER BUILDING AREA | no data | CLOSED | CLOSED | no data | no data | no data | no data | no data | no data | no data
3735.0 | AUX BOILER STABILIZING GAS LINE MANUAL CONTROL VALVE | 00-VAXS825 | AUX BOILER BUILDING AREA | no data | CLOSED | OPEN | no data | no data | no data | no data | no data | no data | no data
3736.0 | AUX BOILER STABILIZING GAS LINE MANUAL CONTROL VALVE | 00-VAXS826 | AUX BOILER BUILDING AREA | no data | CLOSED | OPEN | no data | no data | no data | no data | no data | no data | no data
3737.0 | AUX BOILER STABILIZING GAS LINE TEST POINT MANUAL VALVE | 00-VAXS828 | AUX BOILER BUILDING AREA | no data | CLOSED | OPEN | no data | no data | no data | no data | no data | no data | no data
3702.0 | AUX BOILER PILOT LINE MANUAL VALVE | 00-VAXS830 | AUX BOILER BUILDING AREA | no data | CLOSED | OPEN | no data | no data | no data | no data | no data | no data | no data
3703.0 | AUX BOILER PILOT LINE MANUAL ROOT VALVE | 00-VAXS831 | AUX BOILER BUILDING AREA | no data | CLOSED | OPEN | no data | no data | no data | no data | no data | no data | no data
3710.0 | AUX BOILER PILOT LINE PRESSURE GAUGE MANIFOLD | 00-VAXS832 | AUX BOILER BUILDING AREA | no data | CLOSED | OPEN | no data | no data | no data | no data | no data | no data | no data
3704.0 | AUX BOILER PILOT LINE TEST POINT MANUAL VALVE | 00-VAXS833 | AUX BOILER BUILDING AREA | no data | CLOSED | CLOSED | no data | no data | no data | no data | no data | no data | no data
3705.0 | AUX BOILER PILOT LINE MANUAL ROOT VALVE | 00-VAXS835 | AUX BOILER BUILDING AREA | no data | CLOSED | OPEN | no data | no data | no data | no data | no data | no data | no data
3706.0 | AUX BOILER PILOT LINE PRESSURE GAUGE MANIFOLD | 00-VAXS836 | AUX BOILER BUILDING AREA | no data | CLOSED | OPEN | no data | no data | no data | no data | no data | no data | no data
3738.0 | AUX BOILER INSTRUMENT AIR MANUAL VALVE | 00-VAXS841 | AUX BOILER BUILDING AREA | no data | CLOSED | OPEN | no data | no data | no data | no data | no data | no data | no data
3739.0 | AUX BOILER INSTRUMENT AIR TEST POINT MANUAL VALVE | 00-VAXS842 | AUX BOILER BUILDING AREA | no data | CLOSED | OPEN | no data | no data | no data | no data | no data | no data | no data
3742.0 | AUX BOILER INSTRUMENT AIR ROOT VALVE | 00-VAXS844 | AUX BOILER BUILDING AREA | no data | CLOSED | OPEN | no data | no data | no data | no data | no data | no data | no data
3743.0 | AUX BOILER INSTRUMENT AIR PRESSURE GAUGE MANIFOLD | 00-VAXS845 | AUX BOILER BUILDING AREA | no data | CLOSED | OPEN | no data | no data | no data | no data | no data | no data | no data
3744.0 | AUX BOILER INSTRUMENT AIR DRAIN VALVE | 00-VAXS846 | AUX BOILER BUILDING AREA | no data | CLOSED | CLOSED | no data | no data | no data | no data | no data | no data | no data
3746.0 | AUX BOILER INSTRUMENT AIR MANUAL VALVE | 00-VAXS847 | AUX BOILER BUILDING AREA | no data | CLOSED | OPEN | no data | no data | no data | no data | no data | no data | no data
3747.0 | AUX BOILER INSTRUMENT AIR MANUAL VALVE | 00-VAXS848 | AUX BOILER BUILDING AREA | no data | CLOSED | OPEN | no data | no data | no data | no data | no data | no data | no data
3748.0 | AUX BOILER INSTRUMENT AIR MANUAL VALVE | 00-VAXS849 | AUX BOILER BUILDING AREA | no data | CLOSED | OPEN | no data | no data | no data | no data | no data | no data | no data
3749.0 | AUX BOILER INSTRUMENT AIR MANUAL VALVE | 00-VAXS850 | AUX BOILER BUILDING AREA | no data | CLOSED | OPEN | no data | no data | no data | no data | no data | no data | no data
3750.0 | AUX BOILER INSTRUMENT AIR MANUAL VALVE | 00-VAXS851 | AUX BOILER BUILDING AREA | no data | CLOSED | OPEN | no data | no data | no data | no data | no data | no data | no data
3751.0 | AUX BOILER INSTRUMENT AIR MANUAL VALVE | 00-VAXS852 | AUX BOILER BUILDING AREA | no data | CLOSED | OPEN | no data | no data | no data | no data | no data | no data | no data
3752.0 | AUX BOILER INSTRUMENT AIR MANUAL VALVE | 00-VAXS853 | AUX BOILER BUILDING AREA | no data | CLOSED | OPEN | no data | no data | no data | no data | no data | no data | no data
3753.0 | AUX BOILER INSTRUMENT AIR DRAIN VALVE | 00-VAXS854 | AUX BOILER BUILDING AREA | no data | CLOSED | CLOSED | no data | no data | no data | no data | no data | no data | no data
3745.0 | AUX BOILER INSTRUMENT AIR ROOT VALVE | 00-VAXS855 | AUX BOILER BUILDING AREA | no data | CLOSED | OPEN | no data | no data | no data | no data | no data | no data | no data
3754.0 | AUX BOILER INSTRUMENT AIR MANUAL VALVE | 00-VAXS856 | AUX BOILER BUILDING AREA | no data | CLOSED | OPEN | no data | no data | no data | no data | no data | no data | no data
3755.0 | AUX BOILER INSTRUMENT AIR MANUAL VALVE | 00-VAXS857 | AUX BOILER BUILDING AREA | no data | CLOSED | OPEN | no data | no data | no data | no data | no data | no data | no data
3689.0 | AUX BOILER PEGGING STEAM LINE SAMPLE VALVE | 00-VAXS861 | AUX BOILER BUILDING AREA | no data | CLOSED | OPEN | no data | no data | no data | no data | no data | no data | no data
3758.0 | AUX BOILER APH STEAM LINE DRAIN VALVE | 00-VAXS862 | AUX BOILER BUILDING AREA | no data | OPEN | CLOSED | no data | no data | no data | no data | no data | no data | no data
3756.0 | AUX BOILER APH STEAM LINE ROOT VALVE | 00-VAXS863 | AUX BOILER BUILDING AREA | no data | CLOSED | OPEN | no data | no data | no data | no data | no data | no data | no data
3757.0 | AUX BOILER APH STEAM LINE PRESSURE GAUGE MANIFOLD | 00-VAXS864 | AUX BOILER BUILDING AREA | no data | CLOSED | OPEN | no data | no data | no data | no data | no data | no data | no data
3759.0 | AUX BOILER APH STEAM LINE INLET MANUAL VALVE | 00-VAXS865 | AUX BOILER BUILDING AREA | no data | CLOSED | OPEN | no data | no data | no data | no data | no data | no data | no data
3760.0 | AUX BOILER APH STEAM LINE BYPASS VALVE | 00-VAXS866 | AUX BOILER BUILDING AREA | no data | CLOSED | CLOSED | no data | no data | no data | no data | no data | no data | no data
3761.0 | AUX BOILER APH STEAM LINE DRAIN VALVE | 00-VAXS867 | AUX BOILER BUILDING AREA | no data | OPEN | CLOSED | no data | no data | no data | no data | no data | no data | no data
3762.0 | AUX BOILER APH STEAM LINE DRAIN VALVE | 00-VAXS868 | AUX BOILER BUILDING AREA | no data | OPEN | CLOSED | no data | no data | no data | no data | no data | no data | no data
3763.0 | AUX BOILER APH STEAM LINE OUTLET MANUAL VALVE | 00-VAXS869 | AUX BOILER BUILDING AREA | no data | CLOSED | OPEN | no data | no data | no data | no data | no data | no data | no data
3765.0 | AUX BOILER APH STEAM LINE DRAIN VALVE | 00-VAXS871 | AUX BOILER BUILDING AREA | no data | OPEN | CLOSED | no data | no data | no data | no data | no data | no data | no data
3766.0 | AUX BOILER APH STEAM TRAP INLET MANUAL VALVE | 00-VAXS872 | AUX BOILER BUILDING AREA | no data | CLOSED | OPEN | no data | no data | no data | no data | no data | no data | no data
3701.0 | AUX BOILER PEGGING STEAM LINE DRAIN VALVE | 00-VAXS873 | AUX BOILER BUILDING AREA | no data | OPEN | CLOSED | no data | no data | no data | no data | no data | no data | no data
3767.0 | AUX BOILER APH STEAM TRAP OUTLET MANUAL VALVE | 00-VAXS874 | AUX BOILER BUILDING AREA | no data | CLOSED | OPEN | no data | no data | no data | no data | no data | no data | no data
3768.0 | AUX BOILER APH STEAM TRAP BYPASS MANUAL HAND CONTROL VALVE | 00-VAXS875 | AUX BOILER BUILDING AREA | no data | CLOSED | CLOSED | no data | no data | no data | no data | no data | no data | no data
3700.0 | AUX BOILER PEGGING STEAM TRAP BYPASS VALVE | 00-VAXS876 | AUX BOILER BUILDING AREA | no data | CLOSED | CLOSED | no data | no data | no data | no data | no data | no data | no data
3698.0 | AUX BOILER PEGGING STEAM TRAP ISOLATION VALVE INTLET | 00-VAXS877 | AUX BOILER BUILDING AREA | no data | CLOSED | OPEN | no data | no data | no data | no data | no data | no data | no data
3697.0 | AUX BOILER PEGGING STEAM PCV OUTLET ISOLATION VALVE | 00-VAXS878 | AUX BOILER BUILDING AREA | no data | CLOSED | OPEN | no data | no data | no data | no data | no data | no data | no data
3696.0 | AUX BOILER PEGGING STEAM PCV BYPASS VALVE | 00-VAXS879 | AUX BOILER BUILDING AREA | no data | CLOSED | CLOSED | no data | no data | no data | no data | no data | no data | no data
3769.0 | AUX BOILER APH STEAM TRAP DRAIN VALVE | 00-VAXS880 | AUX BOILER BUILDING AREA | no data | OPEN | CLOSED | no data | no data | no data | no data | no data | no data | no data
3770.0 | AUX BOILER APH STEAM TRAP INLET MANUAL VALVE | 00-VAXS881 | AUX BOILER BUILDING AREA | no data | CLOSED | OPEN | no data | no data | no data | no data | no data | no data | no data
3699.0 | AUX BOILER PEGGING STEAM TRAP ISOLATION VALVE OUTLET | 00-VAXS882 | AUX BOILER BUILDING AREA | no data | CLOSED | OPEN | no data | no data | no data | no data | no data | no data | no data
3771.0 | AUX BOILER APH STEAM TRAP OUTLET MANUAL VALVE | 00-VAXS883 | AUX BOILER BUILDING AREA | no data | CLOSED | OPEN | no data | no data | no data | no data | no data | no data | no data
3772.0 | AUX BOILER APH STEAM TRAP BYPASS MANUAL HAND CONTROL VALVE | 00-VAXS884 | AUX BOILER BUILDING AREA | no data | CLOSED | CLOSED | no data | no data | no data | no data | no data | no data | no data
3695.0 | AUX BOILER PEGGING STEAM PCV OUTLET DRAIN VALVE | 00-VAXS886 | AUX BOILER BUILDING AREA | no data | OPEN | CLOSED | no data | no data | no data | no data | no data | no data | no data
3694.0 | AUX BOILER PEGGING STEAM PCV INLET DRAIN | 00-VAXS887 | AUX BOILER BUILDING AREA | no data | OPEN | CLOSED | no data | no data | no data | no data | no data | no data | no data
3693.0 | AUX BOILER PEGGING STEAM FCV INLET ISOLATION VALVE | 00-VAXS888 | AUX BOILER BUILDING AREA | no data | CLOSED | OPEN | no data | no data | no data | no data | no data | no data | no data
3692.0 | AUX BOILER PEGGING STEAM TRAP BYPASS VALVE | 00-VAXS889 | AUX BOILER BUILDING AREA | no data | CLOSED | CLOSED | no data | no data | no data | no data | no data | no data | no data
3691.0 | AUX BOILER PEGGING STEAM TRAP ISOLATION VALVE OUTLET | 00-VAXS890 | AUX BOILER BUILDING AREA | no data | CLOSED | OPEN | no data | no data | no data | no data | no data | no data | no data
3773.0 | AUX BOILER COMBUSTION AIR ISOLATION VALVE | 00-VAXS890 | AUX BOILER BUILDING AREA | no data | CLOSED | OPEN | no data | no data | no data | no data | no data | no data | no data
3690.0 | AUX BOILER PEGGING STEAM TRAP ISOLATION VALVE INTLET | 00-VAXS891 | AUX BOILER BUILDING AREA | no data | CLOSED | OPEN | no data | no data | no data | no data | no data | no data | no data
3688.0 | AUX BOILER PEGGING STEAM LINE VENT VALVE | 00-VAXS894 | AUX BOILER BUILDING AREA | no data | OPEN | CLOSED | no data | no data | no data | no data | no data | no data | no data
3687.0 | AUX BOILER PEGGING STEAM ISOLATION STOP VALVE | 00-VAXS895 | AUX BOILER BUILDING AREA | no data | CLOSED | OPEN | no data | no data | no data | no data | no data | no data | no data
3774.0 | AUX BOILER FGR ISOLATION VALVE | 00-VAXS895 | AUX BOILER BUILDING AREA | no data | CLOSED | OPEN | no data | no data | no data | no data | no data | no data | no data
3685.0 | AUX BOILER RECIRCULATION ISOLATION VALVE "B" | 00-VAXS896 | AUX BOILER BUILDING AREA | no data | CLOSED | OPEN | no data | no data | no data | no data | no data | no data | no data
5555.0 | AUX BOILER RECIRCULATION ISOLATION Block VALVE "A" | 00-VAXS897 | AUX BOILER BUILDING AREA | no data | CLOSED | OPEN | no data | no data | no data | no data | no data | no data | no data
3682.0 | AUX BOILER FEEDWATER SAMPLE STOP VALVE | 00-VAXS898 | AUX BOILER BUILDING AREA | no data | CLOSED | OPEN | no data | no data | no data | no data | no data | no data | no data
3681.0 | AUX BOILER PUMP DISCHARGE TEST PRESSURE GAUGE ISOLATION VALVE | 00-VAXS899 | AUX BOILER BUILDING AREA | no data | CLOSED | OPEN | no data | no data | no data | no data | no data | no data | no data
3644.0 | AUX BOILER FWCV ISOLATION | 00-VAXS902 | AUX BOILER BUILDING AREA | no data | CLOSED | OPEN | no data | no data | no data | no data | no data | no data | no data
3645.0 | AUX BOILER FWCV PIPING DRAIN | 00-VAXS903 | AUX BOILER BUILDING AREA | no data | OPEN | CLOSED | no data | no data | no data | no data | no data | no data | no data
3647.0 | AUX BOILER FWCV PIPING DRAIN | 00-VAXS904 | AUX BOILER BUILDING AREA | no data | OPEN | CLOSED | no data | no data | no data | no data | no data | no data | no data
3648.0 | AUX BOILER FWCV ISOLATION | 00-VAXS905 | AUX BOILER BUILDING AREA | no data | CLOSED | OPEN | no data | no data | no data | no data | no data | no data | no data
3649.0 | AUX BOILER FWCV BYPASS | 00-VAXS906 | AUX BOILER BUILDING AREA | no data | CLOSED | CLOSED | no data | no data | no data | no data | no data | no data | no data
3650.0 | AUX BOILER FEEDWATER STOP VALVE | 00-VAXS908 | AUX BOILER BUILDING AREA | no data | CLOSED | OPEN | no data | no data | no data | no data | no data | no data | no data
5569.0 | AUX BOILER ECONOMIZER OUTLET HEADER VENT VALVE | 00-VAXS909 | AUX BOILER BUILDING AREA | Valve | OPEN | CLOSED | no data | no data | no data | no data | no data | no data | no data
5568.0 | AUX BOILER ECONOMIZER LOWER HEADER DRAIN VALVE | 00-VAXS910 | AUX BOILER BUILDING AREA | Valve | OPEN | CLOSED | no data | no data | no data | no data | no data | no data | no data
3654.0 | AUX BOILER FEEDWATER DRAIN VALVE | 00-VAXS911 | AUX BOILER BUILDING AREA | no data | OPEN | CLOSED | no data | no data | no data | no data | no data | no data | no data
3655.0 | AUX BOILER NITROGEN PURGE STOP VALVE | 00-VAXS912 | AUX BOILER BUILDING AREA | no data | CLOSED | CLOSED | no data | no data | no data | no data | no data | no data | no data
3656.0 | AUX BOILER DRUM VENT | 00-VAXS914 | AUX BOILER BUILDING AREA | no data | OPEN | CLOSED | no data | no data | no data | no data | no data | no data | no data
3657.0 | AUX BOILER DRUM PRESSURE TEST VALVE | 00-VAXS917 | AUX BOILER BUILDING AREA | no data | CLOSED | OPEN | no data | no data | no data | no data | no data | no data | no data
3658.0 | AUX BOILER CAPACITIVE PROBE COLUMN DRAIN VALVE | 00-VAXS918 | AUX BOILER BUILDING AREA | no data | OPEN | CLOSED | no data | no data | no data | no data | no data | no data | no data
3659.0 | AUX BOILER CAPACITIVE PROBE COLUMN DRAIN VALVE | 00-VAXS919 | AUX BOILER BUILDING AREA | no data | OPEN | CLOSED | no data | no data | no data | no data | no data | no data | no data
3660.0 | AUX BOILER GAGE GLASS ISOLATION VALVE | 00-VAXS920 | AUX BOILER BUILDING AREA | no data | CLOSED | OPEN | no data | no data | no data | no data | no data | no data | no data
3661.0 | AUX BOILER GAGE GLASS ISOLATION VALVE | 00-VAXS921 | AUX BOILER BUILDING AREA | no data | CLOSED | OPEN | no data | no data | no data | no data | no data | no data | no data
3662.0 | AUX BOILER GAGE GLASS DRAIN VALVE | 00-VAXS922 | AUX BOILER BUILDING AREA | no data | OPEN | CLOSED | no data | no data | no data | no data | no data | no data | no data
3663.0 | AUX BOILER GAGE GLASS DRAIN VALVE | 00-VAXS923 | AUX BOILER BUILDING AREA | no data | OPEN | CLOSED | no data | no data | no data | no data | no data | no data | no data
3664.0 | AUX BOILER CONTINUOUS BLOWDOWN STOP VALVE | 00-VAXS932 | AUX BOILER BUILDING AREA | no data | CLOSED | OPEN | no data | no data | no data | no data | no data | no data | no data
3665.0 | AUX BOILER CONTINUOUS BLOWDOWN CONDUCTIVITY STATION BLOCK VALVE | 00-VAXS933 | AUX BOILER BUILDING AREA | no data | CLOSED | OPEN | no data | no data | no data | no data | no data | no data | no data
3666.0 | AUX BOILER CONTINUOUS BLOWDOWN CONDUCTIVITY SHUTOFF VALVE | 00-VAXS934 | AUX BOILER BUILDING AREA | no data | CLOSED | OPEN | no data | no data | no data | no data | no data | no data | no data
3667.0 | AUX BOILER CONTINUOUS BLOWDOWN CONDUCTIVITY SHUTOFF VALVE | 00-VAXS935 | AUX BOILER BUILDING AREA | no data | CLOSED | OPEN | no data | no data | no data | no data | no data | no data | no data
3668.0 | AUX BOILER CONTINUOUS BLOWDOWN CONDUCTIVITY CONTROL BYPASS VALVE | 00-VAXS936 | AUX BOILER BUILDING AREA | no data | CLOSED | CLOSED | no data | no data | no data | no data | no data | no data | no data
3669.0 | AUX BOILER CONTINUOUS BLOWDOWN DRAIN VALVE | 00-VAXS937 | AUX BOILER BUILDING AREA | no data | OPEN | CLOSED | no data | no data | no data | no data | no data | no data | no data
5570.0 | AUX BOILER BOTTOM BLOWDOWN VALVE (WEST) | 00-VAXS938 | AUX BOILER BUILDING AREA | Valve | CLOSED | OPEN | no data | no data | no data | no data | no data | no data | no data
5571.0 | AUX BOILER BOTTOM BLOWDOWN VALVE (EAST) | 00-VAXS939 | AUX BOILER BUILDING AREA | Valve | CLOSED | OPEN | no data | no data | no data | no data | no data | no data | no data
5572.0 | AUX BOILER BOTTOM BLOWDOWN DRAIN VALVE | 00-VAXS940 | AUX BOILER BUILDING AREA | Valve | OPEN | CLOSED | no data | no data | no data | no data | no data | no data | no data
3673.0 | AUX BOILER BLOWDOWN TANK PRESSURE GAUGE ISOLATION VALVE | 00-VAXS941 | AUX BOILER BUILDING AREA | no data | CLOSED | OPEN | no data | no data | no data | no data | no data | no data | no data
6220.0 | Aux Boiler BD Tank Drain | 00-V-AXS944 | AUX BOILER AREA | no data | OPEN | CLOSED | no data | no data | no data | no data | no data | no data | no data
6221.0 | Aux Boiler BD Quench Water ISO | 00-V-AXS946 | AUX BOILER AREA | no data | CLOSED | OPEN | no data | no data | no data | no data | no data | no data | no data
6222.0 | Aux Boiler BD Quench Water Bypass | 00-V-AXS947 | AUX BOILER AREA | no data | CLOSED | OPEN | no data | no data | no data | no data | no data | no data | no data
5573.0 | BOILER DRUM MAIN STEAM OUTLET VALVE | 00-V-AXS948 | AUX BOILER AREA | Valve | CLOSED | OPEN | no data | no data | no data | no data | no data | no data | no data
3651.0 | AUX BOILER ECONOMIZER INLET HEADER DRAIN VALVE | 00-VAXS954 | AUX BOILER BUILDING AREA | no data | OPEN | CLOSED | no data | no data | no data | no data | no data | no data | no data
6219.0 | Aux Boiler DA Storage Drain | 00-V-AXS959 | AUX BOILER AREA | no data | OPEN | CLOSED | no data | no data | no data | no data | no data | no data | no data
5576.0 | Demin Supply Root Valve | 00-V-AXS975 | AUX BOILER AREA | Valve | CLOSED | OPEN | no data | no data | no data | no data | no data | no data | no data
5626.0 | Demin Supply drain After Regulator | 00-V-AXS-977 | AUX BOILER AREA | Valve | OPEN | CLOSED | no data | no data | no data | no data | no data | no data | no data
5575.0 | Demin Supply Block Valve | 00-V-AXS978 | AUX BOILER AREA | Valve | CLOSED | OPEN | no data | no data | no data | no data | no data | no data | no data
5577.0 | Demin Supply Bypass valve | 00-V-AXS979 | AUX BOILER AREA | Valve | CLOSED | CLOSED | no data | no data | no data | no data | no data | no data | no data
5554.0 | Aux Boiler Pump "A" Feedwater suction Block valve | 00-V-AXS982 | AUX BOILER BUILDING | Valve | CLOSED | OPEN | no data | no data | no data | no data | no data | no data | no data
5562.0 | Aux Boiler"B" Feedwater suction Block valve | 00-V-AXS-987 | AUX BOILER AREA | no data | CLOSED | OPEN | no data | no data | no data | no data | no data | no data | no data
3674.0 | AUX BOILER PUMP "B" SUCTION DP GAUGE ISOLATION VALVE | 00-VAXS991 | AUX BOILER BUILDING AREA | no data | CLOSED | OPEN | no data | no data | no data | no data | no data | no data | no data
5557.0 | AUX BOILER PUMP "A" DISCHARGE DRAIN VALVE | 00-VAXS992 | AUX BOILER BUILDING AREA | no data | OPEN | CLOSED | no data | no data | no data | no data | no data | no data | no data
3676.0 | AUX BOILER PUMP "A" DISCHARGE PRESSURE GAUGE ISOLATION VALVE | 00-VAXS993 | AUX BOILER BUILDING AREA | no data | CLOSED | OPEN | no data | no data | no data | no data | no data | no data | no data
3677.0 | AUX BOILER PUMP "A" DISCHARGE ISOLATION VALVE | 00-VAXS995 | AUX BOILER BUILDING AREA | no data | CLOSED | OPEN | no data | no data | no data | no data | no data | no data | no data
5563.0 | AUX BOILER PUMP "B" DISCHARGE DRAIN VALVE | 00-VAXS996 | AUX BOILER BUILDING AREA | no data | OPEN | CLOSED | no data | no data | no data | no data | no data | no data | no data
3679.0 | AUX BOILER PUMP "B" DISCHARGE PRESSURE GAUGE ISOLATION VALVE | 00-VAXS997 | AUX BOILER BUILDING AREA | no data | CLOSED | OPEN | no data | no data | no data | no data | no data | no data | no data
5561.0 | Aux Boiler"B" Feedwater discharge Block Valve | 00-V-AXS999 | AUX BOILER AREA | no data | CLOSED | OPEN | no data | no data | no data | no data | no data | no data | no data
3733.0 | AUX BOILER NATURAL GAS STAB LINE INTERCONNECTING PIPING DRAIN VAL | 00-VAXSXXX | AUX BOILER BUILDING AREA | no data | OPEN | CLOSED | no data | no data | no data | no data | no data | no data | no data
39.0 | HRSG SUMP BLOWDOWN TO SWS TANK ISOLATION | 00-VBDN613 | SERVICE WATER TANK AREA | no data | CLOSED | OPEN | no data | no data | no data | no data | no data | no data | no data
40.0 | HRSG SUMPS BLOWDOWN TO WDR SUMP ISOLATION | 00-VBDN687 | WASTE WATER SUMP AREA | no data | CLOSED | OPEN | no data | no data | no data | no data | no data | no data | no data
41.0 | AUX BOILER AMMONIA SKID ISOLATION | 00-VCCF102 | AUX BOILER AREA | no data | CLOSED | OPEN | no data | no data | no data | no data | no data | no data | no data
42.0 | COMMON H2 ISOLATION VENT | 00-VCMG600 | HYDROGEN TRAILER AREA | no data | OPEN | CLOSED | no data | no data | no data | no data | no data | no data | no data
43.0 | N2 PURGE CONNECTION | 00-VCMG601 | HYDROGEN TRAILER AREA | no data | CLOSED | CLOSED | no data | no data | no data | no data | no data | no data | no data
44.0 | COMMON H2 DOWNSTREAM ISOLATION | 00-VCMG603 | HYDROGEN TRAILER AREA | no data | CLOSED | OPEN | no data | no data | no data | no data | no data | no data | no data
45.0 | COMMON H2 ISOLATION | 00-VCMG610 | HYDROGEN TRAILER AREA | no data | CLOSED | OPEN | no data | no data | no data | no data | no data | no data | no data
46.0 | DEMIN OUTLET TANK ISOLATION | 00-VDWS605 | DEMIN TANK AREA | no data | CLOSED | OPEN | no data | no data | no data | no data | no data | no data | no data
47.0 | UPSTREAM DEMIN SUPPLY CONTROL VALVE ISOLATION | 00-VDWS613 | DEMIN TANK AREA | no data | CLOSED | OPEN | no data | no data | no data | no data | no data | no data | no data
48.0 | DEMIN TANK ISOLATION | 00-VDWS614 | DEMIN TANK AREA | no data | CLOSED | OPEN | no data | no data | no data | no data | no data | no data | no data
49.0 | DOWN STREAM DEMIN SUPPLY CONTROL VALVE ISOLATION | 00-VDWS615 | DEMIN TANK AREA | no data | CLOSED | OPEN | no data | no data | no data | no data | no data | no data | no data
50.0 | CIP TANK ISOLATION | 00-VDWS616 | RO BUILDING AREA | no data | CLOSED | CLOSED | no data | no data | no data | no data | no data | no data | no data
51.0 | DEMIN LEVEL INDICATOR TRANSMITTER DWS101A | 00-VDWS632 | DEMIN TANK AREA | no data | CLOSED | OPEN | no data | no data | no data | no data | no data | no data | no data
52.0 | DEMIN LEVEL INDICATOR TRANSMITTER DWS101B | 00-VDWS633 | DEMIN TANK AREA | no data | CLOSED | OPEN | no data | no data | no data | no data | no data | no data | no data
53.0 | DEMIN SUPPYLY CONTROL VALVE BYPASS | 00-VDWS634 | DEMIN TANK AREA | no data | CLOSED | CLOSED | no data | no data | no data | no data | no data | no data | no data
54.0 | DEMIN TANK DRAIN | 00-VDWS640 | DEMIN TANK AREA | no data | OPEN | CLOSED | no data | no data | no data | no data | no data | no data | no data
55.0 | RO SKID A SUPPLY ISOLATION | 00-VDWS646 | RO BUILDING AREA | no data | CLOSED | OPEN | no data | no data | no data | no data | no data | no data | no data
56.0 | RO SKID A SUPPLY ISOLATION | 00-VDWS647 | RO BUILDING AREA | no data | CLOSED | OPEN | no data | no data | no data | no data | no data | no data | no data
5973.0 | ROA FLUSH SUPPLY ISOLATION | 00-VDWS647 | RO BUILDING AREA | no data | CLOSED | OPEN | no data | no data | no data | no data | no data | no data | no data
57.0 | DEMIN TRAILER DRAIN/REJECT ISOLATION VALVE | 00-VDWT603 | RO BUILDING AREA | no data | CLOSED | CLOSED | no data | no data | no data | no data | no data | no data | no data
58.0 | DEMIN TRAILER DRAIN/REJECT ISOLATION VALVE | 00-VDWT604 | RO BUILDING AREA | no data | CLOSED | CLOSED | no data | no data | no data | no data | no data | no data | no data
59.0 | RO B OUTLET VENT | 00-VDWT605 | RO BUILDING AREA | no data | OPEN | CLOSED | no data | no data | no data | no data | no data | no data | no data
60.0 | RO A INLET VENT | 00-VDWT606 | RO BUILDING AREA | no data | OPEN | CLOSED | no data | no data | no data | no data | no data | no data | no data
5825.0 | RO B INLET VENT | 00-VDWT606 | RO BUILDING AREA | no data | OPEN | CLOSED | no data | no data | no data | no data | no data | no data | no data
61.0 | RO B INLET VENT | 00-VDWT607 | RO BUILDING AREA | no data | OPEN | CLOSED | no data | no data | no data | no data | no data | no data | no data
5971.0 | RO A INLET VENT | 00-VDWT607 | RO BUILDING AREA | no data | OPEN | CLOSED | no data | no data | no data | no data | no data | no data | no data
62.0 | MIXED BED EFFLUENT HEADER (C/D SIDE) ISOLATION VALVE | 00-VDWT608 | RO BUILDING AREA | no data | CLOSED | OPEN | no data | no data | no data | no data | no data | no data | no data
63.0 | MIXED BED EFFLUENT HEADER (A/B SIDE) ISOLATION VALVE | 00-VDWT609 | RO BUILDING AREA | no data | CLOSED | OPEN | no data | no data | no data | no data | no data | no data | no data
64.0 | MIXED BED C INLET ISOLATION VALVE | 00-VDWT610 | RO BUILDING AREA | no data | CLOSED | OPEN | no data | no data | no data | no data | no data | no data | no data
65.0 | MIXED BED B INLET ISOLATION VALVE | 00-VDWT611 | RO BUILDING AREA | no data | CLOSED | OPEN | no data | no data | no data | no data | no data | no data | no data
66.0 | MIXED BED INTERPASS (A/B SIDE) ISOLATION VALVE | 00-VDWT612 | RO BUILDING AREA | no data | CLOSED | OPEN | no data | no data | no data | no data | no data | no data | no data
67.0 | MIXED BED INTERPASS (C/D SIDE) ISOLATION VALVE | 00-VDWT613 | RO BUILDING AREA | no data | CLOSED | OPEN | no data | no data | no data | no data | no data | no data | no data
68.0 | MIXED BED INTERPASS (A/B SIDE) ISOLATION VALVE | 00-VDWT614 | RO BUILDING AREA | no data | CLOSED | OPEN | no data | no data | no data | no data | no data | no data | no data
69.0 | MIXED BED INTERPASS (C/D SIDE) ISOLATION VALVE | 00-VDWT615 | RO BUILDING AREA | no data | CLOSED | OPEN | no data | no data | no data | no data | no data | no data | no data
70.0 | MIXED BED INLET VENT | 00-VDWT616 | RO BUILDING AREA | no data | OPEN | CLOSED | no data | no data | no data | no data | no data | no data | no data
71.0 | MIXED BED MANIFOLD INLET ISOLATION VALVE | 00-VDWT617 | RO BUILDING AREA | no data | CLOSED | OPEN | no data | no data | no data | no data | no data | no data | no data
72.0 | MIXED BED INLET HEADER (C/D SIDE) ISOLATION VALVE | 00-VDWT620 | RO BUILDING AREA | no data | CLOSED | OPEN | no data | no data | no data | no data | no data | no data | no data
73.0 | MIXED BED INLET HEADER (A/B SIDE) ISOLATION VALVE | 00-VDWT621 | RO BUILDING AREA | no data | CLOSED | OPEN | no data | no data | no data | no data | no data | no data | no data
74.0 | MIXED BED A INLET ISOLATION VALVE | 00-VDWT622 | RO BUILDING AREA | no data | CLOSED | OPEN | no data | no data | no data | no data | no data | no data | no data
75.0 | MIXED BED D INLET ISOLATION VALVE | 00-VDWT623 | RO BUILDING AREA | no data | CLOSED | OPEN | no data | no data | no data | no data | no data | no data | no data
76.0 | MIXED BED A EFFLUENT ISOLATION VALVE | 00-VDWT624 | RO BUILDING AREA | no data | CLOSED | OPEN | no data | no data | no data | no data | no data | no data | no data
77.0 | MIXED BED B EFFLUENT ISOLATION VALVE | 00-VDWT625 | RO BUILDING AREA | no data | CLOSED | OPEN | no data | no data | no data | no data | no data | no data | no data
78.0 | MIXED BED D EFFLUENT ISOLATION VALVE | 00-VDWT626 | RO BUILDING AREA | no data | CLOSED | OPEN | no data | no data | no data | no data | no data | no data | no data
79.0 | MIXED BED OUTLET VENT | 00-VDWT627 | RO BUILDING AREA | no data | OPEN | CLOSED | no data | no data | no data | no data | no data | no data | no data
80.0 | MIXED BED C EFFLUENT ISOLATION VALVE | 00-VDWT628 | RO BUILDING AREA | no data | CLOSED | OPEN | no data | no data | no data | no data | no data | no data | no data
81.0 | FIT-DWT119 LOW SIDE ISO | 00-VDWT629 | RO BUILDING AREA | no data | CLOSED | OPEN | no data | no data | no data | no data | no data | no data | no data
82.0 | DEMIN TRAILER EFFLUENT ISOLATION VALVE | 00-VDWT630 | RO BUILDING AREA | no data | CLOSED | CLOSED | no data | no data | no data | no data | no data | no data | no data
83.0 | DEMIN TRAILER EFFLUENT ISOLATION VALVE | 00-VDWT631 | RO BUILDING AREA | no data | CLOSED | CLOSED | no data | no data | no data | no data | no data | no data | no data
84.0 | DWT ANALYSIS PANEL ISOLATION VALVE | 00-VDWT636 | RO BUILDING AREA | no data | CLOSED | OPEN | no data | no data | no data | no data | no data | no data | no data
85.0 | FIT-DWT119 HIGH SIDE ISO | 00-VDWT637 | RO BUILDING AREA | no data | CLOSED | OPEN | no data | no data | no data | no data | no data | no data | no data
86.0 | MIXED BED MANIFOLD EFFLUENT ISOLATION VALVE | 00-VDWT638 | RO BUILDING AREA | no data | CLOSED | OPEN | no data | no data | no data | no data | no data | no data | no data
87.0 | DEMIN SYSTEM EFFLUENT ISOLATION VALVE | 00-VDWT639 | RO BUILDING AREA | no data | CLOSED | OPEN | no data | no data | no data | no data | no data | no data | no data
88.0 | DEMIN DUMP ISOLATION VALVE | 00-VDWT640 | RO BUILDING AREA | no data | CLOSED | OPEN | no data | no data | no data | no data | no data | no data | no data
89.0 | DEMIN TRAILER FEED ISOLATION VALVE | 00-VDWT641 | RO BUILDING AREA | no data | CLOSED | CLOSED | no data | no data | no data | no data | no data | no data | no data
90.0 | DEMIN TRAILER FEED ISOLATION VALVE | 00-VDWT642 | RO BUILDING AREA | no data | CLOSED | CLOSED | no data | no data | no data | no data | no data | no data | no data
91.0 | WT BUILDING SUMP PUMP A EFFLUENT ISOLATION VALVE | 00-VDWT644 | RO BUILDING AREA | no data | CLOSED | OPEN | no data | no data | no data | no data | no data | no data | no data
92.0 | WT BUILDING SUMP PUMP B EFFLUENT CHECK VALVE | 00-VDWT645 | RO BUILDING AREA | no data | CLOSED | OPEN | no data | no data | no data | no data | no data | no data | no data
93.0 | WT BUILDING SUMP PUMP B EFFLUENT ISOLATION VALVE | 00-VDWT646 | RO BUILDING AREA | no data | CLOSED | OPEN | no data | no data | no data | no data | no data | no data | no data
94.0 | DWT SUMP PUMP DISCHARGE VENT VALVE | 00-VDWT647 | RO BUILDING AREA | no data | OPEN | CLOSED | no data | no data | no data | no data | no data | no data | no data
5821.0 | Sodium Hypochlorite Discharge Isolation | 00-VDWT650F | SERVICE WATER TANK AREA | Valve | CLOSED | OPEN | no data | no data | no data | no data | no data | no data | no data
95.0 | DWT INLET FROM SWS ISOLATION VALVE | 00-VDWT651 | RO BUILDING AREA | no data | CLOSED | OPEN | no data | no data | no data | no data | no data | no data | no data
96.0 | RO A INLET ISOLATION VALVE | 00-VDWT656 | RO BUILDING AREA | no data | CLOSED | OPEN | no data | no data | no data | no data | no data | no data | no data
5823.0 | RO B INLET ISOLATION VALVE | 00-VDWT656 | RO BUILDING AREA | no data | CLOSED | OPEN | no data | no data | no data | no data | no data | no data | no data
97.0 | RO A INLET ISOLATION | 00-VDWT658 | RO BUILDING AREA | no data | CLOSED | OPEN | no data | no data | no data | no data | no data | no data | no data
5969.0 | RO A INLET ISOLATION | 00-VDWT658 | RO BUILDING AREA | no data | CLOSED | OPEN | no data | no data | no data | no data | no data | no data | no data
98.0 | RO A PERMEATE ISOLATION | 00-VDWT662 | RO BUILDING AREA | no data | CLOSED | OPEN | no data | no data | no data | no data | no data | no data | no data
5972.0 | RO A PERMEATE ISOLATION | 00-VDWT662 | RO BUILDING AREA | no data | CLOSED | OPEN | no data | no data | no data | no data | no data | no data | no data
99.0 | RO A PERMEATE ISOLATION | 00-VDWT663 | RO BUILDING AREA | no data | CLOSED | OPEN | no data | no data | no data | no data | no data | no data | no data
5826.0 | RO B PERMEATE ISOLATION | 00-VDWT663 | RO BUILDING AREA | no data | CLOSED | OPEN | no data | no data | no data | no data | no data | no data | no data
100.0 | RO INLET ISOLATION FROM SWS | 00-VDWT665 | RO BUILDING AREA | no data | CLOSED | OPEN | no data | no data | no data | no data | no data | no data | no data
101.0 | INLET TO INTERSTAGE SILCA ANALYZER | 00-VDWT666 | RO BUILDING AREA | no data | CLOSED | OPEN | no data | no data | no data | no data | no data | no data | no data
102.0 | DEMIN STORAGE TANK ISOLATION VALVE | 00-VDWT674 | DEMIN TANK AREA | no data | CLOSED | OPEN | no data | no data | no data | no data | no data | no data | no data
3492.0 | RO "A" SERVICE WATER SUPPLY TO BAG FILTER | 00-VDWT716 | WATER TREATMENT BUILDING | no data | CLOSED | OPEN | no data | no data | no data | no data | no data | no data | no data
5970.0 | RO "A" SERVICE WATER SUPPLY TO BAG FILTER | 00-VDWT716 | WATER TREATMENT BUILDING | no data | CLOSED | OPEN | no data | no data | no data | no data | no data | no data | no data
3493.0 | RO "B" 1ST STAGE PUMP OUTLET BLOCK VALVE | 00-VDWT723 | WATER TREATMENT BUILDING | no data | CLOSED | OPEN | no data | no data | no data | no data | no data | no data | no data
3495.0 | RO "B" 1ST STAGE CONCENTRATE OUTLET ISOLATION VALVE | 00-VDWT725 | WATER TREATMENT BUILDING | no data | CLOSED | OPEN | no data | no data | no data | no data | no data | no data | no data
3499.0 | RO "B" 1ST STAGE CIP CONCENTRATE RETURN ISOLATION VALVE | 00-VDWT726 | WATER TREATMENT BUILDING | no data | CLOSED | CLOSED | no data | no data | no data | no data | no data | no data | no data
3494.0 | RO "B" 1ST STAGE PERMEATE OUTLET ISOLATION VALVE | 00-VDWT727 | WATER TREATMENT BUILDING | no data | CLOSED | OPEN | no data | no data | no data | no data | no data | no data | no data
3498.0 | RO "B" 1ST STAGE CIP PERMEATE RETURN ISOLATION VALVE | 00-VDWT728 | WATER TREATMENT BUILDING | no data | CLOSED | OPEN | no data | no data | no data | no data | no data | no data | no data
3496.0 | RO "B" 1ST STAGE CIP INLET ISOLATION VALVE | 00-VDWT729 | WATER TREATMENT BUILDING | no data | CLOSED | CLOSED | no data | no data | no data | no data | no data | no data | no data
3497.0 | RO "B" 1ST STAGE INTERSTAGE CIP SUPPLY/REJECT ISOLATION VALVE | 00-VDWT730 | WATER TREATMENT BUILDING | no data | CLOSED | OPEN | no data | no data | no data | no data | no data | no data | no data
3500.0 | RO "B" 2ND STAGE PH RECIRC ISOLATION VALVE | 00-VDWT750 | WATER TREATMENT BUILDING | no data | CLOSED | OPEN | no data | no data | no data | no data | no data | no data | no data
3501.0 | RO "B" 2ND STAGE PUMP DISCHARGE ISOLATION VALVE | 00-VDWT751 | WATER TREATMENT BUILDING | no data | CLOSED | OPEN | no data | no data | no data | no data | no data | no data | no data
3502.0 | RO "B" 2ND STAGE CONCENTRATE OUTLET FLOW ISOLATION VALVE | 00-VDWT752 | WATER TREATMENT BUILDING | no data | CLOSED | OPEN | no data | no data | no data | no data | no data | no data | no data
3503.0 | RO "A" SERVICE WATER SUPPLY TO BAG FILTER | 00-VDWT774 | WATER TREATMENT BUILDING | no data | CLOSED | OPEN | no data | no data | no data | no data | no data | no data | no data
5824.0 | RO "B" SERVICE WATER SUPPLY TO BAG FILTER | 00-VDWT774 | WATER TREATMENT BUILDING | no data | CLOSED | OPEN | no data | no data | no data | no data | no data | no data | no data
3504.0 | RO "A" 1ST STAGE PUMP OUTLET BLOCK VALVE | 00-VDWT781 | WATER TREATMENT BUILDING | no data | CLOSED | OPEN | no data | no data | no data | no data | no data | no data | no data
3506.0 | RO "A" 1ST STAGE CONCENTRATE OUTLET ISOLATION VALVE | 00-VDWT783 | WATER TREATMENT BUILDING | no data | CLOSED | OPEN | no data | no data | no data | no data | no data | no data | no data
5828.0 | RO "B" 1ST STAGE CONCENTRATE OUTLET ISOLATION VALVE | 00-VDWT783 | WATER TREATMENT BUILDING | no data | CLOSED | OPEN | no data | no data | no data | no data | no data | no data | no data
3510.0 | RO "A" 1ST STAGE CIP CONCENTRATE RETURN ISOLATION VALVE | 00-VDWT784 | WATER TREATMENT BUILDING | no data | CLOSED | CLOSED | no data | no data | no data | no data | no data | no data | no data
3505.0 | RO "A" 1ST STAGE PERMEATE OUTLET ISOLATION VALVE | 00-VDWT786 | WATER TREATMENT BUILDING | no data | CLOSED | OPEN | no data | no data | no data | no data | no data | no data | no data
3509.0 | RO "A" 1ST STAGE CIP PERMEATE RETURN ISOLATION VALVE | 00-VDWT786 | WATER TREATMENT BUILDING | no data | CLOSED | CLOSED | no data | no data | no data | no data | no data | no data | no data
3507.0 | RO "A" 1ST STAGE CIP INLET ISOLATION VALVE | 00-VDWT787 | WATER TREATMENT BUILDING | no data | CLOSED | CLOSED | no data | no data | no data | no data | no data | no data | no data
3508.0 | RO "A" 1ST STAGE INTERSTAGE CIP SUPPLY/REJECT ISOLATION VALVE | 00-VDWT788 | WATER TREATMENT BUILDING | no data | CLOSED | CLOSED | no data | no data | no data | no data | no data | no data | no data
3511.0 | RO "A" 2ND STAGE PH RECIRC ISOLATION VALVE | 00-VDWT808 | WATER TREATMENT BUILDING | no data | CLOSED | OPEN | no data | no data | no data | no data | no data | no data | no data
3512.0 | RO "A" 2ND STAGE PUMP DISCHARGE ISOLATION VALVE | 00-VDWT809 | WATER TREATMENT BUILDING | no data | CLOSED | OPEN | no data | no data | no data | no data | no data | no data | no data
3513.0 | RO "A" 2ND STAGE CONCENTRATE OUTLET FLOW ISOLATION VALVE | 00-VDWT810 | WATER TREATMENT BUILDING | no data | CLOSED | OPEN | no data | no data | no data | no data | no data | no data | no data
3514.0 | Sodium Bisulfite TANK ISOLATION VALVE | 00-VDWT821 | WATER TREATMENT BUILDING | no data | CLOSED | OPEN | no data | no data | no data | no data | no data | no data | no data
3523.0 | Sodium Bisulfite DRAWDOWN TUBE ISOLATION | 00-VDWT822 | WATER TREATMENT BUILDING | no data | CLOSED | CLOSED | no data | no data | no data | no data | no data | no data | no data
3515.0 | Sodium Bisulfite PUMP "A" SUCTION ISOLATION VALVE | 00-VDWT823 | WATER TREATMENT BUILDING | no data | CLOSED | OPEN | no data | no data | no data | no data | no data | no data | no data
3519.0 | Sodium Bisulfite PUMP "B" SUCTION ISOLATION VALVE | 00-VDWT824 | WATER TREATMENT BUILDING | no data | CLOSED | OPEN | no data | no data | no data | no data | no data | no data | no data
3524.0 | Sodium Bisulfite HEADER SUPPLY ISOLATION | 00-VDWT825 | WATER TREATMENT BUILDING | no data | CLOSED | OPEN | no data | no data | no data | no data | no data | no data | no data
3522.0 | Sodium Bisulfite PUMP "B" DISCHARGE DRAIN ISOLATION VALVE | 00-VDWT826 | WATER TREATMENT BUILDING | no data | OPEN | CLOSED | no data | no data | no data | no data | no data | no data | no data
3520.0 | Sodium Bisulfite PUMP "B" SUCTION DRAIN ISOLATION VALVE | 00-VDWT827 | WATER TREATMENT BUILDING | no data | OPEN | CLOSED | no data | no data | no data | no data | no data | no data | no data
3518.0 | Sodium Bisulfite PUMP "A" DISCHARGE DRAIN ISOLATION VALVE | 00-VDWT828 | WATER TREATMENT BUILDING | no data | OPEN | CLOSED | no data | no data | no data | no data | no data | no data | no data
3516.0 | Sodium Bisulfite PUMP "A" SUCTION DRAIN ISOLATION VALVE | 00-VDWT829 | WATER TREATMENT BUILDING | no data | OPEN | CLOSED | no data | no data | no data | no data | no data | no data | no data
3525.0 | Sodium Bisulfite HEADER DRAIN VALVE | 00-VDWT831 | WATER TREATMENT BUILDING | no data | CLOSED | OPEN | no data | no data | no data | no data | no data | no data | no data
3517.0 | Sodium Bisulfite PUMP "A" DISCHARGE ISOLATION VALVE | 00-VDWT832 | WATER TREATMENT BUILDING | no data | CLOSED | OPEN | no data | no data | no data | no data | no data | no data | no data
3521.0 | Sodium Bisulfite PUMP "B" DISCHARGE ISOLATION VALVE | 00-VDWT833 | WATER TREATMENT BUILDING | no data | CLOSED | OPEN | no data | no data | no data | no data | no data | no data | no data
3526.0 | ANTI-SCALANT TANK ISOLATION VALVE | 00-VDWT840 | WATER TREATMENT BUILDING | no data | CLOSED | OPEN | no data | no data | no data | no data | no data | no data | no data
3535.0 | ANTI-SCALANT DRAWDOWN TUBE ISOLATION | 00-VDWT841 | WATER TREATMENT BUILDING | no data | CLOSED | CLOSED | no data | no data | no data | no data | no data | no data | no data
3527.0 | ANTI-SCALANT PUMP "A" SUCTION ISOLATION VALVE | 00-VDWT842 | WATER TREATMENT BUILDING | no data | CLOSED | OPEN | no data | no data | no data | no data | no data | no data | no data
3531.0 | ANTI-SCALANT PUMP "B" SUCTION ISOLATION VALVE | 00-VDWT843 | WATER TREATMENT BUILDING | no data | CLOSED | OPEN | no data | no data | no data | no data | no data | no data | no data
3536.0 | ANTI-SCALANT HEADER SUPPLY ISOLATION | 00-VDWT844 | WATER TREATMENT BUILDING | no data | CLOSED | OPEN | no data | no data | no data | no data | no data | no data | no data
3534.0 | ANTI-SCALANT PUMP "B" DISCHARGE DRAIN ISOLATION VALVE | 00-VDWT845 | WATER TREATMENT BUILDING | no data | OPEN | CLOSED | no data | no data | no data | no data | no data | no data | no data
3532.0 | ANTI-SCALANT PUMP "B" SUCTION DRAIN ISOLATION VALVE | 00-VDWT846 | WATER TREATMENT BUILDING | no data | OPEN | CLOSED | no data | no data | no data | no data | no data | no data | no data
3530.0 | ANTI-SCALANT PUMP "A" DISCHARGE DRAIN ISOLATION VALVE | 00-VDWT847 | WATER TREATMENT BUILDING | no data | OPEN | CLOSED | no data | no data | no data | no data | no data | no data | no data
3528.0 | ANTI-SCALANT PUMP "A" SUCTION DRAIN ISOLATION VALVE | 00-VDWT848 | WATER TREATMENT BUILDING | no data | OPEN | CLOSED | no data | no data | no data | no data | no data | no data | no data
3537.0 | ANTI-SCALANT HEADER DRAIN VALVE | 00-VDWT850 | WATER TREATMENT BUILDING | no data | OPEN | CLOSED | no data | no data | no data | no data | no data | no data | no data
3529.0 | ANTI-SCALANT PUMP "A" DISCHARGE ISOLATION VALVE | 00-VDWT851 | WATER TREATMENT BUILDING | no data | CLOSED | OPEN | no data | no data | no data | no data | no data | no data | no data
3533.0 | ANTI-SCALANT PUMP "B" DISCHARGE ISOLATION VALVE | 00-VDWT852 | WATER TREATMENT BUILDING | no data | CLOSED | OPEN | no data | no data | no data | no data | no data | no data | no data
3538.0 | CAUSTIC TANK ISOLATION VALVE | 00-VDWT857 | WATER TREATMENT BUILDING | no data | CLOSED | OPEN | no data | no data | no data | no data | no data | no data | no data
3547.0 | CAUSTIC DRAWDOWN TUBE ISOLATION | 00-VDWT858 | WATER TREATMENT BUILDING | no data | CLOSED | CLOSED | no data | no data | no data | no data | no data | no data | no data
3539.0 | CAUSTIC PUMP "A" SUCTION ISOLATION VALVE | 00-VDWT859 | WATER TREATMENT BUILDING | no data | CLOSED | OPEN | no data | no data | no data | no data | no data | no data | no data
3541.0 | CAUSTIC PUMP "A" DISCHARGE ISOLATION VALVE | 00-VDWT860 | WATER TREATMENT BUILDING | no data | CLOSED | OPEN | no data | no data | no data | no data | no data | no data | no data
3552.0 | CAUSTIC PUMP "B" SUCTION ISOLATION VALVE | 00-VDWT861 | WATER TREATMENT BUILDING | no data | CLOSED | OPEN | no data | no data | no data | no data | no data | no data | no data
3554.0 | CAUSTIC PUMP "B" DISCHARGE ISOLATION VALVE TO RO "A" | 00-VDWT862 | WATER TREATMENT BUILDING | no data | CLOSED | OPEN | no data | no data | no data | no data | no data | no data | no data
3548.0 | CAUSTIC HEADER SUPPLY ISOLATION TO RO "A" | 00-VDWT863 | WATER TREATMENT BUILDING | no data | CLOSED | OPEN | no data | no data | no data | no data | no data | no data | no data
3543.0 | CAUSTIC PUMP "C" SUCTION ISOLATION VALVE | 00-VDWT865 | WATER TREATMENT BUILDING | no data | CLOSED | OPEN | no data | no data | no data | no data | no data | no data | no data
3545.0 | CAUSTIC PUMP "C" DISCHARGE ISOLATION VALVE | 00-VDWT866 | WATER TREATMENT BUILDING | no data | CLOSED | OPEN | no data | no data | no data | no data | no data | no data | no data
3550.0 | CAUSTIC HEADER SUPPLY ISOLATION TO RO "B" | 00-VDWT867 | WATER TREATMENT BUILDING | no data | CLOSED | OPEN | no data | no data | no data | no data | no data | no data | no data
3555.0 | CAUSTIC PUMP "B" DISCHARGE ISOLATION VALVE TO RO "B" | 00-VDWT869 | WATER TREATMENT BUILDING | no data | CLOSED | OPEN | no data | no data | no data | no data | no data | no data | no data
3540.0 | CAUSTIC PUMP "A" SUCTION DRAIN ISOLATION VALVE | 00-VDWT870 | WATER TREATMENT BUILDING | no data | OPEN | CLOSED | no data | no data | no data | no data | no data | no data | no data
3542.0 | CAUSTIC PUMP "A" DISCHARGE DRAIN ISOLATION VALVE | 00-VDWT871 | WATER TREATMENT BUILDING | no data | OPEN | CLOSED | no data | no data | no data | no data | no data | no data | no data
3553.0 | CAUSTIC PUMP "B" SUCTION DRAIN ISOLATION VALVE | 00-VDWT872 | WATER TREATMENT BUILDING | no data | OPEN | CLOSED | no data | no data | no data | no data | no data | no data | no data
3556.0 | CAUSTIC PUMP "B" DISCHARGE DRAIN ISOLATION VALVE | 00-VDWT873 | WATER TREATMENT BUILDING | no data | OPEN | CLOSED | no data | no data | no data | no data | no data | no data | no data
3544.0 | CAUSTIC PUMP "C" SUCTION DRAIN ISOLATION VALVE | 00-VDWT874 | WATER TREATMENT BUILDING | no data | OPEN | CLOSED | no data | no data | no data | no data | no data | no data | no data
3546.0 | CAUSTIC PUMP "C" DISCHARGE DRAIN ISOLATION VALVE | 00-VDWT875 | WATER TREATMENT BUILDING | no data | OPEN | CLOSED | no data | no data | no data | no data | no data | no data | no data
3549.0 | CAUSTIC HEADER DRAIN VALVE TO RO "A" | 00-VDWT877 | WATER TREATMENT BUILDING | no data | OPEN | CLOSED | no data | no data | no data | no data | no data | no data | no data
3551.0 | CAUSTIC HEADER DRAIN VALVE TO RO "B" | 00-VDWT878 | WATER TREATMENT BUILDING | no data | OPEN | CLOSED | no data | no data | no data | no data | no data | no data | no data
3557.0 | CIP PUMP SUCTION ISOLATION VALVE | 00-VDWT881 | WATER TREATMENT BUILDING | no data | CLOSED | OPEN | no data | no data | no data | no data | no data | no data | no data
3560.0 | CIP HEADER ISOLATION VALVE | 00-VDWT882 | WATER TREATMENT BUILDING | no data | CLOSED | OPEN | no data | no data | no data | no data | no data | no data | no data
3558.0 | CIP PUMP DISCHARGE VALVE | 00-VDWT883 | WATER TREATMENT BUILDING | no data | CLOSED | OPEN | no data | no data | no data | no data | no data | no data | no data
3559.0 | CIP RECIRC VALVE | 00-VDWT884 | WATER TREATMENT BUILDING | no data | CLOSED | OPEN | no data | no data | no data | no data | no data | no data | no data
3561.0 | CIP TANK DRAIN VALVE | 00-VDWT889 | WATER TREATMENT BUILDING | no data | OPEN | CLOSED | no data | no data | no data | no data | no data | no data | no data
3596.0 | CHLORINE TANK ISOLATION VALVE | 00-VDWT898 | WATER TREATMENT BUILDING | no data | CLOSED | OPEN | no data | no data | no data | no data | no data | no data | no data
3605.0 | CHLORINE DRAWDOWN TUBE ISOLATION | 00-VDWT899 | WATER TREATMENT BUILDING | no data | CLOSED | CLOSED | no data | no data | no data | no data | no data | no data | no data
3597.0 | CHLORINE PUMP "A" SUCTION ISOLATION VALVE | 00-VDWT900 | WATER TREATMENT BUILDING | no data | CLOSED | OPEN | no data | no data | no data | no data | no data | no data | no data
3601.0 | CHLORINE PUMP "B" SUCTION ISOLATION VALVE | 00-VDWT901 | WATER TREATMENT BUILDING | no data | CLOSED | OPEN | no data | no data | no data | no data | no data | no data | no data
3606.0 | CHLORINE HEADER SUPPLY ISOLATION | 00-VDWT902 | WATER TREATMENT BUILDING | no data | CLOSED | OPEN | no data | no data | no data | no data | no data | no data | no data
3604.0 | CHLORINE PUMP "B" DISCHARGE DRAIN ISOLATION VALVE | 00-VDWT903 | WATER TREATMENT BUILDING | no data | CLOSED | OPEN | no data | no data | no data | no data | no data | no data | no data
3602.0 | CHLORINE PUMP "B" SUCTION DRAIN ISOLATION VALVE | 00-VDWT904 | WATER TREATMENT BUILDING | no data | OPEN | CLOSED | no data | no data | no data | no data | no data | no data | no data
3600.0 | CHLORINE PUMP "A" DISCHARGE DRAIN ISOLATION VALVE | 00-VDWT905 | WATER TREATMENT BUILDING | no data | CLOSED | OPEN | no data | no data | no data | no data | no data | no data | no data
3598.0 | CHLORINE PUMP "A" SUCTION DRAIN ISOLATION VALVE | 00-VDWT906 | WATER TREATMENT BUILDING | no data | OPEN | CLOSED | no data | no data | no data | no data | no data | no data | no data
3607.0 | CHLORINE HEADER DRAIN VALVE | 00-VDWT908 | WATER TREATMENT BUILDING | no data | OPEN | CLOSED | no data | no data | no data | no data | no data | no data | no data
3599.0 | CHLORINE PUMP "A" DISCHARGE ISOLATION VALVE | 00-VDWT909 | WATER TREATMENT BUILDING | no data | CLOSED | OPEN | no data | no data | no data | no data | no data | no data | no data
3603.0 | CHLORINE PUMP "B" DISCHARGE ISOLATION VALVE | 00-VDWT910 | WATER TREATMENT BUILDING | no data | CLOSED | OPEN | no data | no data | no data | no data | no data | no data | no data
6277.0 | FGC A process seal filter drain valve | 00-VFGS00D | FUEL GAS COMPRESSOR AREA | no data | OPEN | CLOSED | no data | no data | no data | no data | no data | no data | no data
103.0 | COMON GT GAS HEADER PRESSURE TRANSMITTER ISOLATION | 00-VFGS101 | no data | no data | CLOSED | OPEN | ROOT VALVE TO PT FGS370 | FGS | no data | no data | no data |  | COMMON GT HEADER
104.0 | COMON GT GAS HEADER PRESSURE TRANSMITTER ISOLATION | 00-VFGS102 | no data | no data | CLOSED | OPEN | BLOCK VALVE FGS370 | FGS | no data | no data | no data |  | COMMON GT HEADER
105.0 | GT Fuel Gas Calorie Meter Sample Tubing Isolation | 00-VFGS133 | no data | no data | CLOSED | OPEN | GT FUEL GAS CALORIE METER SAMPLE TUBING ISOLATION | FGS | no data | no data | no data |  | GT FUEL GAS CALORIE METER
106.0 | GT Fuel Gas Calorie Meter Sample Vent | 00-VFGS136 | no data | no data | CLOSED | OPEN | GT FUEL GAS CALORIE METER SAMPLE TUBING ISOLATION | FGS | no data | no data | no data |  | GT FUEL GAS CALORIE METER
107.0 | GT Fuel Gas Calorie Meter Sample Tubing Isolation | 00-VFGS137 | no data | no data | CLOSED | OPEN | GT FUEL GAS CALORIE METER SAMPLE TUBING ISOLATION | FGS | no data | no data | no data |  | GT FUEL GAS CALORIE METER
108.0 | FIN FAN "C" DISCHARGE LUBE OIL DRAIN | 00-VFGS144 | FUEL GAS YARD AREA | no data | OPEN | CLOSED | no data | no data | no data | no data | no data | no data | no data
109.0 | FIN FAN "C" INLET LUBE OIL DRAIN | 00-VFGS145 | FUEL GAS YARD AREA | no data | OPEN | CLOSED | no data | no data | no data | no data | no data | no data | no data
110.0 | GAS COMPRESSOR "C" LUBE OIL RETURN DRAIN | 00-VFGS146 | no data | no data | OPEN | CLOSED | FIN FAN "B" DISCHARGE LUBE OIL DRAIN | FGS | no data | no data | no data |  | FUEL GAS COMPRESSOR "C"
111.0 | GAS COMPRESSOR "C" LUBE OIL SUPPLY DRAIN | 00-VFGS147 | no data | no data | OPEN | CLOSED | FIN FAN "B" INLET LUBE OIL DRAIN | FGS | no data | no data | no data |  | FUEL GAS COMPRESSOR "C"
112.0 | GAS COMPRESSOR "A" LUBE OIL RETURN DRAIN | 00-VFGS148 | no data | no data | OPEN | CLOSED | FIN FAN "A" DISCHARGE LUBE OIL DRAIN | FGS | no data | no data | no data |  | FUEL GAS COMPRESSOR "A"
113.0 | GAS COMPRESSOR "A" LUBE OIL SUPPLY DRAIN | 00-VFGS149 | no data | no data | OPEN | CLOSED | FIN FAN "A" INLET LUBE OIL DRAIN | FGS | no data | no data | no data |  | FUEL GAS COMPRESSOR "A"
114.0 | GLYCOL SUPPLY VENT/DRAIN | 00-VFGS150 | no data | no data | OPEN | CLOSED | GLYCOL RECIRC PUMP DISCHARGE VENT | FGS | no data | no data | no data |  | GLYCOL HEAT EXCHANGER SKID
115.0 | GLYCOL HEAT EXCHANGER VENT | 00-VFGS151 | no data | no data | OPEN | CLOSED | GLYCOL HEATER DISCHARGE VENT | FGS | no data | no data | no data |  | GLYCOL HEAT EXCHANGER SKID
116.0 | GLYCOL HEAT EXCHANGER VENT | 00-VFGS152 | no data | no data | OPEN | CLOSED | GLYCOL PUMP INLET VENT | FGS | no data | no data | no data |  | GLYCOL HEAT EXCHANGER SKID
117.0 | SKID08 HP reg station outlet to CT FUEAL GAS HEADER | 00-VFGS200 | no data | no data | CLOSED | OPEN | ALLIANCE HP REGULATING TO CT HEADER ISO | FGS | no data | no data | no data |  | HP REGULATING STATION (08)
118.0 | SKID09 HP REG STATION low pressure gas heater isolation | 00-VFGS201 | no data | no data | CLOSED | OPEN | ANR TO LP ELECTRIC HEATER ISO | FGS | no data | no data | no data |  | HP REGULATING STATION (09)
5688.0 | FG compressor"A" gas inlet | 00-VFGS202F | no data | no data | CLOSED | OPEN | FGC "A" suction valve | FGS | no data | no data | no data |  | FUEL GAS COMPRESSOR "A"
5691.0 | FGC "B" suction manual isolation valve | 00-VFGS203 | FUEL GAS COMPRESSOR AREA | Valve | CLOSED | OPEN | no data | no data | no data | no data | no data | no data | no data
5815.0 | FG compressor"C" gas inlet | 00-VFGS204F | no data | no data | CLOSED | OPEN | FGC "C" suction valve | FGS | no data | no data | no data |  | FUEL GAS COMPRESSOR "C"
5689.0 | FG compressor"A" gas outlet | 00-VFGS205F | no data | no data | CLOSED | OPEN | FGC "A" discharge valve | FGS | no data | no data | no data |  | FUEL GAS COMPRESSOR "A"
5692.0 | FG compressor"B" gas outlet | 00-VFGS206F | no data | no data | CLOSED | OPEN | FGC "B" discharge manual isolation valve | FGS | no data | no data | no data |  | FUEL GAS COMPRESSOR "B"
5816.0 | FG compressor"C" gas outlet | 00-VFGS207F | no data | no data | CLOSED | OPEN | FGC "C" discharge valve | FGS | no data | no data | no data |  | FUEL GAS COMPRESSOR "C"
119.0 | SKID09 hp reg station outlet bypass FG compressor | 00-VFGS210 | no data | no data | CLOSED | OPEN | ANR HP REGULATING TO CT HEADER ISO | FGS | no data | no data | no data |  | HP REGULATING STATION (09)
6694.0 | Emergency Shut Off Valve inlet isolation | 00-VFGS220 | GAS YARD | no data | CLOSED | OPEN | ANR/NB EMERGENCY SHUT OFF VALVE MANUAL ISO | FGS | no data | no data | no data |  | GAS YARD
121.0 | N2 Purge Isolation (fenced gas yard) | 00-VFGS221 | GAS YARD | no data | OPEN | CLOSED | ANR VENT BEFORE EMRGENCY SHUTOFF | FGS | no data | no data | no data |  | GAS YARD
122.0 | N2 Purge Isolation (fenced gas yard) | 00-VFGS222 | GAS YARD | no data | OPEN | CLOSED | ALLIANCE VENT BEFORE EMRGENCY SHUTOFF | FGS | no data | no data | no data |  | GAS YARD
123.0 | glycol heat exchanger bypass/temperature control valve #1 | 00-VFGS224 | no data | no data | CLOSED | OPEN | ALLIANCE DEWPOINT HEATER GLYCL BYPASS | FGS | no data | no data | no data |  | GLYCOL HEAT EXCHANGER SKID
124.0 | glycol to fuel gas heat exchanger inlet #1 | 00-VFGS225 | no data | no data | CLOSED | OPEN | ALLIANCE DEWPOINT HEATER GLYCL INLET | FGS | no data | no data | no data |  | GLYCOL HEAT EXCHANGER SKID
125.0 | glycol from fuel gas heat exchanger outlet #1 | 00-VFGS226 | no data | no data | CLOSED | OPEN | ALLIANCE DEWPOINT HEATER GLYCL OUTLET | FGS | no data | no data | no data |  | GLYCOL HEAT EXCHANGER SKID
126.0 | AUX BOILER REGULATION SKID ISOLATION | 00-VFGS227 | no data | no data | CLOSED | OPEN | AUX BOILER SUPPLY TO AUX BOILER PRESSURE SKID | FGS | no data | no data | no data |  | FG SUPPLY TO DUCT BURNERS/BUILDING HEATERS
5564.0 | AUX BOILER GAS SUPPLY ISOLATION | 00-VFGS228 | no data | no data | CLOSED | OPEN | Aux Boiler Main Gas Manual Isolation (Outside) | FGS | no data | no data | no data |  | FG SUPPLY TO DUCT BURNERS/BUILDING HEATERS
128.0 | GAS SUPPLY ISOLATION TO HEATER | 00-VFGS229 | no data | no data | CLOSED | OPEN | LP GAS HEADER TO GLYCOL HEATER ISO | FGS | no data | no data | no data |  | FUEL GAS DEW POINT HEATER/GLYCOL PUMP SKID
129.0 | Emergency Shut Off Valve inlet isolation | 00-VFGS230 | GAS YARD | no data | CLOSED | OPEN | ALLIANCE EMERGENCY SHUT OFF VALVE MANUAL ISO | FGS | no data | no data | no data |  | GAS YARD
130.0 | glycol to fuel gas heat exchanger inlet #2 | 00-VFGS238 | no data | no data | CLOSED | OPEN | ANR DEWPOINT HEATER GLYCOL INLET | FGS | no data | no data | no data |  | GLYCOL HEAT EXCHANGER SKID
131.0 | glycol from fuel gas heat exchanger outlet #2 | 00-VFGS239 | no data | no data | CLOSED | OPEN | ANR DEWPOINT HEATER GLYCOL OUTLET | FGS | no data | no data | no data |  | GLYCOL HEAT EXCHANGER SKID
132.0 | glycol heat exchanger bypass/temperature control valve #2 | 00-VFGS240 | no data | no data | CLOSED | OPEN | ANR DEWPOINT HEATER GLYCOL BYPASS | FGS | no data | no data | no data |  | GLYCOL HEAT EXCHANGER SKID
133.0 | STEAM TURBINE BLDG 2 SUPPLY ISOLATION | 00-VFGS241 | FUEL GAS YARD AREA | no data | CLOSED | OPEN | no data | no data | no data | no data | no data | no data | no data
134.0 | STEAM TURBINE BLDG 1 SUPPLY ISOLATION | 00-VFGS244 | FUEL GAS YARD AREA | no data | CLOSED | OPEN | no data | no data | no data | no data | no data | no data | no data
135.0 | GLYCOL RECIRC PUMP INLET | 00-VFGS246 | no data | no data | CLOSED | OPEN | GLYCOL RECIRC PUMP SKID INLET ISO | FGS | no data | no data | no data |  | GLYCOL HEAT EXCHANGER SKID
136.0 | SKID08 HP reg. station outlet to fuel gas compressors | 00-VFGS253 | no data | no data | CLOSED | OPEN | ALLIANCE HP REGULATING TO FG COMPRESSOR ISO | FGS | no data | no data | no data |  | HP REGULATING STATION (08)
137.0 | N2 Purge Isolation | 00-VFGS254 | no data | no data | OPEN | CLOSED | ALLIANCE HP REGULATING STATION INLET VENT | FGS | no data | no data | no data |  | HP REGULATING STATION (09)
138.0 | SKID 9 OUTLET TO GAS COMPRESSORS | 00-VFGS257 | no data | no data | CLOSED | OPEN | ANR HP REGULATING TO FG COMPRESSOR ISO | FGS | no data | no data | no data |  | HP REGULATING STATION (09)
139.0 | N2 Purge Isolation | 00-VFGS258 | no data | no data | OPEN | CLOSED | ANR HP REGULATING STATION INLET VENT | FGS | no data | no data | no data |  | HP REGULATING STATION (08)
140.0 | LP GAS SUPPLY TO ELECTRIC HEATER | 00-VFGS259 | no data | no data | CLOSED | OPEN | ALLIANCE TO LP ELECTRIC HEATER | FGS | no data | no data | no data |  | HP REGULATING STATION (08)
141.0 | COMMON ISOLTION BEFORE ELECTRIC HEATER | 00-VFGS260 | no data | no data | CLOSED | OPEN | LP ELECTRIC HEATER INLET ISO VALVE | FGS | no data | no data | no data |  | HP REGULATING STATION (08)
142.0 | GAS TO LP HEATER VENT | 00-VFGS261 | no data | no data | OPEN | CLOSED | LP ELECTRIC HEATER INLET VENT | FGS | no data | no data | no data |  | HP REGULATING STATION (08)
143.0 | GAS TO LP HEATER VENT | 00-VFGS262 | no data | no data | OPEN | CLOSED | LP ELECTRIC HEATER OUTLET VENT | FGS | no data | no data | no data |  | HP REGULATING STATION (08)
144.0 | COMMON ISOLTION AFTER ELECTRIC HEATER | 00-VFGS263 | no data | no data | CLOSED | OPEN | LP ELECTRIC HEATER OUTLET | FGS | no data | no data | no data |  | HP REGULATING STATION (08)
145.0 | BUILDING HEAT GAS SUPPLY ISOLATION | 00-VFGS264 | no data | no data | CLOSED | OPEN | BUILDING SUPPLY HEADER ISOLATION | FGS | no data | no data | no data |  | FG SUPPLY TO DUCT BURNERS/BUILDING HEATERS
146.0 | UNIT 1 TURBINE BUILDING HEAT REGULATION SKID OUTLET | 00-VFGS272 | no data | no data | CLOSED | OPEN | TURBINE BUILDING 1 HEATER ISO | FGS | no data | no data | no data |  | FG SUPPLY TO DUCT BURNERS/BUILDING HEATERS
147.0 | UNIT 2 TURBINE BUILDING HEAT REGULATION SKID OUTLET | 00-VFGS273 | no data | no data | CLOSED | OPEN | TURBINE BUILDING 2 HEATER ISO | FGS | no data | no data | no data |  | FG SUPPLY TO DUCT BURNERS/BUILDING HEATERS
148.0 | Equipment Isolation (ANR/NB to chromatograph) | 00-VFGS278 | no data | no data | CLOSED | OPEN | ANR/NB ISO TO CHROMATOGRAPH | FGS | no data | no data | no data |  | BOP GAS CHROMATOGRAPH
149.0 | Equipment Isolation (Mix to chromatograph) | 00-VFGS279 | no data | no data | CLOSED | OPEN | BLENDED FUEL GAS ISO TO CHROMATOGRPAH | FGS | no data | no data | no data |  | BOP GAS CHROMATOGRAPH
150.0 | Equipment Isolation (Alliance to chromatograph) | 00-VFGS280 | no data | no data | CLOSED | OPEN | ALLIANCE ISO TO CHROMATOGRPAH | FGS | no data | no data | no data |  | BOP GAS CHROMATOGRAPH
151.0 | N2 Purge/vent Isolation (A compressor outlet) | 00-VFGS281 | no data | no data | OPEN | CLOSED | A GAS COMPRESSOR OUTLET VENT | FGS | no data | no data | no data |  | FUEL GAS COMPRESSOR "A"
5687.0 | N2 Purge/vent Isolation (A compressor outlet) | 00-VFGS281 | no data | no data | OPEN | CLOSED | A GAS COMPRESSOR OUTLET VENT | FGS | no data | no data | no data |  | FUEL GAS COMPRESSOR "A"
152.0 | N2 Purge/vent Isolation (B compressor outlet) | 00-VFGS282 | no data | no data | OPEN | OPEN | B GAS COMPRESSOR OUTLET VENT | FGS | no data | no data | no data |  | FUEL GAS COMPRESSOR "B"
5693.0 | N2 Purge/vent Isolation (B compressor outlet) | 00-VFGS282 | no data | no data | OPEN | CLOSED | FGC "B" discharge vent | FGS | no data | no data | no data |  | FUEL GAS COMPRESSOR "B"
153.0 | N2 Purge/vent Isolation (C compressor outlet) | 00-VFGS283 | no data | no data | OPEN | CLOSED | C GAS COMPRESSOR OUTLET VENT | FGS | no data | no data | no data |  | FUEL GAS COMPRESSOR "C"
154.0 | Common header nitrogen purge/vent | 00-VFGS300 | no data | no data | OPEN | CLOSED | LP GAS HEADER VENT | FGS | no data | no data | no data |  | FG SUPPLY TO DUCT BURNERS/BUILDING HEATERS
155.0 | COMON GT GAS HEADER NITROGEN PURGE/VENT | 00-VFGS301 | no data | no data | OPEN | CLOSED | FUEL GAS TO UNITS CT GAS VENT | FGS | no data | no data | no data |  | COMMON GT HEADER
156.0 | FG Nitrogen Supply Isolation (A compressor) | 00-VFGS302 | no data | no data | CLOSED | OPEN | A FG COMPRESSOR NITROGEN SUPPLY ISOLATION | FGS | no data | no data | no data |  | FUEL GAS COMPRESSOR "A"
5690.0 | FG Nitrogen Supply Isolation (A compressor) | 00-VFGS302 | no data | no data | CLOSED | OPEN | A FG COMPRESSOR NITROGEN SUPPLY ISOLATION | FGS | no data | no data | no data |  | FUEL GAS COMPRESSOR "A"
157.0 | FG Nitrogen Supply Isolation (A compressor) | 00-VFGS303 | no data | no data | CLOSED | OPEN | B FG COMPRESSOR NITROGEN SUPPLY ISOLATION | FGS | no data | no data | no data |  | FUEL GAS COMPRESSOR "B"
5694.0 | FG Nitrogen Supply Isolation (A compressor) | 00-VFGS303 | no data | no data | CLOSED | OPEN | FGC "B" Nitrogen supply to seals isolation valve | FGS | no data | no data | no data |  | FUEL GAS COMPRESSOR "B"
158.0 | FG Nitrogen Supply Isolation (A compressor) | 00-VFGS304 | no data | no data | CLOSED | OPEN | C FG COMPRESSOR NITROGEN SUPPLY ISOLATION | FGS | no data | no data | no data |  | FUEL GAS COMPRESSOR "C"
159.0 | AUX BOILER REG STATION VENT | 00-VFGS309 | no data | no data | OPEN | CLOSED | INLET TO AUX BOILER ODORIZER VENT | FGS | no data | no data | no data |  | FG SUPPLY TO DUCT BURNERS/BUILDING HEATERS
160.0 | BUILDING HEAT SUPPLY HEADER VENT BEFORE ISOLATOIN | 00-VFGS310 | no data | no data | CLOSED | OPEN | AUX BOILER BUILDING HEAT SUPPLY HEADER ISOLATION | FGS | no data | no data | no data |  | FG SUPPLY TO DUCT BURNERS/BUILDING HEATERS
161.0 | AUX BUILDING HEAT SUPPLY HEADER VENT BEFORE ISOLATOIN | 00-VFGS311 | no data | no data | OPEN | CLOSED | OUTLET OF AUX BOILER ODORIZER VENT | FGS | no data | no data | no data |  | FG SUPPLY TO DUCT BURNERS/BUILDING HEATERS
162.0 | AUX BOILER HEADER NITROGEN PURGE/VENT | 00-VFGS312 | no data | no data | OPEN | CLOSED | MAIN GAS HEADER TO AUX BOILER VENT | FGS | no data | no data | no data |  | FG SUPPLY TO DUCT BURNERS/BUILDING HEATERS
163.0 | UNIT 1 TURBINE BUILDING HEAT REGULATION SKID VENT BEFORE REGULATION | 00-VFGS313 | no data | no data | CLOSED | OPEN | STEAM TURBINE BLDG 1 SUPPLY ISOLATION | FGS | no data | no data | no data |  | FG SUPPLY TO DUCT BURNERS/BUILDING HEATERS
164.0 | UNIT 1 TURBINE BUILDING HEAT REGULATION SKID VENT AFTER REGULATION | 00-VFGS314 | no data | no data | OPEN | CLOSED | TURBINE BUILDING 1 HEATER VENT | FGS | no data | no data | no data |  | FG SUPPLY TO DUCT BURNERS/BUILDING HEATERS
165.0 | UNIT 2 TURBINE BUILDING HEAT REGULATION SKID VENT BEFORE REGULATION | 00-VFGS315 | no data | no data | CLOSED | OPEN | STEAM TURBINE BLDG 2 SUPPLY ISOLATION | FGS | no data | no data | no data |  | FG SUPPLY TO DUCT BURNERS/BUILDING HEATERS
166.0 | UNIT 2 TURBINE BUILDING HEAT REGULATION SKID VENT AFTER REGULATION | 00-VFGS316 | no data | no data | OPEN | CLOSED | TURBINE BUILDING 2 HEATER VENT | FGS | no data | no data | no data |  | FG SUPPLY TO DUCT BURNERS/BUILDING HEATERS
6509.0 | GAS COMPRESSOR"A" S/U PURGE INLET BLOCK VALVE | 00-VFGS442A | no data | no data | CLOSED | OPEN | FGC "A" purge valve | FGS | no data | no data | no data |  | FUEL GAS COMPRESSOR "A"
6629.0 | GAS COMPRESSOR"A" S/U PURGE INLET BLOCK VALVE | 00-VFGS442A | no data | no data | CLOSED | OPEN | FGC "A" purge valve | FGS | no data | no data | no data |  | FUEL GAS COMPRESSOR "A"
6520.0 | GAS COMPRESSOR"A" GAS PURGE NITROGEN FILL/DRAIN VALVE | 00-VFGS442C | no data | no data | CLOSED | OPEN | FGC "A" purge valve | FGS | no data | no data | no data |  | FUEL GAS COMPRESSOR "A"
5964.0 | FGC "B" purge valve | 00-VFGS542A | Inide FGC "B" enclosure | no data | CLOSED | OPEN | no data | no data | no data | no data | no data | no data | no data
6630.0 | FGC "B" purge valve | 00-VFGS542A | Inide FGC "B" enclosure | Valve | CLOSED | OPEN | no data | no data | no data | no data | no data | no data | no data
6522.0 | FGC "B" purge valve | 00-VFGS542C | Inide FGC "B" enclosure | no data | CLOSED | OPEN | no data | no data | no data | no data | no data | no data | no data
6274.0 | FGC A process seal filter drain valve | 00-VFGS600D | FUEL GAS COMPRESSOR AREA | no data | OPEN | CLOSED | no data | no data | no data | no data | no data | no data | no data
6273.0 | FGC C process seal filter Outlet valve | 00-VFGS601A | FUEL GAS COMPRESSOR AREA | no data | CLOSED | OPEN | no data | no data | no data | no data | no data | no data | no data
6276.0 | FGC A process seal filter outlet valve | 00-VFGS601A | FUEL GAS COMPRESSOR AREA | no data | CLOSED | OPEN | no data | no data | no data | no data | no data | no data | no data
6514.0 | FGC "C" purge valve | 00-VFGS642A | Inide FGC "C" enclosure | no data | CLOSED | OPEN | no data | no data | no data | no data | no data | no data | no data
6628.0 | FGC "C" purge valve | 00-VFGS642A | Inide FGC "C" enclosure | Valve | CLOSED | OPEN | no data | no data | no data | no data | no data | no data | no data
6521.0 | FGC "C" purge valve | 00-VFGS642C | Inide FGC "C" enclosure | no data | CLOSED | OPEN | no data | no data | no data | no data | no data | no data | no data
6272.0 | FGC C process seal filter inlet valve | 00-VFGS648 | FUEL GAS COMPRESSOR AREA | no data | CLOSED | OPEN | no data | no data | no data | no data | no data | no data | no data
6275.0 | FGC A process seal filter inlet valve | 00-VFGS648 | FUEL GAS COMPRESSOR AREA | no data | CLOSED | OPEN | no data | no data | no data | no data | no data | no data | no data
167.0 | UNIT 1 NORTHEAST HYDRANT ISOLATION | 00-VFPS601 | GAS COMPRESSOR AREA | no data | CLOSED | OPEN | no data | no data | no data | no data | no data | no data | no data
168.0 | UNIT 1 EAST HYDRANT ISOLATION | 00-VFPS604 | UNIT 1 OILY WATER SEPERATOR AREA | no data | CLOSED | OPEN | no data | no data | no data | no data | no data | no data | no data
169.0 | UNIT 1 ACC NORTHWEST HYDRANT ISOLATION | 00-VFPS612 | SWITCHYARD GATE AREA | no data | CLOSED | OPEN | no data | no data | no data | no data | no data | no data | no data
170.0 | AUX BOILER NORTH HYDRANT ISOLATION | 00-VFPS615 | AUX BOILER AREA | no data | CLOSED | OPEN | no data | no data | no data | no data | no data | no data | no data
171.0 | UNIT 1 ACC NORTHEAST HYDRANT ISOLATION | 00-VFPS622 | HYDROGEN TRAILER AREA | no data | CLOSED | OPEN | no data | no data | no data | no data | no data | no data | no data
172.0 | UNIT 2 NORTHEAST HYDRANT ISOLATION | 00-VFPS625 | FIRE PUMP HOUSE AREA | no data | CLOSED | OPEN | no data | no data | no data | no data | no data | no data | no data
173.0 | DIESEL FIRE PUMP WATER SUPPLY ISO | 00-VFPS635 | SERVICE WATER TANK AREA | no data | CLOSED | OPEN | no data | no data | no data | no data | no data | no data | no data
174.0 | PARKING AREA HYDRANT ISOLATION | 00-VFPS640 | EAST OF RO BUILDING | no data | CLOSED | OPEN | no data | no data | no data | no data | no data | no data | no data
175.0 | UNIT 1 NORTH HYDRANT ISOLATION | 00-VFPS642 | GAS SCRUBBER AREA | no data | CLOSED | OPEN | no data | no data | no data | no data | no data | no data | no data
176.0 | UNIT 2 ACC SOUTHWEST HYDRANT ISOLATION | 00-VFPS648 | SOUTH GUT ROAD | no data | CLOSED | OPEN | no data | no data | no data | no data | no data | no data | no data
177.0 | UNIT 2 EAST HYDRANT ISOLATION | 00-VFPS652 | UNIT 2 CCW AREA | no data | CLOSED | OPEN | no data | no data | no data | no data | no data | no data | no data
178.0 | FIRE WATER PUMP RECIRC ISO | 00-VFPS656 | SERVICE WATER TANK AREA | no data | CLOSED | OPEN | no data | no data | no data | no data | no data | no data | no data
179.0 | UNIT 2 SOUTHEAST HYDRANT ISOLATION | 00-VFPS670 | EAST OF UNIT 2 ACC | no data | CLOSED | OPEN | no data | no data | no data | no data | no data | no data | no data
180.0 | UNIT 1 ACC SOUTHWEST HYDRANT ISOLATION | 00-VFPS672 | UNIT 1 ACC SOUTHWEST | no data | CLOSED | OPEN | no data | no data | no data | no data | no data | no data | no data
181.0 | UNIT 2 ACC SOUTHEAST HYDRANT ISOLATION | 00-VFPS675 | UNIT 2 ACC SOUTHEAST | no data | CLOSED | OPEN | no data | no data | no data | no data | no data | no data | no data
182.0 | ELECTRIC FIRE PUMP WATER SUPPLY ISO | 00-VFPS680 | SERVICE WATER TANK AREA | no data | CLOSED | OPEN | no data | no data | no data | no data | no data | no data | no data
183.0 | UNIT 1 WEST HYDRANT ISOLATION | 00-VFPS682 | NORTH OF SWITCHYARD | no data | CLOSED | OPEN | no data | no data | no data | no data | no data | no data | no data
184.0 | INA DRAIN FROM AUX BOILER FUEL SKID | 00-VINA128 | AUX BOILER BUILDING AREA | no data | OPEN | CLOSED | no data | no data | no data | no data | no data | no data | no data
185.0 | INA DRAIN FROM AUX BOILER FUEL SKID | 00-VINA189 | AUX BOILER BUILDING AREA | no data | OPEN | CLOSED | no data | no data | no data | no data | no data | no data | no data
186.0 | UNIT 2 PULSE AIR RECEIVER INLET ISOLATION | 00-VINA390 | UNIT 2 INLET AREA | no data | CLOSED | OPEN | no data | no data | no data | no data | no data | no data | no data
187.0 | UNIT 2 PULSE AIR RECEIVER OUTLET ISOLATION | 00-VINA391 | UNIT 2 INLET AREA | no data | CLOSED | OPEN | no data | no data | no data | no data | no data | no data | no data
188.0 | UNIT 2 PULSE AIR RECEIVER INLET DRAIN | 00-VINA392 | UNIT 2 INLET AREA | no data | OPEN | CLOSED | no data | no data | no data | no data | no data | no data | no data
189.0 | UNIT 2 PULSE AIR RECEIVER OUTLET DRAIN | 00-VINA393 | UNIT 2 INLET AREA | no data | OPEN | CLOSED | no data | no data | no data | no data | no data | no data | no data
190.0 | UNIT 2 PULSE AIR RECEIVER BYPASS | 00-VINA394 | UNIT 2 INLET AREA | no data | CLOSED | CLOSED | no data | no data | no data | no data | no data | no data | no data
191.0 | UNIT 1 PULSE AIR RECIVER PI INA005 ISO | 00-VINA395 | UNIT 1 INLET AREA | no data | CLOSED | OPEN | no data | no data | no data | no data | no data | no data | no data
192.0 | UNIT 2 PULSE AIR RECEIVER DRAIN ISOLATION | 00-VINA396 | UNIT 2 INLET AREA | no data | OPEN | CLOSED | no data | no data | no data | no data | no data | no data | no data
193.0 | UNIT 2 PULSE AIR RECEIVER AUTOMATED DRAIN BYPASS | 00-VINA397 | UNIT 2 INLET AREA | no data | CLOSED | CLOSED | no data | no data | no data | no data | no data | no data | no data
194.0 | UNIT 1 PULSE AIR RECEIVER BYPASS | 00-VINA403 | UNIT 1 INLET AREA | no data | CLOSED | CLOSED | no data | no data | no data | no data | no data | no data | no data
195.0 | UNIT 1 PULSE AIR RECEIVER INLET ISOLATION | 00-VINA404 | UNIT 1 INLET AREA | no data | CLOSED | OPEN | no data | no data | no data | no data | no data | no data | no data
196.0 | UNIT 1 PULSE AIR RECEIVER OUTLET ISOLATION | 00-VINA405 | UNIT 1 INLET AREA | no data | CLOSED | OPEN | no data | no data | no data | no data | no data | no data | no data
197.0 | UNIT 1 PULSE AIR RECEIVER OUTLET DRAIN | 00-VINA406 | UNIT 1 INLET AREA | no data | OPEN | CLOSED | no data | no data | no data | no data | no data | no data | no data
198.0 | UNIT 1 PULSE AIR RECEIVER INLET DRAIN | 00-VINA407 | UNIT 1 INLET AREA | no data | OPEN | CLOSED | no data | no data | no data | no data | no data | no data | no data
199.0 | UNIT 1 PULSE AIR RECEIVER DRAIN ISOLATION | 00-VINA408 | UNIT 1 INLET AREA | no data | OPEN | CLOSED | no data | no data | no data | no data | no data | no data | no data
200.0 | UNIT 1 PULSE AIR RECEIVER AUTOMATED DRAIN BYPASS | 00-VINA409 | UNIT 1 INLET AREA | no data | OPEN | CLOSED | no data | no data | no data | no data | no data | no data | no data
201.0 | UNIT 2 PULSE AIR RECIVER PI INA003 ISO | 00-VINA410 | UNIT 1 INLET AREA | no data | CLOSED | OPEN | no data | no data | no data | no data | no data | no data | no data
6510.0 | FGC "A" discharge block AOV air supply. | 00-V-INA452B | Inside FGC "A" enclosure | no data | CLOSED | OPEN | no data | no data | no data | no data | no data | no data | no data
6523.0 | FGC "A" recirc valve control air ISO | 00-V-INA456 | FUEL GAS COMPRESSOR AREA | no data | CLOSED | OPEN | no data | no data | no data | no data | no data | no data | no data
6511.0 | FGC "A" inlet block AOV control air isolation | 00-VINA481B | Inside FGC "A" enclosure | no data | CLOSED | OPEN | no data | no data | no data | no data | no data | no data | no data
6512.0 | FGC "A" vent AOV control air isolation | 00-V-INA487 | Inside FGC "A" enclosure | no data | CLOSED | OPEN | no data | no data | no data | no data | no data | no data | no data
5965.0 | FGC "B" discharge block AOV air supply. | 00-V-INA552B | Inside FGC "B" enclosure | no data | CLOSED | OPEN | no data | no data | no data | no data | no data | no data | no data
5966.0 | FGC "B" inlet block AOV control air isolation | 00-VINA581B | Inside FGC "B" enclosure | no data | CLOSED | OPEN | no data | no data | no data | no data | no data | no data | no data
5967.0 | FGC "B" vent AOV control air isolation | 00-V-INA587 | Inside FGC "B" enclosure | no data | CLOSED | OPEN | no data | no data | no data | no data | no data | no data | no data
202.0 | UNIT 2 HRSG AREA SOUTHEAST INA STUB ISO VALVE | 00-VINA601 | UNIT 2 ECA COMPRESSOR AREA | no data | CLOSED | CLOSED | no data | no data | no data | no data | no data | no data | no data
203.0 | UNIT 2 HRSG AREA NORTHEAST INA STUB ISO VALVE | 00-VINA603 | UNIT 2 HRSG NITROGEN AREA | no data | CLOSED | CLOSED | no data | no data | no data | no data | no data | no data | no data
204.0 | UNIT 2 CT COMPRESSOR BLADE WASH UNIT STUB ISO VALVE | 00-VINA604 | UNIT 2 CT BLADE WASH AREA | no data | CLOSED | CLOSED | no data | no data | no data | no data | no data | no data | no data
205.0 | HRSG BD TO WASTEWATER CV321 INA SUPPLY ISO | 00-VINA605 | WASTE WATER SUMP AREA | no data | CLOSED | OPEN | no data | no data | no data | no data | no data | no data | no data
206.0 | WASTE WATER QUENCH TCV-SWS721 INA SUPPLY ISO | 00-VINA606 | WASTE WATER SUMP AREA | no data | CLOSED | OPEN | no data | no data | no data | no data | no data | no data | no data
207.0 | TANK FARM AREA SOUTHEAST INA STUB ISO VALVE | 00-VINA609 | SERVICE WATER TANK AREA | no data | CLOSED | CLOSED | no data | no data | no data | no data | no data | no data | no data
208.0 | AIR TO ADMIN BUILDING FIRE PROTECTION RISER | 00-VINA611 | CAGE AREA IN MAITENANCE SHOP | no data | CLOSED | OPEN | no data | no data | no data | no data | no data | no data | no data
209.0 | WAREHOUSE BUILDING SOUTH STUB ISO VALVE | 00-VINA613 | WATER TREATMENT BLDG SOUTH | no data | CLOSED | CLOSED | no data | no data | no data | no data | no data | no data | no data
210.0 | STUB-UP ISOLATION UNIT 1 STG BUILDING SOUTHWEST | 00-VINA614 | UNIT 1 STG BUILDING SOUTHWEST | no data | CLOSED | CLOSED | no data | no data | no data | no data | no data | no data | no data
211.0 | COMPRESED AIR DRAIN | 00-VINA615 | AIR COMPRESSOR AREA | no data | OPEN | CLOSED | no data | no data | no data | no data | no data | no data | no data
212.0 | AIR ISO TO UNIT 1 ST DRAINS TANK AREA | 00-VINA616 | SOUTH OF LP DRAIN TANK PIT | no data | CLOSED | OPEN | no data | no data | no data | no data | no data | no data | no data
213.0 | WATER TREATMENT BUILDING SOUTH STUB ISOLATION | 00-VINA617 | WATER TREATMENT BUILDING SOUTH | no data | CLOSED | CLOSED | no data | no data | no data | no data | no data | no data | no data
214.0 | 02B DUAL PASS RO SKID INA DRAIN | 00-VINA618 | WATER TREATMENT BUILDING | no data | OPEN | CLOSED | no data | no data | no data | no data | no data | no data | no data
215.0 | 02A DUAL PASS RO SKID INA DRAIN | 00-VINA619 | WATER TREATMENT BUILDING | no data | OPEN | CLOSED | no data | no data | no data | no data | no data | no data | no data
216.0 | U1 CHEM SHACK INA STUB UP | 00-VINA620 | U1 CHEM SHACK AREA | no data | CLOSED | CLOSED | no data | no data | no data | no data | no data | no data | no data
217.0 | DISEL FIRE PUMP INA STUB UP | 00-VINA621 | DIESEL FIRE PUMP BUILDING | no data | CLOSED | CLOSED | no data | no data | no data | no data | no data | no data | no data
218.0 | END USER ISOLATION | 00-VINA623 |  | no data | CLOSED | OPEN | no data | no data | no data | no data | no data | no data | no data
219.0 | U2 2C COOLER INA STUB UP | 00-VINA625 | U2 STG BUILDING | no data | CLOSED | CLOSED | no data | no data | no data | no data | no data | no data | no data
220.0 | U2 CCW INA STUB UP | 00-VINA627 | U2 CCW AREA | no data | CLOSED | CLOSED | no data | no data | no data | no data | no data | no data | no data
221.0 | NH3 TANK FARM INA STUB UP | 00-VINA629 | NH3 AMMONIA OFFLOAD AREA | no data | CLOSED | CLOSED | no data | no data | no data | no data | no data | no data | no data
222.0 | WET AIR RECEIVER AUTOMATED DRAIN BYPASS | 00-VINA631 | AIR COMPRESSOR AREA | no data | CLOSED | CLOSED | no data | no data | no data | no data | no data | no data | no data
223.0 | NORTH WATERTREATMENT INA STUB UP | 00-VINA632 | WATER TREATMENT BUILDING NORTH | no data | CLOSED | CLOSED | no data | no data | no data | no data | no data | no data | no data
224.0 | AUX BOILER NORTHEAST INA STUBUP | 00-VINA633 | AUX BOILER BLDG | no data | CLOSED | CLOSED | no data | no data | no data | no data | no data | no data | no data
225.0 | AUX BOILER WEST INA STUBUP | 00-VINA635 | AUX BOILER BLDG | no data | CLOSED | CLOSED | no data | no data | no data | no data | no data | no data | no data
226.0 | AIR COMPRESSOR 01A ISOLATION | 00-VINA636 | AIR COMPRESSOR AREA | no data | CLOSED | OPEN | no data | no data | no data | no data | no data | no data | no data
227.0 | SOUTH GAS COMPRESSOR INA STUB UP | 00-VINA637 | GAS COMPRESSOR AREA | no data | CLOSED | CLOSED | no data | no data | no data | no data | no data | no data | no data
228.0 | NW WASTERWATER SUMP INA STUB UP | 00-VINA639 | WASTE WATER SUMP AREA | no data | CLOSED | CLOSED | no data | no data | no data | no data | no data | no data | no data
229.0 | NORTH GAS YARD REGULATING STATION INA STUB UP | 00-VINA643 | GAS YARD AREA | no data | CLOSED | CLOSED | no data | no data | no data | no data | no data | no data | no data
230.0 | TEMPORARY AIR COMPRESSOR CONNECTION ISOLATION | 00-VINA644 | AIR COMPRESSOR AREA | no data | CLOSED | CLOSED | no data | no data | no data | no data | no data | no data | no data
231.0 | U1 EAST VACUUM PUMP AREA INA STUB UP | 00-VINA645 | VACUUM PUMP AREA | no data | CLOSED | CLOSED | no data | no data | no data | no data | no data | no data | no data
232.0 | U2 SOUTH CONDENSATE STRAINER INA STUB UP | 00-VINA647 | U2 CONDENSATE RECIEVER AREA | no data | CLOSED | CLOSED | no data | no data | no data | no data | no data | no data | no data
233.0 | AIR COMPRESSOR 01B ISOLATION | 00-VINA648 | AIR COMPRESSOR AREA | no data | CLOSED | OPEN | no data | no data | no data | no data | no data | no data | no data
234.0 | DRY AIR RECEIVER DRAIN ISOLATION | 00-VINA649 | AIR COMPRESSOR AREA | no data | OPEN | CLOSED | no data | no data | no data | no data | no data | no data | no data
235.0 | U2 NORTH CONDENSATE STRAINER INA STUB UP | 00-VINA651 | U2 CONDENSATE RECIEVER AREA | no data | CLOSED | CLOSED | no data | no data | no data | no data | no data | no data | no data
236.0 | NORTH WATERTREATMENT INA DRAIN | 00-VINA652 | WATER TREATMENT BUILDING | no data | OPEN | CLOSED | no data | no data | no data | no data | no data | no data | no data
6515.0 | FGC "C" discharge block AOV air supply. | 00-V-INA652B | Inside FGC "C" enclosure | no data | CLOSED | OPEN | no data | no data | no data | no data | no data | no data | no data
237.0 | U2 SOUTH OF DRAINS TANK PITS INA STUB UP | 00-VINA653 | U2 DRAINS TANK AREA | no data | CLOSED | CLOSED | no data | no data | no data | no data | no data | no data | no data
238.0 | U2 SOUTH WEST STG BUILDING INA STUB UP | 00-VINA655 | U2 STG BUILDING | no data | CLOSED | CLOSED | no data | no data | no data | no data | no data | no data | no data
239.0 | U2 NW STG BUILDING INA STUB UP | 00-VINA657 | U2 STG BUILDING | no data | CLOSED | CLOSED | no data | no data | no data | no data | no data | no data | no data
240.0 | U2 WEST FILTER HOUSE INA STUB UP | 00-VINA659 | U2 FILTER HOUSE AREA | no data | CLOSED | CLOSED | no data | no data | no data | no data | no data | no data | no data
241.0 | WET AIR RECEIVER ISOLATION | 00-VINA660 | AIR COMPRESSOR AREA | no data | CLOSED | OPEN | no data | no data | no data | no data | no data | no data | no data
242.0 | U2 INLET PERFORMANCE HEATER INA STUB UP | 00-VINA661 | U2 PERFORMANCE HEATER AREA | no data | CLOSED | CLOSED | no data | no data | no data | no data | no data | no data | no data
243.0 | WET AIR RECEIVER BYPASS | 00-VINA662 | AIR COMPRESSOR AREA | no data | CLOSED | CLOSED | no data | no data | no data | no data | no data | no data | no data
244.0 | U2 WEST BFP INA STUB UP | 00-VINA663 | U2 BFP AREA | no data | CLOSED | CLOSED | no data | no data | no data | no data | no data | no data | no data
245.0 | WET AIR RECEIVER DRAIN ISOLATION | 00-VINA664 | AIR COMPRESSOR AREA | no data | OPEN | CLOSED | no data | no data | no data | no data | no data | no data | no data
246.0 | U1 INLET PERFORMANCE HEATER INA STUB UP | 00-VINA665 | U1 PERFORMANCE HEATER AREA | no data | CLOSED | CLOSED | no data | no data | no data | no data | no data | no data | no data
247.0 | DRY RECIEVER INSTRUMENT | 00-VINA666 | AIR COMPRESSOR AREA | no data | CLOSED | OPEN | no data | no data | no data | no data | no data | no data | no data
248.0 | DRY AIR RECEIVER ISOLATION | 00-VINA668 | AIR COMPRESSOR AREA | no data | CLOSED | OPEN | no data | no data | no data | no data | no data | no data | no data
249.0 | U1 NW STG BUILDING INA STUB UP | 00-VINA669 | U1 STG BUILDING AREA | no data | CLOSED | CLOSED | no data | no data | no data | no data | no data | no data | no data
250.0 | INSTURMENT AIR DRAIN | 00-VINA670 | AIR COMPRESSOR AREA | no data | OPEN | CLOSED | no data | no data | no data | no data | no data | no data | no data
251.0 | U1 WEST FILTER HOUSE INA STUB UP | 00-VINA671 | U1 FILTER HOUSE AREA | no data | CLOSED | CLOSED | no data | no data | no data | no data | no data | no data | no data
252.0 | WET RECIEVER TANK INSTRUMENT | 00-VINA672 | AIR COMPRESSOR AREA | no data | CLOSED | OPEN | no data | no data | no data | no data | no data | no data | no data
253.0 | SERVICE WATER TANK INA DRAIN | 00-VINA673 | SERVICE WATER TANK AREA | no data | OPEN | CLOSED | no data | no data | no data | no data | no data | no data | no data
254.0 | WET AIR RECEIVER ISOLATION | 00-VINA674 | AIR COMPRESSOR AREA | no data | CLOSED | OPEN | no data | no data | no data | no data | no data | no data | no data
255.0 | WET RECIEVER DRAIN | 00-VINA675 | AIR COMPRESSOR AREA | no data | OPEN | CLOSED | no data | no data | no data | no data | no data | no data | no data
256.0 | AIR TO DRYERS INA DRAIN | 00-VINA676 | AIR COMPRESSOR AREA | no data | OPEN | CLOSED | no data | no data | no data | no data | no data | no data | no data
257.0 | U2 EAST VACUUM PUMP AREA INA STUB UP | 00-VINA677 | VACUUM PUMP AREA | no data | CLOSED | CLOSED | no data | no data | no data | no data | no data | no data | no data
258.0 | DRY AIR RECEIVER ISOLATION | 00-VINA678 | AIR COMPRESSOR AREA | no data | CLOSED | OPEN | no data | no data | no data | no data | no data | no data | no data
259.0 | INSTURMENT AIR OUTLET INSTURMENT ISO | 00-VINA680 | AIR COMPRESSOR AREA | no data | CLOSED | OPEN | no data | no data | no data | no data | no data | no data | no data
260.0 | U1 NORTH CONDENSATE STRAINER INA STUB UP | 00-VINA681 | U2 CONDENSATE RECIEVER AREA | no data | CLOSED | CLOSED | no data | no data | no data | no data | no data | no data | no data
6516.0 | FGC "C" inlet block AOV control air isolation | 00-VINA681B | Inside FGC "C" enclosure | no data | CLOSED | OPEN | no data | no data | no data | no data | no data | no data | no data
261.0 | DRY AIR RECEIVER AUTOMATED DRAIN BYPASS | 00-VINA682 | AIR COMPRESSOR AREA | no data | CLOSED | CLOSED | no data | no data | no data | no data | no data | no data | no data
262.0 | INSTRUMENT AIR STUB UP | 00-VINA683 | AIR COMPRESSOR AREA | no data | CLOSED | CLOSED | no data | no data | no data | no data | no data | no data | no data
263.0 | U1 CALCITE FILTER INA STUB UP | 00-VINA684 | U1 CALCITE AREA | no data | CLOSED | CLOSED | no data | no data | no data | no data | no data | no data | no data
264.0 | U1 2C COOLER INA STUB UP | 00-VINA685 | U1 2C COOLER ARA | no data | CLOSED | CLOSED | no data | no data | no data | no data | no data | no data | no data
265.0 | OUTLET AIR COMPRESSOR DRAIN | 00-VINA686 | AIR COMPRESSOR AREA | no data | OPEN | CLOSED | no data | no data | no data | no data | no data | no data | no data
266.0 | U1 CCW INA STUB UP | 00-VINA687 | U1 CCW AREA | no data | CLOSED | CLOSED | no data | no data | no data | no data | no data | no data | no data
6517.0 | FGC "C" vent AOV control air isolation | 00-V-INA687 | Inside FGC "C" enclosure | no data | CLOSED | OPEN | no data | no data | no data | no data | no data | no data | no data
267.0 | ISTRUMENT AIR INLET TO A COOLER DRAIN | 00-VINA688 | AIR COMPRESSOR AREA | no data | OPEN | CLOSED | no data | no data | no data | no data | no data | no data | no data
268.0 | U1 ECA COMPRESSOR INA STUB UP ISO | 00-VINA689 | U2 ECA COMPRESSOR AREA | no data | CLOSED | CLOSED | no data | no data | no data | no data | no data | no data | no data
269.0 | ISTRUMENT AIR INLET TO B COOLER DRAIN | 00-VINA690 | AIR COMPRESSOR AREA | no data | OPEN | CLOSED | no data | no data | no data | no data | no data | no data | no data
270.0 | U1 EAST HRSG INA STUB UP ISO | 00-VINA691 | U1 HRSG NITROGEN AREA | no data | CLOSED | CLOSED | no data | no data | no data | no data | no data | no data | no data
271.0 | INLET WET RECIEVER TANK DRAIN | 00-VINA692 | AIR COMPRESSOR AREA | no data | OPEN | CLOSED | no data | no data | no data | no data | no data | no data | no data
272.0 | OUTLET B AIR COOLER INA DRAIN | 00-VINA693 | AIR COMPRESSOR AREA | no data | OPEN | CLOSED | no data | no data | no data | no data | no data | no data | no data
273.0 | OUTLET DRY TANK INA DRAIN | 00-VINA694 | AIR COMPRESSOR AREA | no data | OPEN | CLOSED | no data | no data | no data | no data | no data | no data | no data
274.0 | GAS YARD REGULATING STATION INA STUB UP | 00-VINA695 | GAS YARD AREA | no data | CLOSED | CLOSED | no data | no data | no data | no data | no data | no data | no data
275.0 | DRY AIR RECEIVER BYPASS | 00-VINA696 | AIR COMPRESSOR AREA | no data | CLOSED | CLOSED | no data | no data | no data | no data | no data | no data | no data
276.0 | U1 CHEM SHACK INA STUB UP | 00-VINA697 | S U2 CHEM SHACK | no data | CLOSED | CLOSED | no data | no data | no data | no data | no data | no data | no data
277.0 | U1 WEST BFP INA STUB UP | 00-VINA698 | U1 BFP AREA | no data | CLOSED | CLOSED | no data | no data | no data | no data | no data | no data | no data
278.0 | U1 SOUTH CONDENSATE STRAINER INA STUB UP | 00-VINA699 | U1 CONDENSATE RECIEVER AREA | no data | CLOSED | CLOSED | no data | no data | no data | no data | no data | no data | no data
279.0 | ALLIANCE GAS LINE INA STUB UP | 00-VINA702 | ALLIANCE MAIN FEED | no data | CLOSED | CLOSED | no data | no data | no data | no data | no data | no data | no data
280.0 | ANR/NB GAS LINE INA STUB UP | 00-VINA703 | ANR/NB MAIN FEED | no data | CLOSED | CLOSED | no data | no data | no data | no data | no data | no data | no data
281.0 | CALORIE METER INA ISO | 00-VINA704 | CALORIE METER | no data | CLOSED | OPEN | no data | no data | no data | no data | no data | no data | no data
282.0 | WATER WASH INA ISO | 00-VINA706 | U2 STG BUILDING | no data | CLOSED | OPEN | no data | no data | no data | no data | no data | no data | no data
283.0 | INLET B AIR DRYER INA DRAIN | 00-VINA716 | AIR COMPRESSOR AREA | no data | OPEN | CLOSED | no data | no data | no data | no data | no data | no data | no data
284.0 | CALORIE METER INA DRAIN | 00-VINA718 | CALORIE METER | no data | OPEN | CLOSED | no data | no data | no data | no data | no data | no data | no data
285.0 | GAS YARD REGULATING STATION INA DRAIN | 00-VINA719 | GAS YARD AREA | no data | OPEN | CLOSED | no data | no data | no data | no data | no data | no data | no data
286.0 | AUX BOILER INA ISOLATION | 00-VINA720 | AUX BOILER BUILDING | no data | CLOSED | OPEN | no data | no data | no data | no data | no data | no data | no data
287.0 | INA SUPPLY TO FCS-AXS938 | 00-VINA721 | AUX BOILER BUILDING | no data | CLOSED | OPEN | no data | no data | no data | no data | no data | no data | no data
288.0 | AUX BOILER BLDG EAST INA ISO | 00-VINA722 | AUX BOILER BUILDING | no data | CLOSED | OPEN | no data | no data | no data | no data | no data | no data | no data
289.0 | AUX BOILER GAS REGULATING SKID INA ISO | 00-VINA723 | AUX BOILER BUILDING | no data | CLOSED | OPEN | no data | no data | no data | no data | no data | no data | no data
290.0 | INA SUPPLY TO FCS-AXS900 | 00-VINA725 | AUX BOILER BLDG | no data | CLOSED | OPEN | no data | no data | no data | no data | no data | no data | no data
291.0 | AUX BOILER BLDG SOUTH INA ISO | 00-VINA726 | AUX BOILER BLDG | no data | CLOSED | OPEN | no data | no data | no data | no data | no data | no data | no data
292.0 | AUX BOILER INA DRAIN | 00-VINA728 | AUX BOILER FEED PUMP AREA | no data | OPEN | CLOSED | no data | no data | no data | no data | no data | no data | no data
293.0 | LP ELECTRIC HEATER INA DRAIN | 00-VINA729 | GAS YARD AREA | no data | OPEN | CLOSED | no data | no data | no data | no data | no data | no data | no data
294.0 | NITROGEN GENERATOR INA ISO | 00-VINA730 | GAS COMPRESSOR AREA | no data | CLOSED | OPEN | no data | no data | no data | no data | no data | no data | no data
295.0 | FUEL GAS COMPRESSOR 01A INA ISO | 00-VINA731 | GAS COMPRESSOR AREA | no data | CLOSED | OPEN | no data | no data | no data | no data | no data | no data | no data
296.0 | FUEL GAS COMPRESSOR 01B INA ISO | 00-VINA732 | GAS COMPRESSOR AREA | no data | CLOSED | OPEN | no data | no data | no data | no data | no data | no data | no data
297.0 | FUEL GAS COMPRESSOR 01C INA ISO | 00-VINA733 | GAS COMPRESSOR AREA | no data | CLOSED | OPEN | no data | no data | no data | no data | no data | no data | no data
298.0 | GLYCOL HEATER INA DRAIN | 00-VINA734 | GAS YARD AREA | no data | OPEN | CLOSED | no data | no data | no data | no data | no data | no data | no data
299.0 | ALLIANCE REGULATING STATION INA ISO | 00-VINA735 | GAS YARD AREA | no data | CLOSED | OPEN | no data | no data | no data | no data | no data | no data | no data
300.0 | ANR/NB REGULATING STATION INA ISO | 00-VINA736 | GAS YARD AREA | no data | CLOSED | OPEN | no data | no data | no data | no data | no data | no data | no data
301.0 | FUEL GAS DEW POINT HEATER INA ISO | 00-VINA737 | GAS YARD AREA | no data | CLOSED | OPEN | no data | no data | no data | no data | no data | no data | no data
302.0 | GAS CHROMATOGRAPH BLDG INA ISO | 00-VINA738 | GAS YARD AREA | no data | CLOSED | OPEN | no data | no data | no data | no data | no data | no data | no data
303.0 | ALLIANCE FLOW METERING STATION INA ISO | 00-VINA739 | GAS YARD AREA | no data | CLOSED | OPEN | no data | no data | no data | no data | no data | no data | no data
304.0 | ANR/NB FLOW METERING STATION INA ISO | 00-VINA740 | GAS YARD AREA | no data | CLOSED | OPEN | no data | no data | no data | no data | no data | no data | no data
305.0 | FUEL GAS COALESCING FILTER SKID INA ISO | 00-VINA741 | GAS YARD AREA | no data | CLOSED | OPEN | no data | no data | no data | no data | no data | no data | no data
306.0 | LP ELECTRIC HEATER INA ISO | 00-VINA742 | GAS YARD AREA | no data | CLOSED | OPEN | no data | no data | no data | no data | no data | no data | no data
307.0 | GLYCOL HEATER INA ISO | 00-VINA743 | GAS YARD AREA | no data | CLOSED | OPEN | no data | no data | no data | no data | no data | no data | no data
308.0 | ANR/NB FLOW METERING STATION INA DRAIN | 00-VINA744 | GAS YARD AREA | no data | OPEN | CLOSED | no data | no data | no data | no data | no data | no data | no data
309.0 | U2 INLET TO PUFFER INA | 00-VINA747 | U2 INLET AIR | no data | CLOSED | OPEN | no data | no data | no data | no data | no data | no data | no data
310.0 | NITROGEN GENERATOR INA DRAIN | 00-VINA749 | GAS COMPRESSOR AREA | no data | OPEN | CLOSED | no data | no data | no data | no data | no data | no data | no data
311.0 | U2 CHEM SHACK INA STUB UP | 00-VINA766 | U2 CHEM SHACK AREA | no data | CLOSED | CLOSED | no data | no data | no data | no data | no data | no data | no data
312.0 | AUX BOILER INA DRAIN | 00-VINA767 | AUX BOILER BLDG | no data | OPEN | CLOSED | no data | no data | no data | no data | no data | no data | no data
313.0 | FUEL GAS COALESCING FILTER SKID INA DRAIN | 00-VINA772 | GAS YARD AREA | no data | OPEN | CLOSED | no data | no data | no data | no data | no data | no data | no data
314.0 | U1 INLET TO PUFFER INA | 00-VINA792 | U1 INLET AIR | no data | CLOSED | OPEN | no data | no data | no data | no data | no data | no data | no data
315.0 | RO BRAVO INA ISO | 00-VINA805 | WATER TREATMENT BLDG | no data | CLOSED | OPEN | no data | no data | no data | no data | no data | no data | no data
316.0 | RO ALPHA INA ISO | 00-VINA806 | WATER TREATMENT BLDG | no data | CLOSED | OPEN | no data | no data | no data | no data | no data | no data | no data
317.0 | WATER TREARMENT BLDG NORTH INA ISO | 00-VINA807 | WATER TREATMENT BLDG | no data | CLOSED | OPEN | no data | no data | no data | no data | no data | no data | no data
318.0 | RO BRAVO TRAILER INA ISO | 00-VINA808 | WATER TREATMENT BLDG | no data | CLOSED | OPEN | no data | no data | no data | no data | no data | no data | no data
319.0 | RO ALPHA TRAILER INA ISO | 00-VINA809 | WATER TREATMENT BLDG | no data | CLOSED | OPEN | no data | no data | no data | no data | no data | no data | no data
320.0 | DWS 111 DEMIN WATER RECIRC INA ISO | 00-VINA810 | DEMIN TANK AREA | no data | CLOSED | OPEN | no data | no data | no data | no data | no data | no data | no data
321.0 | SWS 112 SERVICE WATER RECIRC INA ISO | 00-VINA811 | SERVICE WATER TANK AREA | no data | CLOSED | OPEN | no data | no data | no data | no data | no data | no data | no data
322.0 | WET TANK INA DRAIN | 00-VINA812 | AIR COMPRESSOR AREA | no data | OPEN | CLOSED | no data | no data | no data | no data | no data | no data | no data
323.0 | WAREHOUSE AREA SOUTH INA STUB UP | 00-VINA816 | WAREHOUSE AREA | no data | CLOSED | CLOSED | no data | no data | no data | no data | no data | no data | no data
324.0 | FCV SWS 101 SERVICE WATER INLET INA ISO | 00-VINA817 | SERVICE WATER TANK AREA | no data | CLOSED | OPEN | no data | no data | no data | no data | no data | no data | no data
325.0 | YV BDN 301 HRSG SUMP TO SERVICE WATER INA ISO | 00-VINA820 | SERVICE WATER TANK AREA | no data | CLOSED | OPEN | no data | no data | no data | no data | no data | no data | no data
326.0 | AQUEOUS AMMONIA FORWARDING PUMPS INA ISO | 00-VINA824 | AMMONIA STOARGE TANKS AREA | no data | CLOSED | OPEN | no data | no data | no data | no data | no data | no data | no data
4589.0 | DCS ADM BLG VMS CAB 02 UTILITY 120VAC | 00-VMS-CPL-02 | 02-LVD-PPL-22141, BR16SERVER ROOM EAST WALL | 208/120VAC CIRCUIT BREAKER | OPEN | CLOSED | no data | no data | no data | no data | no data | no data | no data
5423.0 | VMS CTRL RM SRVR CAB FEED 1 120VAC UPS | 00-VMS-CPL-02 | ADMIN BLDG U1 UPS PNL, BR18 | no data | OPEN | CLOSED | no data | no data | no data | no data | no data | no data | no data
5446.0 | VMS CTRL RM SRVR CAB FEED 2 120VAC UPS | 00-VMS-CPL-02 | ADMIN BLDG U2 UPS PNL, BR18 | no data | OPEN | CLOSED | no data | no data | no data | no data | no data | no data | no data
327.0 | AMMONIA CONTAINMENT BUFFALO BOX UNDER STAIRS | 00-VPDR600 | AMMONIA STOARGE TANKS WEST | no data | OPEN | CLOSED | no data | no data | no data | no data | no data | no data | no data
328.0 | FUEL GAS CONTAINMENT BUFFALO BOX | 00-VPDR601 | FUEL GAS CONTAIMENT EAST SIDE | no data | OPEN | CLOSED | no data | no data | no data | no data | no data | no data | no data
329.0 | WATER TREATMENT TRENCH BUFFALO BOX | 00-VPDR602 | WEST SIDE DEMIN PLANT OUTSIDE/BIG DOOR | no data | OPEN | CLOSED | no data | no data | no data | no data | no data | no data | no data
330.0 | U1 SAT BUFFALO BOX | 00-VPDR603 | SOUTH U1 GSU INGROUND | no data | OPEN | CLOSED | no data | no data | no data | no data | no data | no data | no data
331.0 | MED VOLTAGE VAULT 02 SUMP PUMP "A" CHECK VALVE | 00-VPDR604 | UNDER MED VOLTAGE AREA | no data | OPEN | CLOSED | no data | no data | no data | no data | no data | no data | no data
332.0 | MED VOLTAGE VAULT 02 SUMP PUMP "A" BLOCK VALVE | 00-VPDR605 | UNDER MED VOLTAGE AREA | no data | CLOSED | OPEN | no data | no data | no data | no data | no data | no data | no data
333.0 | MED VOLTAGE VAULT 02 SUMP PUMP "B" CHECK VALVE | 00-VPDR606 | UNDER MED VOLTAGE AREA | no data | OPEN | CLOSED | no data | no data | no data | no data | no data | no data | no data
334.0 | MED VOLTAGE VAULT 02 SUMP PUMP "B" BLOCK VALVE | 00-VPDR607 | UNDER MED VOLTAGE AREA | no data | CLOSED | OPEN | no data | no data | no data | no data | no data | no data | no data
335.0 | MED VOLTAGE VAULT 01 SUMP PUMP "A" CHECK VALVE | 00-VPDR608 | UNDER MED VOLTAGE AREA | no data | OPEN | CLOSED | no data | no data | no data | no data | no data | no data | no data
336.0 | MED VOLTAGE VAULT 01 SUMP PUMP "A" BLOCK VALVE | 00-VPDR609 | UNDER MED VOLTAGE AREA | no data | CLOSED | OPEN | no data | no data | no data | no data | no data | no data | no data
337.0 | MED VOLTAGE VAULT 01 SUMP PUMP "B" CHECK VALVE | 00-VPDR610 | UNDER MED VOLTAGE AREA | no data | OPEN | CLOSED | no data | no data | no data | no data | no data | no data | no data
338.0 | MED VOLTAGE VAULT 01 SUMP PUMP "B" BLOCK VALVE | 00-VPDR611 | UNDER MED VOLTAGE AREA | no data | CLOSED | OPEN | no data | no data | no data | no data | no data | no data | no data
6547.0 | U1 water supply iso for TB ground floor | 00-VPFS-800 | U1 TURBINE BLDG | no data | CLOSED | OPEN | no data | no data | no data | no data | no data | no data | no data
6548.0 | U1 water supply iso for ST/CT lube oil tank | 00-VPFS-801 | U1 TURBINE BLDG | no data | CLOSED | OPEN | no data | no data | no data | no data | no data | no data | no data
6549.0 | U1 water supply iso for ST/GENERATOR Coupling | 00-VPFS-802 | U1 TURBINE BLDG | no data | CLOSED | OPEN | no data | no data | no data | no data | no data | no data | no data
6778.0 | U2 water supply iso for TB ground floor | 00-VPFS-814 | U2 TURBINE BLDG | no data | CLOSED | OPEN | no data | no data | no data | no data | no data | no data | no data
6779.0 | U2 water supply iso for ST/CT lube oil tank | 00-VPFS-815 | U2 TURBINE BLDG | no data | CLOSED | OPEN | no data | no data | no data | no data | no data | no data | no data
6780.0 | U2 water supply iso for ST/GENERATOR Coupling | 00-VPFS-816 | U2 TURBINE BLDG | no data | CLOSED | OPEN | no data | no data | no data | no data | no data | no data | no data
6783.0 | U2 Turbine building fire system header drain | 00-VPFS-825 | U2 TURBINE BLDG | no data | OPEN | CLOSED | no data | no data | no data | no data | no data | no data | no data
339.0 | CONSTRUCTION KIEWIT TRAILER TIE-IN BUFFALO BOX | 00-VPWS061 | SOUTH EAST SIDE KIEWIT TRAILERS | no data | OPEN | CLOSED | no data | no data | no data | no data | no data | no data | no data
340.0 | CONSTRUCTION KIEWIT TRAILER TIE-IN BUFFALO BOX | 00-VPWS063 | NORTH EAST SIDE #2 GATE BY CARD READER | no data | OPEN | CLOSED | no data | no data | no data | no data | no data | no data | no data
341.0 | RAW WTR DEMIN PLANT ADMIN FEED VENT | 00-VPWS601 | SOUTH SIDE OF DEMIN PLANT, ELWOOD SUPPLY | no data | OPEN | CLOSED | no data | no data | no data | no data | no data | no data | no data
342.0 | RAW WTR DEMIN PLANT ADMIN FEED BLOCK VALVE | 00-VPWS605 | SOUTH SIDE OF DEMIN PLANT, ELWOOD SUPPLY | no data | CLOSED | OPEN | no data | no data | no data | no data | no data | no data | no data
343.0 | EMERGENCY EYE WASH STATION DEMIN PLANT | 00-VPWS611 | DEMIN PLANT EYE WASH STAION | no data | CLOSED | OPEN | no data | no data | no data | no data | no data | no data | no data
344.0 | EMERGENCY EYE WASH STATION U1 ECA COMP "A" | 00-VPWS612 | UNIT 1 ECA COMP "A" NORTH SIDE | no data | CLOSED | OPEN | no data | no data | no data | no data | no data | no data | no data
345.0 | EMERGENCY EYE WASH STATION U1 CHEM SHACK ISO VALVE | 00-VPWS613 | UNIT 1 CHEM SHACK NORTH/EAST SIDE | no data | CLOSED | OPEN | no data | no data | no data | no data | no data | no data | no data
346.0 | EMERGENCY EYE WASH STATION U1 SAMPLE BUILDING ISO VALVE | 00-VPWS614 | UNIT 1 SAMPLE BUILDING NORTH SIDE | no data | CLOSED | OPEN | no data | no data | no data | no data | no data | no data | no data
347.0 | EMERGENCY EYE WASH STATION AMMONIA TANKS ISO VALVE | 00-VPWS615 | AMMONIA TANKS EAST SIDE | no data | CLOSED | OPEN | no data | no data | no data | no data | no data | no data | no data
348.0 | EMERGENCY EYE WASH STATION AMMONIA TANKS ISO VALVE | 00-VPWS616 | AMMONIA TANKS WEST SIDE | no data | CLOSED | OPEN | no data | no data | no data | no data | no data | no data | no data
349.0 | EMERGENCY EYE WASH STATION AUX BOILER ISO VALVE | 00-VPWS617 | AUX BOILER BUILDING | no data | CLOSED | OPEN | no data | no data | no data | no data | no data | no data | no data
350.0 | EMERGENCY EYE WASH STATION U2 ECA COMP "A" ISO VALVE | 00-VPWS618 | UNIT 2 ECA COMP "A"NORTHSIDE | no data | CLOSED | OPEN | no data | no data | no data | no data | no data | no data | no data
351.0 | EMERGENCY EYE WASH STATION U2 CHEM SHACK ISO VALVE | 00-VPWS619 | UNIT 2 CHEM SHACK NORTH EAST SIDE | no data | CLOSED | OPEN | no data | no data | no data | no data | no data | no data | no data
352.0 | EMERGENCY EYE WASH STATION U2 SAMPLE PANEL BUILDING ISO VALVE | 00-VPWS620 | UNIT 2 SAMPLE PANEL BUILDING | no data | CLOSED | OPEN | no data | no data | no data | no data | no data | no data | no data
353.0 | EMERGENCY EYE WASH STATION SWITCHYARD BUILDING ISO VALVE | 00-VPWS621 | SWITCHYARD BUILDING | no data | CLOSED | OPEN | no data | no data | no data | no data | no data | no data | no data
354.0 | EMERGENCY EYE WASH STATION U2 CALCITE FILTERS ISO VALVE | 00-VPWS622 | UNIT 2 CALCITE FILTERS | no data | CLOSED | OPEN | no data | no data | no data | no data | no data | no data | no data
355.0 | EMERGENCY EYE WASH STATION U1 TCP ISO VALVE | 00-VPWS623 | UNIT 1 TCP NORTH EAST SIDE | no data | CLOSED | OPEN | no data | no data | no data | no data | no data | no data | no data
356.0 | EMERGENCY EYE WASH STATION MED VOLT BATT ROOMS ISO VALVE | 00-VPWS624 | MED VOLT BUILDING BATT ROOMS SOUTH | no data | CLOSED | OPEN | no data | no data | no data | no data | no data | no data | no data
357.0 | EMERGENCY EYE WASH STATION U1 CALCITE FILTERS ISO VALVE | 00-VPWS625 | UNIT 1 CALCITE FILTERS | no data | CLOSED | OPEN | no data | no data | no data | no data | no data | no data | no data
358.0 | EMERGENCY EYE WASH STATION U2 TCP ISO VALVE | 00-VPWS626 | UNIT 2 TCP NORTH EST SIDE | no data | CLOSED | OPEN | no data | no data | no data | no data | no data | no data | no data
3612.0 | TEMPERING WATER SKID POTABALE WATER SUPPLY ISOLATION | 00-VPWS800 | WATER TREATMENT BUILDING | no data | CLOSED | OPEN | no data | no data | no data | no data | no data | no data | no data
3608.0 | TEMPERING WATER BOOSTER PUMP "A" SUCTION ISOLATION | 00-VPWS802 | WATER TREATMENT BUILDING | no data | CLOSED | OPEN | no data | no data | no data | no data | no data | no data | no data
3613.0 | TEMPERING WATER BOOSTER PUMPS BYPASS VALVE | 00-VPWS803 | WATER TREATMENT BUILDING | no data | CLOSED | CLOSED | no data | no data | no data | no data | no data | no data | no data
3610.0 | TEMPERING WATER BOOSTER PUMP "B" SUCTION ISOLATION | 00-VPWS804 | WATER TREATMENT BUILDING | no data | CLOSED | OPEN | no data | no data | no data | no data | no data | no data | no data
3609.0 | TEMPERING WATER BOOSTER PUMP "A" DISCHARGE ISOLATION | 00-VPWS808 | WATER TREATMENT BUILDING | no data | CLOSED | OPEN | no data | no data | no data | no data | no data | no data | no data
3611.0 | TEMPERING WATER BOOSTER PUMP "B" DISCHARGE ISOLATION | 00-VPWS809 | WATER TREATMENT BUILDING | no data | CLOSED | OPEN | no data | no data | no data | no data | no data | no data | no data
3614.0 | SHOWER LOOP RETURN ISOLATION VALVE | 00-VPWS810 | WATER TREATMENT BUILDING | no data | CLOSED | OPEN | no data | no data | no data | no data | no data | no data | no data
3615.0 | TEMPERING WATER RECIRC PUMP "A" SUCTION ISOLATION | 00-VPWS813 | WATER TREATMENT BUILDING | no data | CLOSED | OPEN | no data | no data | no data | no data | no data | no data | no data
3617.0 | TEMPERING WATER RECIRC PUMP "B" SUCTION ISOLATION | 00-VPWS814 | WATER TREATMENT BUILDING | no data | CLOSED | OPEN | no data | no data | no data | no data | no data | no data | no data
3616.0 | TEMPERING WATER RECIRC PUMP "A" DISCHARGE ISOLATION | 00-VPWS817 | WATER TREATMENT BUILDING | no data | CLOSED | OPEN | no data | no data | no data | no data | no data | no data | no data
3618.0 | TEMPERING WATER RECIRC PUMP "B" DISCHARGE ISOLATION | 00-VPWS818 | WATER TREATMENT BUILDING | no data | CLOSED | OPEN | no data | no data | no data | no data | no data | no data | no data
3619.0 | COLD WATER SUPPLY TO TEMPERING VALVE ISOLATION | 00-VPWS820 | WATER TREATMENT BUILDING | no data | CLOSED | OPEN | no data | no data | no data | no data | no data | no data | no data
3625.0 | TEMPERING SKID DRAIN ISOLATION | 00-VPWS822 | WATER TREATMENT BUILDING | no data | OPEN | CLOSED | no data | no data | no data | no data | no data | no data | no data
3624.0 | TEMPERING WATER SKID BLADDER TANK ISOLATION | 00-VPWS823 | WATER TREATMENT BUILDING | no data | CLOSED | OPEN | no data | no data | no data | no data | no data | no data | no data
3623.0 | TEMPERING WATER SKID WATER HEATER VENT | 00-VPWS824 | WATER TREATMENT BUILDING | no data | OPEN | CLOSED | no data | no data | no data | no data | no data | no data | no data
3620.0 | HOT WATER SUPPLY TO TEMPERING VALVE ISOLATION | 00-VPWS825 | WATER TREATMENT BUILDING | no data | CLOSED | OPEN | no data | no data | no data | no data | no data | no data | no data
3622.0 | SHOWER LOOP PRESSURE REGULATOR INLET ISOLATION | 00-VPWS826 | WATER TREATMENT BUILDING | no data | CLOSED | OPEN | no data | no data | no data | no data | no data | no data | no data
3621.0 | SHOWER LOOP SUPPLY ISOLATION | 00-VPWS828 | WATER TREATMENT BUILDING | no data | CLOSED | OPEN | no data | no data | no data | no data | no data | no data | no data
359.0 | MAIN ISOLATION FROM TEMPORARY LIFT STATION BUFFALO BOX | 00-VSDR600 | SOUTH EAST SIDE KIEWIT TRAILERS | no data | OPEN | CLOSED | no data | no data | no data | no data | no data | no data | no data
360.0 | TEMPORARY LIFT STATION BRANCH ISOLATION BUFFALO BOX | 00-VSDR601 | SOUTH EAST SIDE KIEWIT TRAILERS | no data | OPEN | CLOSED | no data | no data | no data | no data | no data | no data | no data
361.0 | AUX STEAM SAT STEAM SAMPLE PANEL LINE DRAIN VALVE | 00-VSMP108 | SAMPLE PANEL BUILDING U2 | no data | OPEN | CLOSED | no data | no data | no data | no data | no data | no data | no data
362.0 | AUX STEAM DRUM SAMPLE PANEL LINE DRAIN VALVE | 00-VSMP109 | SAMPLE PANEL BUILDING U2 | no data | OPEN | CLOSED | no data | no data | no data | no data | no data | no data | no data
363.0 | INA AIR FOR FIT TO AUX BLOWDOWN TANK QUENCH WTR ISO VLV | 00-VSWS554 | AUX BOILER BUILDING NORTH WALL | no data | CLOSED | OPEN | no data | no data | no data | no data | no data | no data | no data
364.0 | INA AIR FOR FIT TO AUX BLOWDOWN TANK QUENCH WTR ISO VLV | 00-VSWS556 | AUX BOILER BUILDING NORTH WALL | no data | CLOSED | OPEN | no data | no data | no data | no data | no data | no data | no data
365.0 | U2 ECA SERVICE WATER ISO | 00-VSWS601 | U2 ECA AREA | no data | CLOSED | OPEN | no data | no data | no data | no data | no data | no data | no data
366.0 | SERVICE WATER TANK ISOLATION 3" SPARE | 00-VSWS602 | SERVICE WATER TANK AREA | no data | CLOSED | OPEN | no data | no data | no data | no data | no data | no data | no data
367.0 | U2 HRSG NITORGEN SERVICE WATER ISO | 00-VSWS603 | U2 HRSG NITROGEN AREA | no data | CLOSED | OPEN | no data | no data | no data | no data | no data | no data | no data
368.0 | 00-LIT SWS101B ISO | 00-VSWS604 | SERVICE WATER TANK AREA | no data | CLOSED | OPEN | no data | no data | no data | no data | no data | no data | no data
369.0 | SWS TANK ISOLATION - PUMP RECIRC | 00-VSWS605 | SERVICE WATER TANK AREA | no data | CLOSED | OPEN | no data | no data | no data | no data | no data | no data | no data
370.0 | 00-LIT SWS101A ISO | 00-VSWS606 | SERVICE WATER TANK AREA | no data | CLOSED | OPEN | no data | no data | no data | no data | no data | no data | no data
371.0 | U2 CHEM SHACK SERVICE WATER ISO | 00-VSWS607 | SOUTH U2 CHEM SHACK | no data | CLOSED | OPEN | no data | no data | no data | no data | no data | no data | no data
372.0 | DWT ANALYSIS PANEL ISO VALVE | 00-VSWS608 | SERVICE WATER TANK AREA | no data | CLOSED | OPEN | no data | no data | no data | no data | no data | no data | no data
373.0 | SERVICE WATER TANK SW ISO | 00-VSWS609 | SERVICE WATER TANK AREA | no data | CLOSED | OPEN | no data | no data | no data | no data | no data | no data | no data
374.0 | SWS TANK 6" DRAIN | 00-VSWS610 | SERVICE WATER TANK AREA | no data | OPEN | CLOSED | no data | no data | no data | no data | no data | no data | no data
375.0 | SERVICE WATER ISO WAREHOUSE SOUTH | 00-VSWS611 | WAREHOUSE AREA | no data | CLOSED | OPEN | no data | no data | no data | no data | no data | no data | no data
376.0 | SWS TANK ISOLATION 10" SPARE | 00-VSWS612 | SERVICE WATER TANK AREA | no data | CLOSED | OPEN | no data | no data | no data | no data | no data | no data | no data
377.0 | SERVICE WATER ISO NORTH WAREHOUSE | 00-VSWS613 | WAREHOUSE AREA | no data | CLOSED | OPEN | no data | no data | no data | no data | no data | no data | no data
378.0 | SERVICE WATER ISO SOUTH WATER TREATMENT | 00-VSWS614 | WATERTREATMENT AREA | no data | CLOSED | OPEN | no data | no data | no data | no data | no data | no data | no data
379.0 | SWS TANK ISOLATION 12" SPARE | 00-VSWS615 | SERVICE WATER TANK AREA | no data | CLOSED | OPEN | no data | no data | no data | no data | no data | no data | no data
380.0 | WASTEWATER SUMP PUMPS BEARING FLUSH ISOLATION | 00-VSWS616 | WASTE WATER AREA | no data | CLOSED | OPEN | no data | no data | no data | no data | no data | no data | no data
381.0 | SERVICE WATER ISO NORTH WATER TREATMENT | 00-VSWS617 | WATERTREATMENT AREA | no data | CLOSED | OPEN | no data | no data | no data | no data | no data | no data | no data
382.0 | SWS TANK ISOLATION - PUMP SUCTION | 00-VSWS618 | SERVICE WATER TANK AREA | no data | CLOSED | OPEN | no data | no data | no data | no data | no data | no data | no data
383.0 | SERVICE WATER TO WASTE WATER QUENCH SPRAY DRAIN | 00-VSWS619 | WASTE WATER AREA | no data | OPEN | CLOSED | no data | no data | no data | no data | no data | no data | no data
384.0 | SERVICE WATER TO WASTE WATER QUENCE SPRAY VENT | 00-VSWS620 | WASTE WATER AREA | no data | OPEN | CLOSED | no data | no data | no data | no data | no data | no data | no data
385.0 | SERVICE WATER ISO TANK FARM NORTHWEST | 00-VSWS621 | SERVICE WATER TANK AREA | no data | CLOSED | OPEN | no data | no data | no data | no data | no data | no data | no data
386.0 | POTABLE WATER MAKEUP CV BYPASS | 00-VSWS622 | SERVICE WATER TANK AREA | no data | CLOSED | CLOSED | no data | no data | no data | no data | no data | no data | no data
387.0 | SERVICE WATER ISO UNIT 2 STG BUILDING SOUTHEAST | 00-VSWS623 | U2 STG BLDG | no data | CLOSED | OPEN | no data | no data | no data | no data | no data | no data | no data
388.0 | POTABLE WATER MAKEUP CV ISOLATION | 00-VSWS624 | SERVICE WATER TANK AREA | no data | CLOSED | OPEN | no data | no data | no data | no data | no data | no data | no data
389.0 | SERVICE WATER ISO STUB UP U1 NORTH SIDE OF STG BLDG | 00-VSWS625 | U1 STG BLDG | no data | CLOSED | OPEN | no data | no data | no data | no data | no data | no data | no data
390.0 | SWS TO AUX BOILER BLOWDOWN QUENCH VENT | 00-VSWS626 | AUX BOILER BUILDING NORTH WALL | no data | OPEN | CLOSED | no data | no data | no data | no data | no data | no data | no data
391.0 | SERVICE WATER ISO UNIT 2 STG BUILDING NORTHEAST | 00-VSWS627 | U2 STG BLDG | no data | CLOSED | OPEN | no data | no data | no data | no data | no data | no data | no data
392.0 | SERVICE WATER ISO AMMONIA CONTAINMENT AREA | 00-VSWS629 | AMMONIA TANK AREA | no data | CLOSED | OPEN | no data | no data | no data | no data | no data | no data | no data
393.0 | SERVICE WATER TO WASTEWATER SUMP | 00-VSWS630 | WASTE WATER AREA | no data | CLOSED | OPEN | no data | no data | no data | no data | no data | no data | no data
394.0 | SERVICE WATER ISO AUX BOILER AREA NORTH | 00-VSWS633 | AUX BOILER BUILDING | no data | CLOSED | OPEN | no data | no data | no data | no data | no data | no data | no data
395.0 | SERVICE WATER ISO AUX BOILER AREA SOUTH | 00-VSWS635 | AUX BOILER BUILDING | no data | CLOSED | OPEN | no data | no data | no data | no data | no data | no data | no data
396.0 | SERVICE WATER ISO FUEL GAS COMPRESSOR | 00-VSWS637 | GAS YARD AREA | no data | CLOSED | OPEN | no data | no data | no data | no data | no data | no data | no data
397.0 | SERVICE WATER STUB UP WASTE WATER AREA | 00-VSWS639 | WASTE WATER AREA | no data | CLOSED | CLOSED | no data | no data | no data | no data | no data | no data | no data
398.0 | SERVICE WATER ISO UNIT 2 ACC AREA WEST | 00-VSWS649 | U2 ACC AREA | no data | CLOSED | OPEN | no data | no data | no data | no data | no data | no data | no data
399.0 | SERVICE WATER ISO UNIT 2 ACC AREA NORTH | 00-VSWS651 | U2 ACC AREA | no data | CLOSED | OPEN | no data | no data | no data | no data | no data | no data | no data
400.0 | SERVICE WATER ISO UNIT 2 ST DRAINS TANK AREA | 00-VSWS653 | U2 ST DRAINS TANK AREA | no data | CLOSED | OPEN | no data | no data | no data | no data | no data | no data | no data
401.0 | SERVICE WATER ISO AIR COMPRESSOR | 00-VSWS654 | AIR COMPRESSOR AREA | no data | CLOSED | OPEN | no data | no data | no data | no data | no data | no data | no data
402.0 | SERVICE WATER ISO UNIT 2 STG BUILDING SOUTHWEST | 00-VSWS655 | U2 STG BUILDING | no data | CLOSED | OPEN | no data | no data | no data | no data | no data | no data | no data
403.0 | SERVICE WATER ISO UNIT 2 STG BUILDING NORTHWEST | 00-VSWS657 | U2 STG BUILDING | no data | CLOSED | OPEN | no data | no data | no data | no data | no data | no data | no data
404.0 | SERVICE WATER ISO UNIT 2 CTG AIR INLET | 00-VSWS659 | CTG AIR INLET AREA | no data | CLOSED | OPEN | no data | no data | no data | no data | no data | no data | no data
405.0 | SERVICE WATER UNIT 2 PERFORMANCE HEATER | 00-VSWS661 | U2 PERFORMANCE HEATER AREA | no data | CLOSED | OPEN | no data | no data | no data | no data | no data | no data | no data
406.0 | SERVICE WATER UNIT 2 BFP WEST | 00-VSWS663 | U2 BFP AREA | no data | CLOSED | OPEN | no data | no data | no data | no data | no data | no data | no data
407.0 | SERVICE WATER UNIT 1 PERFORMANCE HEATER | 00-VSWS665 | U21PERFORMANCE HEATER AREA | no data | CLOSED | OPEN | no data | no data | no data | no data | no data | no data | no data
408.0 | SERVICE WATER ISO UNIT 1 STG BUILDING SOUTHWEST | 00-VSWS667 | U1 STG BLDG | no data | CLOSED | OPEN | no data | no data | no data | no data | no data | no data | no data
409.0 | 00-PIT SWS107SERVICE WATER HEADER | 00-VSWS668 | SERVICE WATER TANK AREA | no data | CLOSED | OPEN | no data | no data | no data | no data | no data | no data | no data
410.0 | SERVICE WATER ISO UNIT 1 STG BUILDING NORTHWEST | 00-VSWS669 | U1 STG BLDG | no data | CLOSED | OPEN | no data | no data | no data | no data | no data | no data | no data
411.0 | UNIT 1 CTG AIR INLET AREA | 00-VSWS671 | U1 INLET AIR AREA | no data | CLOSED | OPEN | no data | no data | no data | no data | no data | no data | no data
412.0 | RECIRC CV ISOLATION | 00-VSWS672 | SERVICE WATER TANK AREA | no data | CLOSED | OPEN | no data | no data | no data | no data | no data | no data | no data
413.0 | UNIT 1 ST DRAINS TANK AREA | 00-VSWS673 | U1 ST DRAINS TANK AREA | no data | CLOSED | OPEN | no data | no data | no data | no data | no data | no data | no data
414.0 | RECIRC CV ISOLATION | 00-VSWS676 | SERVICE WATER TANK AREA | no data | CLOSED | OPEN | no data | no data | no data | no data | no data | no data | no data
415.0 | SERVICE WATER ISO FUEL GAS REGULATING STATION | 00-VSWS677 | GAS YARD AREA | no data | CLOSED | OPEN | no data | no data | no data | no data | no data | no data | no data
416.0 | SERVICE WATER ISO UNIT 1 ACC AREA WEST | 00-VSWS679 | U1 ACC AREA | no data | CLOSED | OPEN | no data | no data | no data | no data | no data | no data | no data
417.0 | RECIRC CV BYPASS | 00-VSWS680 | SERVICE WATER TANK AREA | no data | CLOSED | OPEN | no data | no data | no data | no data | no data | no data | no data
418.0 | SERVICE WATER ISO UNIT 1 ACC AREA NORTH | 00-VSWS681 | U1 ACC AREA | no data | CLOSED | OPEN | no data | no data | no data | no data | no data | no data | no data
419.0 | SERVICE WATER MIN FLOW TO TANK VENT | 00-VSWS682 | SERVICE WATER TANK AREA | no data | OPEN | CLOSED | no data | no data | no data | no data | no data | no data | no data
420.0 | SERVICE WATER ISO U1 VACUUM PUMP | 00-VSWS683 | U1 VACUUM PUMP AREA | no data | CLOSED | OPEN | no data | no data | no data | no data | no data | no data | no data
421.0 | SERVICE WATER ISO UNIT 1 STG BUILDING SOUTHEAST | 00-VSWS684 | U1 STG BLDG | no data | CLOSED | OPEN | no data | no data | no data | no data | no data | no data | no data
422.0 | SERVICE WATER ISO UNIT STG BUILDING NORTHEAST | 00-VSWS685 | U1 STG BLDG | no data | CLOSED | OPEN | no data | no data | no data | no data | no data | no data | no data
423.0 | RECIRC CV LINE DRAIN | 00-VSWS686 | SERVICE WATER TANK AREA | no data | OPEN | CLOSED | no data | no data | no data | no data | no data | no data | no data
424.0 | SERVICE WATER ISO UNIT 1 ACHE | 00-VSWS687 | UNIT 1 ACHE AREA | no data | CLOSED | OPEN | no data | no data | no data | no data | no data | no data | no data
426.0 | SERVICE WATER TANK ISOLATION 8" SPARE | 00-VSWS690 | SERVICE WATER TANK AREA | no data | CLOSED | OPEN | no data | no data | no data | no data | no data | no data | no data
427.0 | U1 HRSG NITORGEN SERVICE WATER ISO | 00-VSWS691 | U1 HRSG NITROGEN AREA | no data | CLOSED | OPEN | no data | no data | no data | no data | no data | no data | no data
428.0 | POTABLE WATER MAKEUP DRAIN VALVE | 00-VSWS692 | SERVICE WATER TANK AREA | no data | OPEN | CLOSED | no data | no data | no data | no data | no data | no data | no data
429.0 | POTABLE WATER MAKEUP CV ISOLATION | 00-VSWS694 | SERVICE WATER TANK AREA | no data | CLOSED | OPEN | no data | no data | no data | no data | no data | no data | no data
430.0 | SERVICE WATER ISO METERING STATION | 00-VSWS695 | GAS YARD AREA | no data | CLOSED | OPEN | no data | no data | no data | no data | no data | no data | no data
431.0 | SERVICE WATER TANK ISOLATION - POTABLE MAKEUP | 00-VSWS696 | SERVICE WATER TANK AREA | no data | CLOSED | OPEN | no data | no data | no data | no data | no data | no data | no data
432.0 | SERVICE WATER ISO UNIT 1 CHEM SHACK | 00-VSWS697 | U1 SOUTH OF CHEM SHACK | no data | CLOSED | OPEN | no data | no data | no data | no data | no data | no data | no data
433.0 | SERVICE WATERISO UNIT 1 ACC AREA SOUTH | 00-VSWS698 | U1 ACC AREA | no data | CLOSED | OPEN | no data | no data | no data | no data | no data | no data | no data
434.0 | SERVICE WATER U1 BFP WEST | 00-VSWS699 | U1 BFP AREA | no data | CLOSED | OPEN | no data | no data | no data | no data | no data | no data | no data
3627.0 | SERVICE WATER PUMP "A" SUCTION ISOLATION | 00-VSWS800 | SERVICE WATER TANK AREA | no data | CLOSED | OPEN | no data | no data | no data | no data | no data | no data | no data
3629.0 | SERVICE WATER PUMP "A" STRAINER DRAIN ISOLATION | 00-VSWS801 | SERVICE WATER TANK AREA | no data | OPEN | CLOSED | no data | no data | no data | no data | no data | no data | no data
3628.0 | SERVICE WATER PUMP "A" SUCTION LINE VENT ISOLATION | 00-VSWS802 | SERVICE WATER TANK AREA | no data | OPEN | CLOSED | no data | no data | no data | no data | no data | no data | no data
3632.0 | SERVICE WATER PUMP "A" DISCHARGE LINE VENT ISOLATION | 00-VSWS805 | SERVICE WATER TANK AREA | no data | OPEN | CLOSED | no data | no data | no data | no data | no data | no data | no data
3633.0 | SERVICE WATER PUMP "A" DISCHARGE LINE DRAIN ISOLATION | 00-VSWS807 | SERVICE WATER TANK AREA | no data | OPEN | CLOSED | no data | no data | no data | no data | no data | no data | no data
3634.0 | SERVICE WATER PUMP "A" DISCHARGE ISOLATION | 00-VSWS808 | SERVICE WATER TANK AREA | no data | CLOSED | OPEN | no data | no data | no data | no data | no data | no data | no data
3630.0 | SERVICE WATER PUMP "A" CASEING DRAIN ISOLATION | 00-VSWS809 | SERVICE WATER TANK AREA | no data | OPEN | CLOSED | no data | no data | no data | no data | no data | no data | no data
3631.0 | SERVICE WATER PUMP "A" CATCH PAN DRAIN ISOLATION | 00-VSWS810 | SERVICE WATER TANK AREA | no data | OPEN | CLOSED | no data | no data | no data | no data | no data | no data | no data
3635.0 | SERVICE WATER PUMP "B" SUCTION ISOLATION | 00-VSWS811 | SERVICE WATER TANK AREA | no data | CLOSED | OPEN | no data | no data | no data | no data | no data | no data | no data
3637.0 | SERVICE WATER PUMP "B" STRAINER DRAIN ISOLATION | 00-VSWS812 | SERVICE WATER TANK AREA | no data | OPEN | CLOSED | no data | no data | no data | no data | no data | no data | no data
3636.0 | SERVICE WATER PUMP "B" SUCTION LINE VENT ISOLATION | 00-VSWS813 | SERVICE WATER TANK AREA | no data | OPEN | CLOSED | no data | no data | no data | no data | no data | no data | no data
3640.0 | SERVICE WATER PUMP "B" DISCHARGE LINE VENT ISOLATION | 00-VSWS816 | SERVICE WATER TANK AREA | no data | OPEN | CLOSED | no data | no data | no data | no data | no data | no data | no data
3641.0 | SERVICE WATER PUMP "B" DISCHARGE LINE DRAIN ISOLATION | 00-VSWS818 | SERVICE WATER TANK AREA | no data | OPEN | CLOSED | no data | no data | no data | no data | no data | no data | no data
3642.0 | SERVICE WATER PUMP "B" DISCHARGE ISOLATION | 00-VSWS819 | SERVICE WATER TANK AREA | no data | CLOSED | OPEN | no data | no data | no data | no data | no data | no data | no data
3638.0 | SERVICE WATER PUMP "B" CASEING DRAIN ISOLATION | 00-VSWS820 | SERVICE WATER TANK AREA | no data | OPEN | CLOSED | no data | no data | no data | no data | no data | no data | no data
3639.0 | SERVICE WATER PUMP "B" CATCH PAN DRAIN ISOLATION | 00-VSWS821 | SERVICE WATER TANK AREA | no data | OPEN | CLOSED | no data | no data | no data | no data | no data | no data | no data
435.0 | WASTE WATER OUTLET INSTURMENTATION ISO | 00-VWDR601 | WASTE WATER AREA | no data | CLOSED | OPEN | no data | no data | no data | no data | no data | no data | no data
436.0 | WASTE WATER OUTLET FT ISO | 00-VWDR602 | WASTE WATER AREA | no data | CLOSED | OPEN | no data | no data | no data | no data | no data | no data | no data
437.0 | WASTE WATER OUTLET FT ISO | 00-VWDR603 | WASTE WATER AREA | no data | CLOSED | OPEN | no data | no data | no data | no data | no data | no data | no data
438.0 | FREE CHLORINE SAMPLE ISOLATION | 00-VWDR604 | WASTE WATER AREA | no data | CLOSED | OPEN | no data | no data | no data | no data | no data | no data | no data
439.0 | FREE CHLORINE SAMPLE RETURN ISOLATION | 00-VWDR605 | WASTE WATER AREA | no data | CLOSED | OPEN | no data | no data | no data | no data | no data | no data | no data
440.0 | WASTEWATER SUMP PUMP B CHECK VALVE | 00-VWDR633 | WASTE WATER AREA | no data | CLOSED | OPEN | no data | no data | no data | no data | no data | no data | no data
441.0 | WASTEWATER SUMP PUMP B ISOLATION | 00-VWDR635 | WASTE WATER AREA | no data | CLOSED | OPEN | no data | no data | no data | no data | no data | no data | no data
442.0 | WASTEWATER SUMP PUMP A CHECK VALVE | 00-VWDR673 | WASTE WATER AREA | no data | CLOSED | OPEN | no data | no data | no data | no data | no data | no data | no data
443.0 | WASTEWATER SUMP PUMP A ISOLATION | 00-VWDR674 | WASTE WATER AREA | no data | CLOSED | OPEN | no data | no data | no data | no data | no data | no data | no data
3968.0 | WASTE WATER SUMP PUMPS A/B CONTROL PANEL | 00-WDR-CPL-01 | HRSG-1 ENCLOSURE MCC 111 CUBICLE 13FJ | 480 V MOLDED CASE BREAKER | OPEN | CLOSED | no data | no data | no data | no data | no data | no data | no data
3988.0 | WASTE WATER SUMP PUMPS A/B CONTROL PANEL | 00-WDR-CPL-01 | HRSG-1 ENCLOSURE MCC 211 CUBICLE 10FK | 480 V MOLDED CASE BREAKER | OPEN | CLOSED | no data | no data | no data | no data | no data | no data | no data
3722.0 | AUX BOILER NATURAL GAS MAIN LINE UPSTREAM SAFETY SHUTOFF VALVE | 00-YV-AXS815 | AUX BOILER BUILDING AREA | no data | CLOSED | OPEN | no data | no data | no data | no data | no data | no data | no data
3725.0 | AUX BOILER NATURAL GAS VENT VALVE | 00-YV-AXS816 | AUX BOILER BUILDING AREA | no data | OPEN | CLOSED | no data | no data | no data | no data | no data | no data | no data
3726.0 | AUX BOILER NATURAL GAS MAIN LINE DOWNSTREAM SAFETY SHUTOFF VALVE | 00-YV-AXS817 | AUX BOILER BUILDING AREA | no data | CLOSED | OPEN | no data | no data | no data | no data | no data | no data | no data
3707.0 | AUX BOILER PILOT LINE UPSTREAM SAFETY SHUTOFF VALVE | 00-YV-AXS837 | AUX BOILER BUILDING AREA | no data | CLOSED | OPEN | no data | no data | no data | no data | no data | no data | no data
3708.0 | AUX BOILER PILOT LINE VENT VALVE | 00-YV-AXS838 | AUX BOILER BUILDING AREA | no data | OPEN | CLOSED | no data | no data | no data | no data | no data | no data | no data
3709.0 | AUX BOILER PILOT LINE DOWNSTREAM SAFETY SHUTOFF VALVE | 00-YV-AXS839 | AUX BOILER BUILDING AREA | no data | CLOSED | OPEN | no data | no data | no data | no data | no data | no data | no data
444.0 | BLOWDOWN DISCHARGE CONTROL VALVE TO SWS TANK | 00-YV-BDN301 | SERVICE WATER TANK AREA | no data | CLOSED | OPEN | no data | no data | no data | no data | no data | no data | no data
445.0 | BLOWDOWN DISCHARGE CONTROL VALVE TO WDR SUMP | 00-YV-BDN321 | WASTE WATER AREA | no data | CLOSED | OPEN | no data | no data | no data | no data | no data | no data | no data
446.0 | DEMIN SYSTEM EFFLUENT CV | 00-YV-DWT115 | WATERTREATMENT AREA | no data | CLOSED | OPEN | no data | no data | no data | no data | no data | no data | no data
447.0 | DEMIN DUMP DIVERT VALVE | 00-YV-DWT125 | WATERTREATMENT AREA | no data | CLOSED | OPEN | no data | no data | no data | no data | no data | no data | no data
5872.0 | Alliance Emergency Shut Off Valve | 00-YV-FGS700 | FGS yard | no data | CLOSED | OPEN | no data | no data | no data | no data | no data | no data | no data
5873.0 | ANR/NB Emergency Shut Off valve | 00-YV-FGS800 | FGS yard | no data | CLOSED | OPEN | no data | no data | no data | no data | no data | no data | no data
4077.0 | CONV. RECPTS UNIT 1 PIPE RACK GROUND LEVEL | 01-0101-R1 | 01-LVD-PPL-1111 BR INSIDE HRSG SWG ENCLOSURE | 208/120VAC CIRCUIT BREAKER | OPEN | CLOSED | no data | no data | no data | no data | no data | no data | no data
4076.0 | CONVENIENCE RECPTS UNIT 1 PIPE RACK | 01-0201-R1 | 01-LVD-PPL-1111 BR INSIDE HRSG SWG ENCLOSURE | 208/120VAC CIRCUIT BREAKER | OPEN | CLOSED | no data | no data | no data | no data | no data | no data | no data
4246.0 | CONVENIENCE RECPTS HRSG 1 PLATFORMS | 01-0301-R1 | 01-LVD-PPL-21111 BR 29 TOP OF HRSG HP DRUM | 208/120VAC CIRCUIT BREAKER | OPEN | CLOSED | no data | no data | no data | no data | no data | no data | no data
4078.0 | CONV. RECEPT UNIT 1 HRSG GROUND LEVEL | 01-0401-R1 | 01-LVD-PPL-1111 BR INSIDE HRSG SWG ENCLOSURE | 208/120VAC CIRCUIT BREAKER | OPEN | CLOSED | no data | no data | no data | no data | no data | no data | no data
4650.0 | CONVENIENCE RECPTS UNIT 1 ACC GROUND LEVEL | 01-0501-R1 | 01-LVD-PPL-1311, BR29ACC MCC ENCLOSURE | 208/120VAC CIRCUIT BREAKER | OPEN | CLOSED | no data | no data | no data | no data | no data | no data | no data
4747.0 | CONVENIENCE RECPTS UNIT 1 ACC UPPER DECK | 01-0601-R1 | 01-LVD-PPL-2511, BR26ACC MCC ENCLOSURE | 208/120VAC CIRCUIT BREAKER | OPEN | CLOSED | no data | no data | no data | no data | no data | no data | no data
4734.0 | CONVENIENCE RECPTS UNIT 1 ACC UPPER DECK | 01-0701-R1 | 01-LVD-PPL-2511, BR27ACC MCC ENCLOSURE | 208/120VAC CIRCUIT BREAKER | OPEN | CLOSED | no data | no data | no data | no data | no data | no data | no data
4748.0 | CONVENIENCE RECPTS UNIT 1 ACC UPPER DECK | 01-0801-R1 | 01-LVD-PPL-2511, BR28ACC MCC ENCLOSURE | 208/120VAC CIRCUIT BREAKER | OPEN | CLOSED | no data | no data | no data | no data | no data | no data | no data
4735.0 | CONVENIENCE RECPTS UNIT 1 ACC UPPER DECK | 01-0901-R1 | 01-LVD-PPL-2511, BR29ACC MCC ENCLOSURE | 208/120VAC CIRCUIT BREAKER | OPEN | CLOSED | no data | no data | no data | no data | no data | no data | no data
4165.0 | CONVENIENCE RECPTS UNIT 1 TURBINE BUILDING | 01-1001-R1 | 01-LVD-PPL-21131 BR 29 NE CORNER TURBINE BLDG | 208/120VAC CIRCUIT BREAKER | OPEN | CLOSED | no data | no data | no data | no data | no data | no data | no data
4177.0 | CONVENIENCE RECPTS UNIT 1 TURBINE BLDG | 01-1101-R1 | 01-LVD-PPL-21131 BR 28 NE CORNER TURBINE BLDG | 208/120VAC CIRCUIT BREAKER | OPEN | CLOSED | no data | no data | no data | no data | no data | no data | no data
4127.0 | CONVENIENCE RECPT UNIT 1 ACHE | 01-1201-R1 | 01-LVD-PPL-2111 BR 29 INSIDE HRSG SWG ENCLOSURE | 208/120VAC CIRCUIT BREAKER | OPEN | CLOSED | no data | no data | no data | no data | no data | no data | no data
4217.0 | UNIT 1 DRAINS TANK AREA CONVENIENCE RECPT | 01-1301-R1 | 01-LVD-PPL-21133 BR 10 TURBINE DECK SW | 208/120VAC CIRCUIT BREAKER | OPEN | CLOSED | no data | no data | no data | no data | no data | no data | no data
4216.0 | UNIT 1 DRAINS TANK AREA DECK LIGHTS 120VAC | 01-2701-W2 | 01-LVD-PPL-21133 BR 8 TURBINE DECK SW | 208/120VAC CIRCUIT BREAKER | OPEN | CLOSED | no data | no data | no data | no data | no data | no data | no data
4178.0 | UNIT 1 TURBINE BLDG VENT FAN PLATFORM LIGHTS | 01-3001-W2 | 01-LVD-PPL-21131 BR 30 NE CORNER TURBINE BLDG | 208/120VAC CIRCUIT BREAKER | OPEN | CLOSED | no data | no data | no data | no data | no data | no data | no data
4204.0 | UNIT 1 GCB PLATFORM LIGHTS | 01-3301-M1 | 01-LVD-PPL-21133 BR 15 TURBINE DECK SW | 208/120VAC CIRCUIT BREAKER | OPEN | CLOSED | no data | no data | no data | no data | no data | no data | no data
4209.0 | UNIT 1 TURBINE BLDG EMERGENCY LIGHTING | 01-4001-E2 | 01-LVD-PPL-21133 BR 31 TURBINE DECK SW | 208/120VAC CIRCUIT BREAKER | OPEN | CLOSED | no data | no data | no data | no data | no data | no data | no data
4224.0 | UNIT 1 TURBINE BLDG EMERGENCY LIGHTING | 01-4101-E5 | 01-LVD-PPL-21133 BR 32 TURBINE DECK SW | 208/120VAC CIRCUIT BREAKER | OPEN | CLOSED | no data | no data | no data | no data | no data | no data | no data
4611.0 | UNIT 1 ACC FAN GEARBOX OIL COOLER 01A | 01-ACC-HEX-01A | 01-ACC-MCC-131, CUBICLE 17FB | 480 V MOLDED CASE BREAKER | OPEN | CLOSED | no data | no data | no data | no data | no data | no data | no data
4620.0 | UNIT 1 ACC FAN GEARBOX OIL COOLER 01B | 01-ACC-HEX-01B | 01-ACC-MCC-231, CUBICLE2FH | 480 V MOLDED CASE BREAKER | OPEN | CLOSED | no data | no data | no data | no data | no data | no data | no data
4612.0 | UNIT 1 ACC FAN GEARBOX OIL COOLER 01C | 01-ACC-HEX-01C | 01-ACC-MCC-131, CUBICLE 17FD | 480 V MOLDED CASE BREAKER | OPEN | CLOSED | no data | no data | no data | no data | no data | no data | no data
4621.0 | UNIT 1 ACC FAN GEARBOX OIL COOLER 01D | 01-ACC-HEX-01D | 01-ACC-MCC-231, CUBICLE2FK | 480 V MOLDED CASE BREAKER | OPEN | CLOSED | no data | no data | no data | no data | no data | no data | no data
4613.0 | UNIT 1 ACC FAN GEARBOX OIL COOLER 01E | 01-ACC-HEX-01E | 01-ACC-MCC-131, CUBICLE 17FF | 480 V MOLDED CASE BREAKER | OPEN | CLOSED | no data | no data | no data | no data | no data | no data | no data
4622.0 | UNIT 1 ACC FAN GEARBOX OIL COOLER 01F | 01-ACC-HEX-01F | 01-ACC-MCC-231, CUBICLE2FM | 480 V MOLDED CASE BREAKER | OPEN | CLOSED | no data | no data | no data | no data | no data | no data | no data
4617.0 | UNIT 1 ACC FAN GEARBOX OIL COOLER 02A | 01-ACC-HEX-02A | 01-ACC-MCC-231, CUBICLE2FB | 480 V MOLDED CASE BREAKER | OPEN | CLOSED | no data | no data | no data | no data | no data | no data | no data
4614.0 | UNIT 1 ACC FAN GEARBOX OIL COOLER 02B | 01-ACC-HEX-02B | 01-ACC-MCC-131, CUBICLE 17FH | 480 V MOLDED CASE BREAKER | OPEN | CLOSED | no data | no data | no data | no data | no data | no data | no data
4618.0 | UNIT 1 ACC FAN GEARBOX OIL COOLER 02C | 01-ACC-HEX-02C | 01-ACC-MCC-231, CUBICLE2FD | 480 V MOLDED CASE BREAKER | OPEN | CLOSED | no data | no data | no data | no data | no data | no data | no data
4615.0 | UNIT 1 ACC FAN GEARBOX OIL COOLER 02D | 01-ACC-HEX-02D | 01-ACC-MCC-131, CUBICLE 17FK | 480 V MOLDED CASE BREAKER | OPEN | CLOSED | no data | no data | no data | no data | no data | no data | no data
4619.0 | UNIT 1 ACC FAN GEARBOX OIL COOLER 02E | 01-ACC-HEX-02E | 01-ACC-MCC-231, CUBICLE2FF | 480 V MOLDED CASE BREAKER | OPEN | CLOSED | no data | no data | no data | no data | no data | no data | no data
4616.0 | UNIT 1 ACC FAN GEARBOX OIL COOLER 02F | 01-ACC-HEX-02F | 01-ACC-MCC-131, CUBICLE 17FM | 480 V MOLDED CASE BREAKER | OPEN | CLOSED | no data | no data | no data | no data | no data | no data | no data
4677.0 | UNIT 1 ACC FAN GEARBOX OIL COOLER 03A | 01-ACC-HEX-03A | 01-ACC-MCC-151, CUBICLE2FB | 480 V MOLDED CASE BREAKER | OPEN | CLOSED | no data | no data | no data | no data | no data | no data | no data
4699.0 | UNIT 1 ACC FAN GEARBOX OIL COOLER 03B | 01-ACC-HEX-03B | 01-ACC-MCC-251, CUBICLE2FH | 480 V MOLDED CASE BREAKER | OPEN | CLOSED | no data | no data | no data | no data | no data | no data | no data
4678.0 | UNIT 1 ACC FAN GEARBOX OIL COOLER 03C | 01-ACC-HEX-03C | 01-ACC-MCC-151, CUBICLE2FD | 480 V MOLDED CASE BREAKER | OPEN | CLOSED | no data | no data | no data | no data | no data | no data | no data
4700.0 | UNIT 1 ACC FAN GEARBOX OIL COOLER 03D | 01-ACC-HEX-03D | 01-ACC-MCC-251, CUBICLE2FK | 480 V MOLDED CASE BREAKER | OPEN | CLOSED | no data | no data | no data | no data | no data | no data | no data
4679.0 | UNIT 1 ACC FAN GEARBOX OIL COOLER 03E | 01-ACC-HEX-03E | 01-ACC-MCC-151, CUBICLE2FF | 480 V MOLDED CASE BREAKER | OPEN | CLOSED | no data | no data | no data | no data | no data | no data | no data
4701.0 | UNIT 1 ACC FAN GEARBOX OIL COOLER 03F | 01-ACC-HEX-03F | 01-ACC-MCC-251, CUBICLE2FM | 480 V MOLDED CASE BREAKER | OPEN | CLOSED | no data | no data | no data | no data | no data | no data | no data
4696.0 | UNIT 1 ACC FAN GEARBOX OIL COOLER 04A | 01-ACC-HEX-04A | 01-ACC-MCC-251, CUBICLE2FB | 480 V MOLDED CASE BREAKER | OPEN | CLOSED | no data | no data | no data | no data | no data | no data | no data
4680.0 | UNIT 1 ACC FAN GEARBOX OIL COOLER 04B | 01-ACC-HEX-04B | 01-ACC-MCC-151, CUBICLE2FH | 480 V MOLDED CASE BREAKER | OPEN | CLOSED | no data | no data | no data | no data | no data | no data | no data
4697.0 | UNIT 1 ACC FAN GEARBOX OIL COOLER 04C | 01-ACC-HEX-04C | 01-ACC-MCC-251, CUBICLE2FD | 480 V MOLDED CASE BREAKER | OPEN | CLOSED | no data | no data | no data | no data | no data | no data | no data
4681.0 | UNIT 1 ACC FAN GEARBOX OIL COOLER 04D | 01-ACC-HEX-04D | 01-ACC-MCC-151, CUBICLE2FK | 480 V MOLDED CASE BREAKER | OPEN | CLOSED | no data | no data | no data | no data | no data | no data | no data
4698.0 | UNIT 1 ACC FAN GEARBOX OIL COOLER 04E | 01-ACC-HEX-04E | 01-ACC-MCC-251, CUBICLE2FF | 480 V MOLDED CASE BREAKER | OPEN | CLOSED | no data | no data | no data | no data | no data | no data | no data
4682.0 | UNIT 1 ACC FAN GEARBOX OIL COOLER 04F | 01-ACC-HEX-04F | 01-ACC-MCC-151, CUBICLE2FM | 480 V MOLDED CASE BREAKER | OPEN | CLOSED | no data | no data | no data | no data | no data | no data | no data
5783.0 | UNIT 1 ACC FAN GRBX OIL HTR 01A | 01-ACC-HTR-01A | 01-LVD-PPL-2311, BR13 outside of ACC MCC enclosure | 208/120VAC CIRCUIT BREAKER | OPEN | CLOSED | no data | no data | no data | no data | no data | no data | no data
5784.0 | UNIT 1 ACC FAN GRBX OIL HTR 01B | 01-ACC-HTR-01B | 01-LVD-PPL-2311, BR15 outside of ACC MCC enclosure | 208/120VAC CIRCUIT BREAKER | OPEN | CLOSED | no data | no data | no data | no data | no data | no data | no data
5757.0 | UNIT 1 ACC FAN GRBX OIL HTR 01C | 01-ACC-HTR-01C | 01-LVD-PPL-2311, BR17 outside of ACC MCC enclosure | 208/120VAC CIRCUIT BREAKER | OPEN | CLOSED | no data | no data | no data | no data | no data | no data | no data
5753.0 | UNIT 1 ACC FAN GRBX OIL HTR 01D | 01-ACC-HTR-01D | 01-LVD-PPL-2311, BR19 outside of ACC MCC enclosure | 208/120VAC CIRCUIT BREAKER | OPEN | CLOSED | no data | no data | no data | no data | no data | no data | no data
5761.0 | UNIT 1 ACC FAN GRBX OIL HTR 01E | 01-ACC-HTR-01E | 01-LVD-PPL-2311, BR21 outside of ACC MCC enclosure | 208/120VAC CIRCUIT BREAKER | OPEN | CLOSED | no data | no data | no data | no data | no data | no data | no data
5785.0 | UNIT 1 ACC FAN GRBX OIL HTR 01F | 01-ACC-HTR-01F | 01-LVD-PPL-2311, BR23 outside of ACC MCC enclosure | 208/120VAC CIRCUIT BREAKER | OPEN | CLOSED | no data | no data | no data | no data | no data | no data | no data
5786.0 | UNIT 1 ACC FAN GRBX OIL HTR 02A | 01-ACC-HTR-02A | 01-LVD-PPL-2311, BR25 outside of ACC MCC enclosure | 208/120VAC CIRCUIT BREAKER | OPEN | CLOSED | no data | no data | no data | no data | no data | no data | no data
5787.0 | UNIT 1 ACC FAN GRBX OIL HTR 02B | 01-ACC-HTR-02B | 01-LVD-PPL-2311, BR27 outside of ACC MCC enclosure | 208/120VAC CIRCUIT BREAKER | OPEN | CLOSED | no data | no data | no data | no data | no data | no data | no data
5758.0 | UNIT 1 ACC FAN GRBX OIL HTR 02C | 01-ACC-HTR-02C | 01-LVD-PPL-2311, BR29 OUTSIDE OF ACC MCC ENCLOSURE | 208/120VAC CIRCUIT BREAKER | OPEN | CLOSED | no data | no data | no data | no data | no data | no data | no data
5754.0 | UNIT 1 ACC FAN GRBX OIL HTR 02D | 01-ACC-HTR-02D | 01-LVD-PPL-2311, BR12 ACC MCC ENCLOSURE | 208/120VAC CIRCUIT BREAKER | OPEN | CLOSED | no data | no data | no data | no data | no data | no data | no data
5762.0 | UNIT 1 ACC FAN GRBX OIL HTR 02E | 01-ACC-HTR-02E | 01-LVD-PPL-2311, BR14 outside of ACC MCC enclosure | 208/120VAC CIRCUIT BREAKER | OPEN | CLOSED | no data | no data | no data | no data | no data | no data | no data
5788.0 | UNIT 1 ACC FAN GRBX OIL HTR 02F | 01-ACC-HTR-02F | 01-LVD-PPL-2311, BR16 outside of ACC MCC enclosure | 208/120VAC CIRCUIT BREAKER | OPEN | CLOSED | no data | no data | no data | no data | no data | no data | no data
5789.0 | UNIT 1 ACC FAN GRBX OIL HTR 03A | 01-ACC-HTR-03A | 01-LVD-PPL-2311, BR18 outside of ACC MCC enclosure | 208/120VAC CIRCUIT BREAKER | OPEN | CLOSED | no data | no data | no data | no data | no data | no data | no data
5790.0 | UNIT 1 ACC FAN GRBX OIL HTR 03B | 01-ACC-HTR-03B | 01-LVD-PPL-2311, BR20 outside of ACC MCC enclosure | 208/120VAC CIRCUIT BREAKER | OPEN | CLOSED | no data | no data | no data | no data | no data | no data | no data
5759.0 | UNIT 1 ACC FAN GRBX OIL HTR 03C | 01-ACC-HTR-03C | 01-LVD-PPL-2311, BR22 outside of ACC MCC enclosure | 208/120VAC CIRCUIT BREAKER | OPEN | CLOSED | no data | no data | no data | no data | no data | no data | no data
5755.0 | UNIT 1 ACC FAN GRBX OIL HTR 03D | 01-ACC-HTR-03D | 01-LVD-PPL-2311, BR24 outside of ACC MCC enclosure | 208/120VAC CIRCUIT BREAKER | OPEN | CLOSED | no data | no data | no data | no data | no data | no data | no data
5763.0 | UNIT 1 ACC FAN GRBX OIL HTR 03E | 01-ACC-HTR-03E | 01-LVD-PPL-2311, BR26 outside of ACC MCC enclosure | 208/120VAC CIRCUIT BREAKER | OPEN | CLOSED | no data | no data | no data | no data | no data | no data | no data
5791.0 | UNIT 1 ACC FAN GRBX OIL HTR 03F | 01-ACC-HTR-03F | 01-LVD-PPL-2311, BR28 outside of ACC MCC enclosure | 208/120VAC CIRCUIT BREAKER | OPEN | CLOSED | no data | no data | no data | no data | no data | no data | no data
5792.0 | UNIT 1 ACC FAN GRBX OIL HTR 04A | 01-ACC-HTR-04A | 01-LVD-PPL-2311, BR30 outside of ACC MCC enclosure | 208/120VAC CIRCUIT BREAKER | OPEN | CLOSED | no data | no data | no data | no data | no data | no data | no data
4646.0 | UNIT 1 ACC FAN GRBX OIL HTR 04B | 01-ACC-HTR-04B | 01-LVD-PPL-1311, BR15ACC MCC ENCLOSURE | 208/120VAC CIRCUIT BREAKER | OPEN | CLOSED | no data | no data | no data | no data | no data | no data | no data
4662.0 | UNIT 1 ACC FAN GRBX OIL HTR 04C | 01-ACC-HTR-04C | 01-LVD-PPL-1311, BR20ACC MCC ENCLOSURE | 208/120VAC CIRCUIT BREAKER | OPEN | CLOSED | no data | no data | no data | no data | no data | no data | no data
4733.0 | UNIT 1 ACC FAN GRBX OIL HTR 04D | 01-ACC-HTR-04D | 01-LVD-PPL-2511, BR25ACC MCC ENCLOSURE | 208/120VAC CIRCUIT BREAKER | OPEN | CLOSED | no data | no data | no data | no data | no data | no data | no data
4744.0 | UNIT 1 ACC FAN GRBX OIL HTR 04E | 01-ACC-HTR-04E | 01-LVD-PPL-2511, BR16ACC MCC ENCLOSURE | 208/120VAC CIRCUIT BREAKER | OPEN | CLOSED | no data | no data | no data | no data | no data | no data | no data
4746.0 | UNIT 1 ACC FAN GRBX OIL HTR 04F | 01-ACC-HTR-04F | 01-LVD-PPL-2511, BR20ACC MCC ENCLOSURE | 208/120VAC CIRCUIT BREAKER | OPEN | CLOSED | no data | no data | no data | no data | no data | no data | no data
4642.0 | MCC-131 SECTION HEATER SUPPLY #1 | 01-ACC-MCC-131 | 01-LVD-PPL-1311, BR7ACC MCC ENCLOSURE | 208/120VAC CIRCUIT BREAKER | OPEN | CLOSED | no data | no data | no data | no data | no data | no data | no data
4643.0 | MCC-131 SECTION HEATER SUPPLY #2 | 01-ACC-MCC-131 | 01-LVD-PPL-1311, BR9ACC MCC ENCLOSURE | 208/120VAC CIRCUIT BREAKER | OPEN | CLOSED | no data | no data | no data | no data | no data | no data | no data
4656.0 | MCC-131 MOTOR SPACE HEATER SUPPLY | 01-ACC-MCC-131 | 01-LVD-PPL-1311, BR8ACC MCC ENCLOSURE | 208/120VAC CIRCUIT BREAKER | OPEN | CLOSED | no data | no data | no data | no data | no data | no data | no data
5460.0 | MCC 131 SHUNT TRIP POWER | 01-ACC-MCC-131 | ACC 1 U1 UPS PANEL 01-LVF-PPL-014 , BR2 | no data | OPEN | CLOSED | no data | no data | no data | no data | no data | no data | no data
5466.0 | MCC 131 SHUNT TRIP POWER | 01-ACC-MCC-131 | ACC 1 U2 UPS PANEL 02-LVF-PPL-014, BR2 | no data | OPEN | CLOSED | no data | no data | no data | no data | no data | no data | no data
5458.0 | MCC 151 SHUNT TRIP POWER | 01-ACC-MCC-151 | ACC 1 U1 UPS PANEL 01-LVF-PPL-014 , BR5 | no data | OPEN | CLOSED | no data | no data | no data | no data | no data | no data | no data
5465.0 | MCC 151 SHUNT TRIP POWER | 01-ACC-MCC-151 | ACC 1 U2 UPS PANEL 02-LVF-PPL-014, BR5 | no data | OPEN | CLOSED | no data | no data | no data | no data | no data | no data | no data
4644.0 | MCC-231 MOTOR SPACE HEATER SUPPLY | 01-ACC-MCC-231 | 01-LVD-PPL-1311, BR11ACC MCC ENCLOSURE | 208/120VAC CIRCUIT BREAKER | OPEN | CLOSED | no data | no data | no data | no data | no data | no data | no data
4657.0 | MCC-231 HEATER BUS. | 01-ACC-MCC-231 | 01-LVD-PPL-1311, BR10ACC MCC ENCLOSURE | 208/120VAC CIRCUIT BREAKER | OPEN | CLOSED | no data | no data | no data | no data | no data | no data | no data
4658.0 | MCC-231 HEATER BUS. | 01-ACC-MCC-231 | 01-LVD-PPL-1311, BR12ACC MCC ENCLOSURE | 208/120VAC CIRCUIT BREAKER | OPEN | CLOSED | no data | no data | no data | no data | no data | no data | no data
5461.0 | MCC 231 SHUNT TRIP POWER | 01-ACC-MCC-231 | ACC 1 U1 UPS PANEL 01-LVF-PPL-014 , BR4 | no data | OPEN | CLOSED | no data | no data | no data | no data | no data | no data | no data
5467.0 | MCC 231 SHUNT TRIP POWER | 01-ACC-MCC-231 | ACC 1 U2 UPS PANEL 02-LVF-PPL-014, BR4 | no data | OPEN | CLOSED | no data | no data | no data | no data | no data | no data | no data
5462.0 | MCC 251 SHUNT TRIP POWER | 01-ACC-MCC-251 | ACC 1 U1 UPS PANEL 01-LVF-PPL-014 , BR6 | no data | OPEN | CLOSED | no data | no data | no data | no data | no data | no data | no data
5468.0 | MCC 251 SHUNT TRIP POWER | 01-ACC-MCC-251 | ACC 1 U2 UPS PANEL 02-LVF-PPL-014, BR6 | no data | OPEN | CLOSED | no data | no data | no data | no data | no data | no data | no data
4594.0 | UNIT 1 ACC FAN 01A | 01-ACC-MFN-01A | 01-ACC-MCC-131, CUBICLE 4FM | 480 V MOLDED CASE BREAKER | OPEN | CLOSED | no data | no data | no data | no data | no data | no data | no data
4628.0 | UNIT 1 ACC FAN 01B | 01-ACC-MFN-01B | 01-ACC-MCC-231, CUBICLE9FM | 480 V MOLDED CASE BREAKER | OPEN | CLOSED | no data | no data | no data | no data | no data | no data | no data
4595.0 | UNIT 1 ACC FAN 01C | 01-ACC-MFN-01C | 01-ACC-MCC-131, CUBICLE 5FM | 480 V MOLDED CASE BREAKER | OPEN | CLOSED | no data | no data | no data | no data | no data | no data | no data
4629.0 | UNIT 1 ACC FAN 01D | 01-ACC-MFN-01D | 01-ACC-MCC-231, CUBICLE10FM | 480 V MOLDED CASE BREAKER | OPEN | CLOSED | no data | no data | no data | no data | no data | no data | no data
4596.0 | UNIT 1 ACC FAN 01E | 01-ACC-MFN-01E | 01-ACC-MCC-131, CUBICLE 6FM | 480 V MOLDED CASE BREAKER | OPEN | CLOSED | no data | no data | no data | no data | no data | no data | no data
4630.0 | UNIT 1 ACC FAN 01F | 01-ACC-MFN-01F | 01-ACC-MCC-231, CUBICLE11FM | 480 V MOLDED CASE BREAKER | OPEN | CLOSED | no data | no data | no data | no data | no data | no data | no data
4625.0 | UNIT 1 ACC FAN 02A | 01-ACC-MFN-02A | 01-ACC-MCC-231, CUBICLE6FM | 480 V MOLDED CASE BREAKER | OPEN | CLOSED | no data | no data | no data | no data | no data | no data | no data
4597.0 | UNIT 1 ACC FAN 02B | 01-ACC-MFN-02B | 01-ACC-MCC-131, CUBICLE 7FM | 480 V MOLDED CASE BREAKER | OPEN | CLOSED | no data | no data | no data | no data | no data | no data | no data
4626.0 | UNIT 1 ACC FAN 02C | 01-ACC-MFN-02C | 01-ACC-MCC-231, CUBICLE7FM | 480 V MOLDED CASE BREAKER | OPEN | CLOSED | no data | no data | no data | no data | no data | no data | no data
4598.0 | UNIT 1 ACC FAN 02D | 01-ACC-MFN-02D | 01-ACC-MCC-131, CUBICLE 8FM | 480 V MOLDED CASE BREAKER | OPEN | CLOSED | no data | no data | no data | no data | no data | no data | no data
4627.0 | UNIT 1 ACC FAN 02E | 01-ACC-MFN-02E | 01-ACC-MCC-231, CUBICLE8FM | 480 V MOLDED CASE BREAKER | OPEN | CLOSED | no data | no data | no data | no data | no data | no data | no data
4599.0 | UNIT 1 ACC FAN 02F | 01-ACC-MFN-02F | 01-ACC-MCC-131, CUBICLE 9FM | 480 V MOLDED CASE BREAKER | OPEN | CLOSED | no data | no data | no data | no data | no data | no data | no data
4685.0 | UNIT 1 ACC FAN 03A | 01-ACC-MFN-03A | 01-ACC-MCC-151, CUBICLE5FM | 480 V MOLDED CASE BREAKER | OPEN | CLOSED | no data | no data | no data | no data | no data | no data | no data
4707.0 | UNIT 1 ACC FAN 03B | 01-ACC-MFN-03B | 01-ACC-MCC-251, CUBICLE9FM | 480 V MOLDED CASE BREAKER | OPEN | CLOSED | no data | no data | no data | no data | no data | no data | no data
4686.0 | UNIT 1 ACC FAN 03C | 01-ACC-MFN-03C | 01-ACC-MCC-151, CUBICLE6FM | 480 V MOLDED CASE BREAKER | OPEN | CLOSED | no data | no data | no data | no data | no data | no data | no data
4708.0 | UNIT 1 ACC FAN 03D | 01-ACC-MFN-03D | 01-ACC-MCC-251, CUBICLE10FM | 480 V MOLDED CASE BREAKER | OPEN | CLOSED | no data | no data | no data | no data | no data | no data | no data
4687.0 | UNIT 1 ACC FAN 03E | 01-ACC-MFN-03E | 01-ACC-MCC-151, CUBICLE7FM | 480 V MOLDED CASE BREAKER | OPEN | CLOSED | no data | no data | no data | no data | no data | no data | no data
4709.0 | UNIT 1 ACC FAN 03F | 01-ACC-MFN-03F | 01-ACC-MCC-251, CUBICLE11FM | 480 V MOLDED CASE BREAKER | OPEN | CLOSED | no data | no data | no data | no data | no data | no data | no data
4704.0 | UNIT 1 ACC FAN 04A | 01-ACC-MFN-04A | 01-ACC-MCC-251, CUBICLE6FM | 480 V MOLDED CASE BREAKER | OPEN | CLOSED | no data | no data | no data | no data | no data | no data | no data
4688.0 | UNIT 1 ACC FAN 04B | 01-ACC-MFN-04B | 01-ACC-MCC-151, CUBICLE8FM | 480 V MOLDED CASE BREAKER | OPEN | CLOSED | no data | no data | no data | no data | no data | no data | no data
4705.0 | UNIT 1 ACC FAN 04C | 01-ACC-MFN-04C | 01-ACC-MCC-251, CUBICLE7FM | 480 V MOLDED CASE BREAKER | OPEN | CLOSED | no data | no data | no data | no data | no data | no data | no data
4689.0 | UNIT 1 ACC FAN 04D | 01-ACC-MFN-04D | 01-ACC-MCC-151, CUBICLE9FM | 480 V MOLDED CASE BREAKER | OPEN | CLOSED | no data | no data | no data | no data | no data | no data | no data
4706.0 | UNIT 1 ACC FAN 04E | 01-ACC-MFN-04E | 01-ACC-MCC-251, CUBICLE8FM | 480 V MOLDED CASE BREAKER | OPEN | CLOSED | no data | no data | no data | no data | no data | no data | no data
4690.0 | UNIT 1 ACC FAN 04F | 01-ACC-MFN-04F | 01-ACC-MCC-151, CUBICLE10FM | 480 V MOLDED CASE BREAKER | OPEN | CLOSED | no data | no data | no data | no data | no data | no data | no data
4645.0 | ACC 1 LRVP SEP TNK SEAL WTR HTR 888 120VAC | 01-ARM-HTR-888 | 01-LVD-PPL-1311, BR13ACC MCC ENCLOSURE | 208/120VAC CIRCUIT BREAKER | OPEN | CLOSED | no data | no data | no data | no data | no data | no data | no data
4655.0 | ACC 1 LRVP SEP TNK SEAL WTR HTR 895 120VAC | 01-ARM-HTR-895 | 01-LVD-PPL-1311, BR6ACC MCC ENCLOSURE | 208/120VAC CIRCUIT BREAKER | OPEN | CLOSED | no data | no data | no data | no data | no data | no data | no data
4663.0 | ACC 1 LRVP SEP TNK SEAL WTR HTR 901 120VAC | 01-ARM-HTR-901 | 01-LVD-PPL-1311, BR22ACC MCC ENCLOSURE | 208/120VAC CIRCUIT BREAKER | OPEN | CLOSED | no data | no data | no data | no data | no data | no data | no data
4664.0 | ACC 1 LRVP SEP TNK SEAL WTR HTR 911 120VAC | 01-ARM-HTR-911 | 01-LVD-PPL-1311, BR24ACC MCC ENCLOSURE | 208/120VAC CIRCUIT BREAKER | OPEN | CLOSED | no data | no data | no data | no data | no data | no data | no data
4665.0 | ACC 1 LRVP SEP TNK SEAL WTR HTR 919 120VAC | 01-ARM-HTR-919 | 01-LVD-PPL-1311, BR26ACC MCC ENCLOSURE | 208/120VAC CIRCUIT BREAKER | OPEN | CLOSED | no data | no data | no data | no data | no data | no data | no data
4605.0 | ACC 1 GLYCOL HX FAN 01 | 01-ARM-MFN-01 | 01-ACC-MCC-131, CUBICLE 13FD | 480 V MOLDED CASE BREAKER | OPEN | CLOSED | no data | no data | no data | no data | no data | no data | no data
4606.0 | ACC 1 GLYCOL HX FAN 02 | 01-ARM-MFN-02 | 01-ACC-MCC-131, CUBICLE 13FF | 480 V MOLDED CASE BREAKER | OPEN | CLOSED | no data | no data | no data | no data | no data | no data | no data
4607.0 | ACC 1 GLYCOL HX FAN 03 | 01-ARM-MFN-03 | 01-ACC-MCC-131, CUBICLE 13FH | 480 V MOLDED CASE BREAKER | OPEN | CLOSED | no data | no data | no data | no data | no data | no data | no data
4633.0 | ACC 1 GLYCOL HX FAN 04 | 01-ARM-MFN-04 | 01-ACC-MCC-231, CUBICLE15FB | 480 V MOLDED CASE BREAKER | OPEN | CLOSED | no data | no data | no data | no data | no data | no data | no data
4634.0 | ACC 1 GLYCOL HX FAN 05 | 01-ARM-MFN-05 | 01-ACC-MCC-231, CUBICLE15FD | 480 V MOLDED CASE BREAKER | OPEN | CLOSED | no data | no data | no data | no data | no data | no data | no data
4600.0 | ACC 1 LRVP 01A | 01-ARM-MPM-01A | 01-ACC-MCC-131, CUBICLE 10FM | 480 V MOLDED CASE BREAKER | OPEN | CLOSED | no data | no data | no data | no data | no data | no data | no data
5701.0 | ACC 1 LRVP 01B | 01-ARM-MPM-01B | 01-ACC-MCC-231, CUBICLE12FM | 480 V MOLDED CASE BREAKER | OPEN | CLOSED | no data | no data | no data | no data | no data | no data | no data
5702.0 | ACC 1 LRVP 01C | 01-ARM-MPM-01C | 01-ACC-MCC-151, CUBICLE11FM | 480 V MOLDED CASE BREAKER | OPEN | CLOSED | no data | no data | no data | no data | no data | no data | no data
5703.0 | ACC 1 LRVP 01D | 01-ARM-MPM-01D | 01-ACC-MCC-251, CUBICLE12FM | 480 V MOLDED CASE BREAKER | OPEN | CLOSED | no data | no data | no data | no data | no data | no data | no data
5704.0 | ACC 1 LRVP 01E | 01-ARM-MPM-01E | 01-ACC-MCC-251, CUBICLE13FM | 480 V MOLDED CASE BREAKER | OPEN | CLOSED | no data | no data | no data | no data | no data | no data | no data
4608.0 | ACC 1 SEAL WTR PMP 02A | 01-ARM-MPM-02A | 01-ACC-MCC-131, CUBICLE 13FK | 480 V MOLDED CASE BREAKER | OPEN | CLOSED | no data | no data | no data | no data | no data | no data | no data
4636.0 | ACC 1 SEAL WTR PMP 02B | 01-ARM-MPM-02B | 01-ACC-MCC-231, CUBICLE15FH | 480 V MOLDED CASE BREAKER | OPEN | CLOSED | no data | no data | no data | no data | no data | no data | no data
4693.0 | ACC 1 SEAL WTR PMP 02C | 01-ARM-MPM-02C | 01-ACC-MCC-151, CUBICLE14FB | 480 V MOLDED CASE BREAKER | OPEN | CLOSED | no data | no data | no data | no data | no data | no data | no data
4713.0 | ACC 1 SEAL WTR PMP 02D | 01-ARM-MPM-02D | 01-ACC-MCC-251, CUBICLE15FB | 480 V MOLDED CASE BREAKER | OPEN | CLOSED | no data | no data | no data | no data | no data | no data | no data
4714.0 | ACC 1 SEAL WTR PMP 02E | 01-ARM-MPM-02E | 01-ACC-MCC-251, CUBICLE15FD | 480 V MOLDED CASE BREAKER | OPEN | CLOSED | no data | no data | no data | no data | no data | no data | no data
4602.0 | ACC 1 GLYCOL RECIRC PMP 03A | 01-ARM-MPM-03A | 01-ACC-MCC-131, CUBICLE 12FD | 480 V MOLDED CASE BREAKER | OPEN | CLOSED | no data | no data | no data | no data | no data | no data | no data
4635.0 | ACC 1 GLYCOL RECIRC PMP 03B | 01-ARM-MPM-03B | 01-ACC-MCC-231, CUBICLE15FF | 480 V MOLDED CASE BREAKER | OPEN | CLOSED | no data | no data | no data | no data | no data | no data | no data
4603.0 | ACC 1 GLYCOL RECIRC PMP 03C | 01-ARM-MPM-03C | 01-ACC-MCC-131, CUBICLE 12FF | 480 V MOLDED CASE BREAKER | OPEN | CLOSED | no data | no data | no data | no data | no data | no data | no data
3924.0 | UNIT 1 STEAM ELEC SUPERHEATER | 01-AXS-HTR-01 | HRSG-1 MCC ENCLOSURE CUBICLE 03D | 480 V RACK OUT BREAKER | OPEN | CLOSED | no data | no data | no data | no data | no data | no data | no data
5103.0 | NEUTRAL GROUND CUBICLE FOR GEN | 01BAW11GH00100 | TCP | no data | OPEN | CLOSED | no data | no data | no data | no data | no data | no data | no data
5192.0 | NEUTRAL GROUND CUBICLE FOR GEN | 01BAW11GH00180 | TCP | no data | OPEN | CLOSED | no data | no data | no data | no data | no data | no data | no data
3952.0 | UNIT 1 HRSG BD SUMP PUMP A/B CONTROL PANEL | 01-BDN-CPL-01 | HRSG-1 ENCLOSURE MCC 111 CUBICLE 7FH(R) | 480 V MOLDED CASE BREAKER | OPEN | CLOSED | no data | no data | no data | no data | no data | no data | no data
3994.0 | UNIT 1 BD TANK DRAIN SUMP PUMP A/B CONTROL PANEL | 01-BDN-CPL-01 | HRSG-1 ENCLOSURE MCC 211 CUBICLE 13FF(R) | 480 V MOLDED CASE BREAKER | OPEN | CLOSED | no data | no data | no data | no data | no data | no data | no data
4917.0 | U1 MHI MCC | 01BFJ01 | MV BLDG, 01-LVB-SWG-17, CUBICLE02D | 480 V RACK OUT BREAKER | OPEN | CLOSED | no data | no data | no data | no data | no data | no data | no data
5006.0 | MAIN FEEDER BREAKER TO MHI MCC | 01BFJ01 | TCP | 480 V MOLDED CASE BREAKER | OPEN | CLOSED | no data | no data | no data | no data | no data | no data | no data
5108.0 | 120V FEED TO 480V AC MCC | 01BFJ01 | TCP | no data | OPEN | CLOSED | no data | no data | no data | no data | no data | no data | no data
6766.0 | U1 480V AC FEED TO RECTIFIER PANEL | 01BFJ01 | TCP, BENNING CAB 01BTL01 | 480 V CIRCUIT BREAKER | OPEN | CLOSED | no data | no data | no data | no data | no data | no data | no data
4021.0 | UNIT 1 BFW PUMP 01A HOIST 480VAC PWR FEED | 01-BFW-HST-01A | 01-LVB-PPL-1112 BR 17 OUTSIDE HRSG SWG ENCLOSURE | 480 V CIRCUIT BREACKER | OPEN | CLOSED | no data | no data | no data | no data | no data | no data | no data
4022.0 | UNIT 1 BFW PUMP 01B HOIST 480VAC PWR FEED | 01-BFW-HST-01B | 01-LVB-PPL-1112 BR 18 OUTSIDE HRSG SWG ENCLOSURE | 480 V CIRCUIT BREACKER | OPEN | CLOSED | no data | no data | no data | no data | no data | no data | no data
4052.0 | HRSG 1 BFW LOL HTR A 480VAC | 01-BFW-HTR-02A | 01-LVB-PPL-1115 BR 7 INSIDE HRSG SWG ENCLOSURE | 480 V CIRCUIT BREACKER | OPEN | CLOSED | no data | no data | no data | no data | no data | no data | no data
5504.0 | HRSG 1 BFW LOL HTR A 480VAC | 01-BFW-HTR-02A | 01-LVB-PPL-1115 BR 7 INSIDE HRSG SWG ENCLOSURE | 480 V CIRCUIT BREACKER | OPEN | CLOSED | no data | no data | no data | no data | no data | no data | no data
5592.0 | HRSG 1 BFW LOL HTR A 480VAC | 01-BFW-HTR-02A | 01-LVB-PPL-1115 BR 7 INSIDE HRSG SWG ENCLOSURE | 480 V CIRCUIT BREACKER | OPEN | CLOSED | no data | no data | no data | no data | no data | no data | no data
4053.0 | HRSG 1 BFW LOL HTR B 480VAC | 01-BFW-HTR-02B | 01-LVB-PPL-1115 BR 8 INSIDE HRSG SWG ENCLOSURE | 480 V CIRCUIT BREACKER | OPEN | CLOSED | no data | no data | no data | no data | no data | no data | no data
5529.0 | HRSG 1 BFW LOL HTR B 480VAC | 01-BFW-HTR-02B | 01-LVB-PPL-1115 BR 8 INSIDE HRSG SWG ENCLOSURE | 480 V CIRCUIT BREACKER | OPEN | CLOSED | no data | no data | no data | no data | no data | no data | no data
5590.0 | U1 BOILER FEED WATER PUMP A | 01-BFW-MPM-01A | MVB SWITHCGEAR 1, CUBICLE 02B | 13.8 KV RACK-OUT BREAKER | OPEN | CLOSED | no data | no data | no data | no data | no data | no data | no data
5527.0 | U1 BOILER FEED WATER PUMP B | 01-BFW-MPM-01B | MVB SWITHCGEAR 2, CUBICLE 16A | 13.8 KV RACK-OUT BREAKER | OPEN | CLOSED | no data | no data | no data | no data | no data | no data | no data
3967.0 | UNIT 1 BFW LUBE OIL PUMP MOTOR A | 01-BFW-MPM-02A | HRSG-1 ENCLOSURE MCC 111 CUBICLE 12FD | 480 V MOLDED CASE BREAKER | OPEN | CLOSED | no data | no data | no data | no data | no data | no data | no data
5503.0 | UNIT 1 BFW LUBE OIL PUMP MOTOR A | 01-BFW-MPM-02A | HRSG-1 ENCLOSURE MCC 111 CUBICLE 12FD | 480 V MOLDED CASE BREAKER | OPEN | CLOSED | no data | no data | no data | no data | no data | no data | no data
5591.0 | UNIT 1 BFW LUBE OIL PUMP MOTOR A | 01-BFW-MPM-02A | HRSG-1 ENCLOSURE MCC 111 CUBICLE 12FD | 480 V MOLDED CASE BREAKER | OPEN | CLOSED | no data | no data | no data | no data | no data | no data | no data
3990.0 | UNIT 1 BFW LUBE OIL PUMP MOTOR B | 01-BFW-MPM-02B | HRSG-1 ENCLOSURE MCC 211 CUBICLE 11FB | 480 V MOLDED CASE BREAKER | OPEN | CLOSED | no data | no data | no data | no data | no data | no data | no data
5528.0 | UNIT 1 BFW LUBE OIL PUMP MOTOR B | 01-BFW-MPM-02B | HRSG-1 ENCLOSURE MCC 211 CUBICLE 11FB | 480 V MOLDED CASE BREAKER | OPEN | CLOSED | no data | no data | no data | no data | no data | no data | no data
4011.0 | UNIT 1 BFP A SOUND ENCLOSURE HEATER PWR FEED | 01-BFW-PNL-01A | 01-LVB-PPL-1112 BR 7 OUTSIDE HRSG SWG ENCLOSURE | 480 V CIRCUIT BREACKER | OPEN | CLOSED | no data | no data | no data | no data | no data | no data | no data
4130.0 | UNIT 1 BFP A SOUND ENCLOSURE EXHAUST FAN PWR FEED | 01-BFW-PNL-01A | 01-LVD-PPL-2111 BR 39 INSIDE HRSG SWG ENCLOSURE | 208/120VAC CIRCUIT BREAKER | OPEN | CLOSED | no data | no data | no data | no data | no data | no data | no data
4012.0 | UNIT 1 BFP B SOUND ENCLOSURE HEATER PWR FEED | 01-BFW-PNL-01B | 01-LVB-PPL-1112 BR 8 OUTSIDE HRSG SWG ENCLOSURE | 480 V CIRCUIT BREACKER | OPEN | CLOSED | no data | no data | no data | no data | no data | no data | no data
4131.0 | UNIT 1 BFP B SOUND ENCLOSURE EXHAUST FAN PWR FEED | 01-BFW-PNL-01B | 01-LVD-PPL-2111 BR 41 INSIDE HRSG SWG ENCLOSURE | 208/120VAC CIRCUIT BREAKER | OPEN | CLOSED | no data | no data | no data | no data | no data | no data | no data
5039.0 | 208-120V AC DISTRIBUTION PANEL | 01BJA01 | TCP | 480 V MOLDED CASE BREAKER | OPEN | CLOSED | no data | no data | no data | no data | no data | no data | no data
4918.0 | U1 MHI ESS MCC | 01BMC01 | MV BLDG, 01-LVB-SWG-17, CUBICLE02B | 480 V RACK OUT BREAKER | OPEN | CLOSED | no data | no data | no data | no data | no data | no data | no data
4924.0 | U1 MHI ESS MCC | 01BMC01 | MV BLDG, 02-LVB-SWG-27, CUBICLE07B | 480 V RACK OUT BREAKER | OPEN | CLOSED | no data | no data | no data | no data | no data | no data | no data
5109.0 | 120V FEED TO 480V AC ESSENTIAL MCC | 01BMC01 | TCP | no data | OPEN | CLOSED | no data | no data | no data | no data | no data | no data | no data
4942.0 | 208-120VAC ESSENTIAL DISTRIBUTION PANEL | 01BME01 | TCP | 480 V MOLDED CASE BREAKER | OPEN | CLOSED | no data | no data | no data | no data | no data | no data | no data
4953.0 | MAIN FEED TO ESSENTIAL DISTRIBUTION PANEL | 01BMT01 | TCP | no data | OPEN | CLOSED | no data | no data | no data | no data | no data | no data | no data
4945.0 | 220V DC RECTIFIER PANEL | 01BTL01 | TCP | 480 V MOLDED CASE BREAKER | OPEN | CLOSED | no data | no data | no data | no data | no data | no data | no data
5045.0 | 220V DC RECTIFIER PANE | 01BTL01 | TCP | 480 V MOLDED CASE BREAKER | OPEN | CLOSED | no data | no data | no data | no data | no data | no data | no data
5123.0 | 220V DC RECTIFIER PANEL | 01BTL01 | TCP | no data | OPEN | CLOSED | no data | no data | no data | no data | no data | no data | no data
6765.0 | U1 480V AC FEED TO RECTIFIER PANEL | 01BTL01220VDCRECTIFIERPANEL | U1 TCP | 480 V CIRCUIT BREAKER | OPEN | CLOSED | no data | no data | no data | no data | no data | no data | no data
6761.0 | U1 220V DC FEED TO RECTIFIER | 01BTL01BRQ4 | TCP | DC Breaker | OPEN | CLOSED | no data | no data | no data | no data | no data | no data | no data
6762.0 | U1 220V DC FEED TO LOAD | 01BTL01BRQ51 | TCP | DC Breaker | OPEN | CLOSED | no data | no data | no data | no data | no data | no data | no data
6763.0 | U1 220V DC FEED TO LOAD | 01BTL01BRQ52 | TCP | DC Breaker | OPEN | CLOSED | no data | no data | no data | no data | no data | no data | no data
6764.0 | U1 220V DC FEED TO LOAD | 01BTL01BRQ53 | TCP | DC Breaker | OPEN | CLOSED | no data | no data | no data | no data | no data | no data | no data
6660.0 | 220V DC RECTIFIER PANEL | 01BTL01-E01 | TCP, BUS 01BFJ01 | 480 V MOLDED CASE BREAKER | OPEN | CLOSED | no data | no data | no data | no data | no data | no data | no data
6661.0 | 220V DC RECTIFIER PANE | 01BTL01-E02 | TCP BUS 01BMC01 | 480 V MOLDED CASE BREAKER | OPEN | CLOSED | no data | no data | no data | no data | no data | no data | no data
6662.0 | 220VDC OUTPUT BREAKER | 01BTL01-Q21 | TCP, BENNING CAB 01BTL01 | no data | OPEN | CLOSED | no data | no data | no data | no data | no data | no data | no data
6663.0 | 220VDC OUTPUT BREAKER | 01BTL01-Q22 | TCP, BENNING CAB 01BTL01 | no data | OPEN | CLOSED | no data | no data | no data | no data | no data | no data | no data
5038.0 | 125V DC BATTERY CHARGER A | 01BTM01 | TCP | 480 V MOLDED CASE BREAKER | OPEN | CLOSED | no data | no data | no data | no data | no data | no data | no data
5121.0 | 125V DC BATTERY CHARGER (A) (SPACE HEATER) | 01BTM0100 | TCP | no data | OPEN | CLOSED | no data | no data | no data | no data | no data | no data | no data
5122.0 | 125V DC BATTERY CHARGER (B) (SPACE HEATER) | 01BTM0200 | TCP | no data | OPEN | CLOSED | no data | no data | no data | no data | no data | no data | no data
4941.0 | 125VDC BATTERY CHARGER B | 01BTM03 | TCP | 480 V MOLDED CASE BREAKER | OPEN | CLOSED | no data | no data | no data | no data | no data | no data | no data
5350.0 | UNIT 1 HRSG DUCT BURNER UPS ATS FEED 1 | 01-BUR-ATS-01 | HRSG 1 U1 UPS PANEL, BR21 | no data | OPEN | CLOSED | no data | no data | no data | no data | no data | no data | no data
5370.0 | UNIT 1 HRSG DUCT BURNER UPS ATS FEED 2 | 01-BUR-ATS-01 | HRSG 1 U2 UPS PANEL, BR21 | no data | OPEN | CLOSED | no data | no data | no data | no data | no data | no data | no data
4116.0 | HRG 1 DCT BNR MAIN 120VAC | 01-BUR-CPL-01 | 01-LVD-PPL-2111 BR 7 INSIDE HRSG SWG ENCLOSURE | 208/120VAC CIRCUIT BREAKER | OPEN | CLOSED | no data | no data | no data | no data | no data | no data | no data
3945.0 | UNIT 1 HRSG DUCT BURNER COOLING SKID BLOWER 1 | 01-BUR-MLB-01A | HRSG-1 ENCLOSURE MCC 111 CUBICLE 5FH | 480 V MOLDED CASE BREAKER | OPEN | CLOSED | no data | no data | no data | no data | no data | no data | no data
5698.0 | UNIT 1 HRSG DUCT BURNER COOLING SKID BLOWER 1 | 01-BUR-MLB-01A | HRSG-1 ENCLOSURE MCC 111 CUBICLE 5FH | 480 V MOLDED CASE BREAKER | OPEN | CLOSED | no data | no data | no data | no data | no data | no data | no data
3987.0 | UNIT 1 HRSG DUCT BURNER COOLING SKID BLOWER 2 | 01-BUR-MLB-01B | HRSG-1 ENCLOSURE MCC 211 CUBICLE 9FM | 480 V MOLDED CASE BREAKER | OPEN | CLOSED | no data | no data | no data | no data | no data | no data | no data
5699.0 | UNIT 1 HRSG DUCT BURNER COOLING SKID BLOWER 2 | 01-BUR-MLB-01B | HRSG-1 ENCLOSURE MCC 211 CUBICLE 9FM | 480 V MOLDED CASE BREAKER | OPEN | CLOSED | no data | no data | no data | no data | no data | no data | no data
5124.0 | 25V DC STARTER PANEL | 01BVR01 | TCP | no data | OPEN | CLOSED | no data | no data | no data | no data | no data | no data | no data
4015.0 | UNIT 1 CCF HP/IP PHOSPHATE & AMMONIA SYS | 01-CCF-DSW-02 | 01-LVB-PPL-1112 BR 11 OUTSIDE HRSG SWG ENCLOSURE | 480 V CIRCUIT BREACKER | OPEN | CLOSED | no data | no data | no data | no data | no data | no data | no data
5765.0 | UNIT 1 PHOSPHATE & AMMONIA MAIN FEED DISCONNECT | 01-CCF-SKD-02 | CHEM SHACK | DISCONNECT | OPEN | CLOSED | no data | no data | no data | no data | no data | no data | no data
3954.0 | UNIT 1 ACHE FAN 01A | 01-CCW-MFN-01A | HRSG-1 ENCLOSURE MCC 111 CUBICLE 8FC | 480 V MOLDED CASE BREAKER | OPEN | CLOSED | no data | no data | no data | no data | no data | no data | no data
3955.0 | UNIT 1 ACHE FAN 01B | 01-CCW-MFN-01B | HRSG-1 ENCLOSURE MCC 111 CUBICLE 8FF | 480 V MOLDED CASE BREAKER | OPEN | CLOSED | no data | no data | no data | no data | no data | no data | no data
3956.0 | UNIT 1 ACHE FAN 01C | 01-CCW-MFN-01C | HRSG-1 ENCLOSURE MCC 111 CUBICLE 8FJ | 480 V MOLDED CASE BREAKER | OPEN | CLOSED | no data | no data | no data | no data | no data | no data | no data
3957.0 | UNIT 1 ACHE FAN 02A | 01-CCW-MFN-02A | HRSG-1 ENCLOSURE MCC 111 CUBICLE 8FM | 480 V MOLDED CASE BREAKER | OPEN | CLOSED | no data | no data | no data | no data | no data | no data | no data
3958.0 | UNIT 1 ACHE FAN 02B | 01-CCW-MFN-02B | HRSG-1 ENCLOSURE MCC 111 CUBICLE 9FC | 480 V MOLDED CASE BREAKER | OPEN | CLOSED | no data | no data | no data | no data | no data | no data | no data
3959.0 | UNIT 1 ACHE FAN 02C | 01-CCW-MFN-02C | HRSG-1 ENCLOSURE MCC 111 CUBICLE 9FF | 480 V MOLDED CASE BREAKER | OPEN | CLOSED | no data | no data | no data | no data | no data | no data | no data
3960.0 | UNIT 1 ACHE FAN 03A | 01-CCW-MFN-03A | HRSG-1 ENCLOSURE MCC 111 CUBICLE 9FJ | 480 V MOLDED CASE BREAKER | OPEN | CLOSED | no data | no data | no data | no data | no data | no data | no data
3976.0 | UNIT 1 ACHE FAN 03B | 01-CCW-MFN-03B | HRSG-1 ENCLOSURE MCC 211 CUBICLE 6FC | 480 V MOLDED CASE BREAKER | OPEN | CLOSED | no data | no data | no data | no data | no data | no data | no data
3977.0 | UNIT 1 ACHE FAN 03C | 01-CCW-MFN-03C | HRSG-1 ENCLOSURE MCC 211 CUBICLE 6FF | 480 V MOLDED CASE BREAKER | OPEN | CLOSED | no data | no data | no data | no data | no data | no data | no data
3978.0 | UNIT 1 ACHE FAN 04A | 01-CCW-MFN-04A | HRSG-1 ENCLOSURE MCC 211 CUBICLE 6FJ | 480 V MOLDED CASE BREAKER | OPEN | CLOSED | no data | no data | no data | no data | no data | no data | no data
3979.0 | UNIT 1 ACHE FAN 04B | 01-CCW-MFN-04B | HRSG-1 ENCLOSURE MCC 211 CUBICLE 6FM | 480 V MOLDED CASE BREAKER | OPEN | CLOSED | no data | no data | no data | no data | no data | no data | no data
3980.0 | UNIT 1 ACHE FAN 04C | 01-CCW-MFN-04C | HRSG-1 ENCLOSURE MCC 211 CUBICLE 7FC | 480 V MOLDED CASE BREAKER | OPEN | CLOSED | no data | no data | no data | no data | no data | no data | no data
3981.0 | UNIT 1 ACHE FAN 05A | 01-CCW-MFN-05A | HRSG-1 ENCLOSURE MCC 211 CUBICLE 7FF | 480 V MOLDED CASE BREAKER | OPEN | CLOSED | no data | no data | no data | no data | no data | no data | no data
3982.0 | UNIT 1 ACHE FAN 05B | 01-CCW-MFN-05B | HRSG-1 ENCLOSURE MCC 211 CUBICLE 7FJ | 480 V MOLDED CASE BREAKER | OPEN | CLOSED | no data | no data | no data | no data | no data | no data | no data
3983.0 | UNIT 1 ACHE FAN 05C | 01-CCW-MFN-05C | HRSG-1 ENCLOSURE MCC 211 CUBICLE 7FM | 480 V MOLDED CASE BREAKER | OPEN | CLOSED | no data | no data | no data | no data | no data | no data | no data
3906.0 | U1 CLOSED COOLING WATER PUMP A | 01-CCW-MPM-01A | MVB SWITCHGEAR 11, CUBICLE 04B | FUES | OPEN | CLOSED | no data | no data | no data | no data | no data | no data | no data
3916.0 | U1 CLOSED COOLING WATER PUMP B | 01-CCW-MPM-01B | MVB SWITCHGEAR 21, CUBICLE 02B | FUES | OPEN | CLOSED | no data | no data | no data | no data | no data | no data | no data
4056.0 | UNIT 1 CEMS DSW 01 480VAC | 01-CEM-DSW-01 | 01-LVB-PPL-1115 BR 12 INSIDE HRSG SWG ENCLOSURE | 480 V CIRCUIT BREACKER | OPEN | CLOSED | no data | no data | no data | no data | no data | no data | no data
4105.0 | UNIT 1 CEMS DSW 02 480VAC | 01-CEM-DSW-02 | 01-LVB-PPL-2112 BR 32,34,36 INSIDE HRSG SWG ENCLOSURE | 480 V CIRCUIT BREACKER | OPEN | CLOSED | no data | no data | no data | no data | no data | no data | no data
5354.0 | UNIT 1 CEMS ELECTRICAL PNL 120 V UPS | 01-CEM-PNL-01 | HRSG 1 U1 UPS PANEL, BR8 | no data | OPEN | CLOSED | no data | no data | no data | no data | no data | no data | no data
5374.0 | UNIT 1 CEMS ELECTRICAL PNL 120 V UPS REDUNDANT | 01-CEM-PNL-01 | HRSG 1 U2 UPS PANEL, BR8 | no data | OPEN | CLOSED | no data | no data | no data | no data | no data | no data | no data
5120.0 | GCRP (MAINTENANCE) | 01CHC00GH00100 | TCP | no data | OPEN | CLOSED | no data | no data | no data | no data | no data | no data | no data
5190.0 | GCRP (GEN. CONTROL AND PROTEC. RELAY PANEL) | 01CHC00GH00180 | TCP | no data | OPEN | CLOSED | no data | no data | no data | no data | no data | no data | no data
5191.0 | GCRP | 01CHC00GH00181 | TCP | no data | OPEN | CLOSED | no data | no data | no data | no data | no data | no data | no data
5187.0 | LOCAL OPS AND EMS DESK AND TURBINE CONTROL | 01CKC00GH001 | TCP | no data | OPEN | CLOSED | no data | no data | no data | no data | no data | no data | no data
5412.0 | U1 VIRT HMI SERV/NTWRK CAB PWR DIST PRIMARY | 01CKC00GH00220 | ADMIN BLDG U1 UPS PNL, BR15 | no data | OPEN | CLOSED | no data | no data | no data | no data | no data | no data | no data
5413.0 | U1 VIRT HMI SERV/NTWRK CAB PWR DIST PRIMARY | 01CKC00GH00221 | ADMIN BLDG U1 UPS PNL, BR17 | no data | OPEN | CLOSED | no data | no data | no data | no data | no data | no data | no data
4725.0 | UNIT 1 ACC CND TNK IMMERSION HTR | 01-CND-HTR-869 | 01-LVB-PPL-1511, BR4ACC MCC ENCLOSURE | 480 V CIRCUIT BREACKER | OPEN | CLOSED | no data | no data | no data | no data | no data | no data | no data
3908.0 | U1 CONDENSATE PUMP A | 01-CND-MPM-01A | MVB SWITCHGEAR 11, CUBICLE 02A | FUES | OPEN | CLOSED | no data | no data | no data | no data | no data | no data | no data
5654.0 | U1 CONDENSATE PUMP A | 01-CND-MPM-01A | MVB SWITCHGEAR 11, CUBICLE 02A | FUES | OPEN | CLOSED | no data | no data | no data | no data | no data | no data | no data
6791.0 | U1 CONDENSATE PUMP A | 01-CND-MPM-01A | MVB SWITCHGEAR 11, CUBICLE 02A | DISCONNECT | OPEN | CLOSED | no data | no data | no data | no data | no data | no data | no data
3917.0 | U1 CONDENSATE PUMP B | 01-CND-MPM-01B | MVB SWITCHGEAR 21, CUBICLE 03A | FUES | OPEN | CLOSED | no data | no data | no data | no data | no data | no data | no data
5653.0 | U1 CONDENSATE PUMP B | 01-CND-MPM-01B | MVB SWITCHGEAR 21, CUBICLE 03A | FUES | OPEN | CLOSED | no data | no data | no data | no data | no data | no data | no data
3909.0 | U1 CONDENSATE PUMP C | 01-CND-MPM-01C | MVB SWITCHGEAR 11, CUBICLE 03B | FUES | OPEN | CLOSED | no data | no data | no data | no data | no data | no data | no data
5655.0 | U1 CONDENSATE PUMP C | 01-CND-MPM-01C | MVB SWITCHGEAR 11, CUBICLE 03B | FUES | OPEN | CLOSED | no data | no data | no data | no data | no data | no data | no data
4591.0 | UNIT 1 ACC FINTUBE CLEANING SYS | 01-CND-RCP-983 | 01-ACC-MCC-131, CUBICLE 2FJ(L) | 480 V MOLDED CASE BREAKER | OPEN | CLOSED | no data | no data | no data | no data | no data | no data | no data
4114.0 | UNIT 1 CT WASH WTR DRAINS TNK PWR 120VAC | 01-CTP-CPL-01 | 01-LVD-PPL-2111 BR 3 INSIDE HRSG SWG ENCLOSURE | 208/120VAC CIRCUIT BREAKER | OPEN | CLOSED | no data | no data | no data | no data | no data | no data | no data
5043.0 | GT FUEL GAS MANIFOLD HEAT TRACE | 01CZA00GH001 | TCP | 480 V MOLDED CASE BREAKER | OPEN | CLOSED | no data | no data | no data | no data | no data | no data | no data
4215.0 | UNIT 1 WTT CALCITE FILTER 120VAC RECEP | 01-DWS-CPL-06 | 01-LVD-PPL-21133 BR 6 TURBINE DECK SW | 208/120VAC CIRCUIT BREAKER | OPEN | CLOSED | no data | no data | no data | no data | no data | no data | no data
5359.0 | UNIT 1 WTT CALCITE FILTER UPS FEED 1 | 01-DWS-CPL-06 | HRSG 1 U1 UPS PANEL, BR18 | no data | OPEN | CLOSED | no data | no data | no data | no data | no data | no data | no data
5366.0 | UNIT 1 WTT CALCITE FILTER UPS FEED 2 | 01-DWS-CPL-06 | HRSG 1 U2 UPS PANEL, BR13 | no data | OPEN | CLOSED | no data | no data | no data | no data | no data | no data | no data
4203.0 | U1 CALCITE FILTER CO2 INJ MODULE CONTROL PANEL | 01-DWS-CPL-07 | 01-LVD-PPL-21133 BR 11 TURBINE DECK SW | 208/120VAC CIRCUIT BREAKER | OPEN | CLOSED | no data | no data | no data | no data | no data | no data | no data
5349.0 | HRSG 1 FAA CPL 120VAC PWR FEED | 01-FAA-CPL-01 | HRSG 1 U1 UPS PANEL, BR19 | no data | OPEN | CLOSED | no data | no data | no data | no data | no data | no data | no data
448.0 | 01 BFP A HP DISCHARGE MIN FLOW CONTROL VALVE | 01-FCV-BFW147 | U1 CONDENSATE RECIEVER TANK AREA | no data | CLOSED | OPEN | no data | no data | no data | no data | no data | no data | no data
449.0 | 01 BFP B HP DISCHARGE MIN FLOW CONTROL VALVE | 01-FCV-BFW187 | U1 CONDENSATE RECIEVER TANK AREA | no data | CLOSED | OPEN | no data | no data | no data | no data | no data | no data | no data
450.0 | 01 CT TCA COOLER BFW TCV TO HRSG | 01-FCV-BFW343 | U1 1ST LEVEL PIPE RACK | no data | CLOSED | OPEN | no data | no data | no data | no data | no data | no data | no data
451.0 | 01 CT TCA COOLER BFW TCV RECIRC TO ACC | 01-FCV-BFW359 | U1 CONDENSATE RECIEVER TANK AREA | no data | CLOSED | OPEN | no data | no data | no data | no data | no data | no data | no data
452.0 | 01 PERFORMACE HEATER TO CONDENSATE IP FEEDWATER | 01-FCV-BFW459 | PERFORMANCE HEATER AREA | no data | CLOSED | OPEN | no data | no data | no data | no data | no data | no data | no data
453.0 | 01 PERFORMACE HEATER TO ACC IP FEEDWATER | 01-FCV-BFW475 | U1 CONDENSATE RECIEVER TANK AREA | no data | CLOSED | OPEN | no data | no data | no data | no data | no data | no data | no data
454.0 | Condensate Recirc CV | 01-FCV-CND331 | CRT landing | AOCV | CLOSED | OPEN | U1 CONDENSATE MINIMUM RECIRC VALVE | CND | 20023894-PD-053A | no data | no data |  | CRT
6008.0 | DUCT BURNER SOV | 01-FGS-SOV293 | DUCT BURNER SKID | no data | CLOSED | OPEN | no data | no data | no data | no data | no data | no data | no data
5237.0 | UNIT 1 GCB CPL MAIN 480 VAC | 01-GEN-CPL-01 | MVB, 01-LVB-SWB-171, BR 57 | 480 V CIRCUIT BREACKER | OPEN | CLOSED | no data | no data | no data | no data | no data | no data | no data
5295.0 | UNIT 1 GCB MAIN 125 VDC | 01-GEN-CPL-01 | MVB, DC DISTRIBUTION PANEL 01-LVE-PPL-01, F10.17 | no data | OPEN | CLOSED | no data | no data | no data | no data | no data | no data | no data
5322.0 | UNIT 1 GCB TRIP COIL 2 125 VDC | 01-GEN-CPL-01 | MVB, DC DISTRIBUTION PANEL 02-LVE-PPL-01, F10.19 | no data | OPEN | CLOSED | no data | no data | no data | no data | no data | no data | no data
5214.0 | UNIT 1 GSU CTRL PNL 480 VAC PWR MAIN 1 | 01-GSU-CPL-01 | MVB, 01-LVB-SWB-171, BR 6 | 480 V CIRCUIT BREACKER | OPEN | CLOSED | no data | no data | no data | no data | no data | no data | no data
5255.0 | UNIT 1 GSU CTRL PNL 480 VAC PWR MAIN 2 | 01-GSU-CPL-01 | MVB, 02-LVB-SWB-271, BR 7 | 480 V CIRCUIT BREACKER | OPEN | CLOSED | no data | no data | no data | no data | no data | no data | no data
5292.0 | UNIT 1 GSU CONTROL PANEL 125 VDC PWR MAIN | 01-GSU-CPL-01 | MVB, DC DISTRIBUTION PANEL 01-LVE-PPL-01, F10.9 | no data | OPEN | CLOSED | no data | no data | no data | no data | no data | no data | no data
4019.0 | UNIT 1 HP STEAM BYPASS VALVE HOIST PWR FEED | 01-HPS-HST-01 | 01-LVB-PPL-1112 BR 15 OUTSIDE HRSG SWG ENCLOSURE | 480 V CIRCUIT BREACKER | OPEN | CLOSED | no data | no data | no data | no data | no data | no data | no data
4242.0 | HRSG 1 HP DRUM ENCL FAN/LOUVER/THRMSTT FEED | 01-HRG-ENC-02 | 01-LVD-PPL-21111 BR 19 TOP OF HRSG HP DRUM | 208/120VAC CIRCUIT BREAKER | OPEN | CLOSED | no data | no data | no data | no data | no data | no data | no data
4243.0 | HRSG 1 IP LP DRUM ENCL FAN/LOUVER/THRMSTT FEED | 01-HRG-ENC-03 | 01-LVD-PPL-21111 BR 21 TOP OF HRSG HP DRUM | 208/120VAC CIRCUIT BREAKER | OPEN | CLOSED | no data | no data | no data | no data | no data | no data | no data
4013.0 | UNIT 1 HRSG STACK HOIST PWR FEED | 01-HRG-HST-01 | 01-LVB-PPL-1112 BR 9 OUTSIDE HRSG SWG ENCLOSURE | 480 V CIRCUIT BREACKER | OPEN | CLOSED | no data | no data | no data | no data | no data | no data | no data
4241.0 | HRSG 1 HP DRUM ENCLOSURE HTR PWR FEED 208VAC | 01-HRG-HTR-01 | 01-LVD-PPL-21111 BR 14,16,18 TOP OF HRSG HP DRUM | 208/120VAC CIRCUIT BREAKER | OPEN | CLOSED | no data | no data | no data | no data | no data | no data | no data
4244.0 | HRSG 1 IP LP DRUM ENCLOSURE HTR FEED 208VAC | 01-HRG-HTR-02 | 01-LVD-PPL-21111 BR 20,22,24 TOP OF HRSG HP DRUM | 208/120VAC CIRCUIT BREAKER | OPEN | CLOSED | no data | no data | no data | no data | no data | no data | no data
3925.0 | HRSG 1 MCC 01 | 01-HRG-MCC-111 | HRSG-1 MCC ENCLOSURE CUBICLE 01B | 480 V RACK OUT BREAKER | OPEN | CLOSED | no data | no data | no data | no data | no data | no data | no data
3932.0 | HRSG 1 MCC 2 | 01-HRG-MCC-211 | HRSG-1 MCC ENCLOSURE CUBICLE 06B | 480 V RACK OUT BREAKER | OPEN | CLOSED | no data | no data | no data | no data | no data | no data | no data
6040.0 | HTT-HPPL 2511 BRK 10/12 CKT 6 | 01-HTT-HPL-2511BRK1012 | U1 ACC MCC Area | Breaker | OPEN | CLOSED | no data | no data | no data | no data | no data | no data | no data
3940.0 | HRSG 1 SOUTH TOP HEAT TRACE XFMR | 01-HTT-XFR-1111 | HRSG-1 ENCLOSURE MCC 111 CUBICLE 4FC(L) | 480 V MOLDED CASE BREAKER | OPEN | CLOSED | no data | no data | no data | no data | no data | no data | no data
3942.0 | HRSG 1 PIPE RACK E HEAT TRACE XFMR | 01-HTT-XFR-1112 | HRSG-1 ENCLOSURE MCC 111 CUBICLE 4FF(L) | 480 V MOLDED CASE BREAKER | OPEN | CLOSED | no data | no data | no data | no data | no data | no data | no data
3941.0 | FUEL GAS HEAT TRACE XFMR | 01-HTT-XFR-1113 | HRSG-1 ENCLOSURE MCC 111 CUBICLE 4FC(R) | 480 V MOLDED CASE BREAKER | OPEN | CLOSED | no data | no data | no data | no data | no data | no data | no data
3993.0 | HRSG 1 FINGER RACK HEAT TRACE XFMR 480-120/208VAC | 01-HTT-XFR-2111 | HRSG-1 ENCLOSURE MCC 211 CUBICLE 13FC(R) | 480 V MOLDED CASE BREAKER | OPEN | CLOSED | no data | no data | no data | no data | no data | no data | no data
4717.0 | UNIT 1 ACC HEAT TRACE XFMR 480-120/208VAC | 01-HTT-XFR-2511 | 01-ACC-MCC-251, CUBICLE17FJ(R) | 480 V MOLDED CASE BREAKER | OPEN | CLOSED | no data | no data | no data | no data | no data | no data | no data
4158.0 | UNIT 1 TURBINE HVAC CONTROL PANEL 2 120 VAC | 01-HVC-CPL-11 | 01-LVD-PPL-21131 BR 13 NE CORNER TURBINE BLDG | 208/120VAC CIRCUIT BREAKER | OPEN | CLOSED | no data | no data | no data | no data | no data | no data | no data
4157.0 | UNIT 1 TURBINE HVAC CONTROL PANEL 12 120 VAC | 01-HVC-CPL-12 | 01-LVD-PPL-21131 BR 11 NE CORNER TURBINE BLDG | 208/120VAC CIRCUIT BREAKER | OPEN | CLOSED | no data | no data | no data | no data | no data | no data | no data
4186.0 | UNIT 1 TURBINE BLDG ROLL UP DOOR 1 480 VAC | 01-HVC-DOR-01 | 01-LVB-PPL-21132 BR 31,33,35 TURBINE DECK SE | 480 V CIRCUIT BREACKER | OPEN | CLOSED | no data | no data | no data | no data | no data | no data | no data
4006.0 | UNIT 1 TURBINE BLDG ROLL UP DOOR 2 | 01-HVC-DOR-02 | 01-LVB-PPL-1111 BR 11 NE CORNER TURBINE BUILDING | 480 V CIRCUIT BREACKER | OPEN | CLOSED | no data | no data | no data | no data | no data | no data | no data
4181.0 | UNIT 1 TURBINE BLDG ROOF EXH FAN DSW 11 480VAC | 01-HVC-DSW-11 | 01-LVB-PPL-21132 BR 1,3,5 TURBINE DECK SE | 480 V CIRCUIT BREACKER | OPEN | CLOSED | no data | no data | no data | no data | no data | no data | no data
4188.0 | UNIT 1 TURBINE BLDG ROOF EXH FAN DSW 12 480VAC | 01-HVC-DSW-12 | 01-LVB-PPL-21132 BR 2,4,6 TURBINE DECK SE | 480 V CIRCUIT BREACKER | OPEN | CLOSED | no data | no data | no data | no data | no data | no data | no data
4182.0 | UNIT 1 TURBINE BLDG ROOF EXH FAN DSW 13 480VAC | 01-HVC-DSW-13 | 01-LVB-PPL-21132 BR 7,9,11 TURBINE DECK SE | 480 V CIRCUIT BREACKER | OPEN | CLOSED | no data | no data | no data | no data | no data | no data | no data
4189.0 | UNIT 1 TURBINE BLDG ROOF EXH FAN DSW 14 480VAC | 01-HVC-DSW-14 | 01-LVB-PPL-21132 BR 8,10,12 TURBINE DECK SE | 480 V CIRCUIT BREACKER | OPEN | CLOSED | no data | no data | no data | no data | no data | no data | no data
4183.0 | UNIT 1 TURBINE BLDG ROOF EXH FAN DSW 15 480VAC | 01-HVC-DSW-15 | 01-LVB-PPL-21132 BR 13,15,17 TURBINE DECK SE | 480 V CIRCUIT BREACKER | OPEN | CLOSED | no data | no data | no data | no data | no data | no data | no data
4190.0 | UNIT 1 TURBINE BLDG ROOF EXH FAN DSW 16 480VAC | 01-HVC-DSW-16 | 01-LVB-PPL-21132 BR 14,16,18 TURBINE DECK SE | 480 V CIRCUIT BREACKER | OPEN | CLOSED | no data | no data | no data | no data | no data | no data | no data
4184.0 | UNIT 1 TURBINE BLDG ROOF EXH FAN DSW 17 480VAC | 01-HVC-DSW-17 | 01-LVB-PPL-21132 BR 19,21,23 TURBINE DECK SE | 480 V CIRCUIT BREACKER | OPEN | CLOSED | no data | no data | no data | no data | no data | no data | no data
4191.0 | UNIT 1 TURBINE BLDG ROOF EXH FAN DSW 18 480VAC | 01-HVC-DSW-18 | 01-LVB-PPL-21132 BR 20,22,24 TURBINE DECK SE | 480 V CIRCUIT BREACKER | OPEN | CLOSED | no data | no data | no data | no data | no data | no data | no data
3996.0 | UNIT 1 TURBINE BLDG ROOF EXH FAN DSW 19 | 01-HVC-DSW-19 | 01-LVB-PPL-1111 BR 1 NE CORNER TURBINE BUILDING | 480 V CIRCUIT BREACKER | OPEN | CLOSED | no data | no data | no data | no data | no data | no data | no data
3997.0 | UNIT 1 TURBINE BLDG ROOF EXH FAN DSW 20 | 01-HVC-DSW-20 | 01-LVB-PPL-1111 BR 2 NE CORNER TURBINE BUILDING | 480 V CIRCUIT BREACKER | OPEN | CLOSED | no data | no data | no data | no data | no data | no data | no data
3998.0 | UNIT 1 TURBINE BLDG ROOF EXH FAN DSW 21 | 01-HVC-DSW-21 | 01-LVB-PPL-1111 BR 3 NE CORNER TURBINE BUILDING | 480 V CIRCUIT BREACKER | OPEN | CLOSED | no data | no data | no data | no data | no data | no data | no data
3999.0 | UNIT 1 TURBINE BLDG ROOF EXH FAN DSW 22 | 01-HVC-DSW-22 | 01-LVB-PPL-1111 BR 4 NE CORNER TURBINE BUILDING | 480 V CIRCUIT BREACKER | OPEN | CLOSED | no data | no data | no data | no data | no data | no data | no data
4000.0 | UNIT 1 TURBINE BLDG ROOF EXH FAN DSW 23 | 01-HVC-DSW-23 | 01-LVB-PPL-1111 BR 5 NE CORNER TURBINE BUILDING | 480 V CIRCUIT BREACKER | OPEN | CLOSED | no data | no data | no data | no data | no data | no data | no data
4001.0 | UNIT 1 TURBINE BLDG ROOF EXH FAN DSW 24 | 01-HVC-DSW-24 | 01-LVB-PPL-1111 BR 6 NE CORNER TURBINE BUILDING | 480 V CIRCUIT BREACKER | OPEN | CLOSED | no data | no data | no data | no data | no data | no data | no data
4002.0 | UNIT 1 TURBINE BLDG ROOF EXH FAN DSW 25 | 01-HVC-DSW-25 | 01-LVB-PPL-1111 BR 7 NE CORNER TURBINE BUILDING | 480 V CIRCUIT BREACKER | OPEN | CLOSED | no data | no data | no data | no data | no data | no data | no data
4003.0 | UNIT 1 TURBINE BLDG ROOF EXH FAN DSW 26 | 01-HVC-DSW-26 | 01-LVB-PPL-1111 BR 8 NE CORNER TURBINE BUILDING | 480 V CIRCUIT BREACKER | OPEN | CLOSED | no data | no data | no data | no data | no data | no data | no data
4005.0 | UNIT 1 TURBINE BLDG AHU 12 DSW | 01-HVC-DSW-28 | 01-LVB-PPL-1111 BR 10 NE CORNER TURBINE BUILDING | 480 V CIRCUIT BREACKER | OPEN | CLOSED | no data | no data | no data | no data | no data | no data | no data
4004.0 | UNIT 1 TURBINE BLDG AHU 13 DSW | 01-HVC-DSW-29 | 01-LVB-PPL-1111 BR 9 NE CORNER TURBINE BUILDING | 480 V CIRCUIT BREACKER | OPEN | CLOSED | no data | no data | no data | no data | no data | no data | no data
4192.0 | UNIT 1 TURBINE BLDG AHU 14 DSW 480 VAC | 01-HVC-DSW-30 | 01-LVB-PPL-21132 BR 26,28,30 TURBINE DECK SE | 480 V CIRCUIT BREACKER | OPEN | CLOSED | no data | no data | no data | no data | no data | no data | no data
4206.0 | UNIT 1 TURBINE BLDG GAS HEATER FAN 11 120 VAC | 01-HVC-HTR-11 | 01-LVD-PPL-21133 BR 25 TURBINE DECK SW | 208/120VAC CIRCUIT BREAKER | OPEN | CLOSED | no data | no data | no data | no data | no data | no data | no data
4207.0 | UNIT 1 TURBINE BLDG GAS HEATER FAN 12 120 VAC | 01-HVC-HTR-12 | 01-LVD-PPL-21133 BR 27 TURBINE DECK SW | 208/120VAC CIRCUIT BREAKER | OPEN | CLOSED | no data | no data | no data | no data | no data | no data | no data
4208.0 | UNIT 1 TURBINE BLDG GAS HEATER FAN 13 120 VAC | 01-HVC-HTR-13 | 01-LVD-PPL-21133 BR 29 TURBINE DECK SW | 208/120VAC CIRCUIT BREAKER | OPEN | CLOSED | no data | no data | no data | no data | no data | no data | no data
4154.0 | UNIT 1 TURBINE BLDG GAS HEATER FAN 14 120 VAC | 01-HVC-HTR-14 | 01-LVD-PPL-21131 BR 5 NE CORNER TURBINE BLDG | 208/120VAC CIRCUIT BREAKER | OPEN | CLOSED | no data | no data | no data | no data | no data | no data | no data
4155.0 | UNIT 1 TURBINE BLDG GAS HEATER FAN 15 120 VAC | 01-HVC-HTR-15 | 01-LVD-PPL-21131 BR 7 NE CORNER TURBINE BLDG | 208/120VAC CIRCUIT BREAKER | OPEN | CLOSED | no data | no data | no data | no data | no data | no data | no data
4156.0 | UNIT 1 TURBINE BLDG GAS HEATER FAN 16 120 VAC | 01-HVC-HTR-16 | 01-LVD-PPL-21131 BR 9 NE CORNER TURBINE BLDG | 208/120VAC CIRCUIT BREAKER | OPEN | CLOSED | no data | no data | no data | no data | no data | no data | no data
4169.0 | UNIT 1 TURBINE BLDG GAS HEATER FAN 17 120 VAC | 01-HVC-HTR-17 | 01-LVD-PPL-21131 BR 6 NE CORNER TURBINE BLDG | 208/120VAC CIRCUIT BREAKER | OPEN | CLOSED | no data | no data | no data | no data | no data | no data | no data
4170.0 | UNIT 1 TURBINE BLDG GAS HEATER FAN 18 120 VAC | 01-HVC-HTR-18 | 01-LVD-PPL-21131 BR 8 NE CORNER TURBINE BLDG | 208/120VAC CIRCUIT BREAKER | OPEN | CLOSED | no data | no data | no data | no data | no data | no data | no data
4171.0 | UNIT 1 TURBINE BLDG GAS HEATER FAN 19 120 VAC | 01-HVC-HTR-19 | 01-LVD-PPL-21131 BR 10 NE CORNER TURBINE BLDG | 208/120VAC CIRCUIT BREAKER | OPEN | CLOSED | no data | no data | no data | no data | no data | no data | no data
4172.0 | UNIT 1 TURBINE BLDG GAS HEATER FAN 20 120 VAC | 01-HVC-HTR-20 | 01-LVD-PPL-21131 BR 12 NE CORNER TURBINE BLDG | 208/120VAC CIRCUIT BREAKER | OPEN | CLOSED | no data | no data | no data | no data | no data | no data | no data
4221.0 | UNIT 1 TURBINE BLDG GAS HEATER FAN 21 120 VAC | 01-HVC-HTR-21 | 01-LVD-PPL-21133 BR 26 TURBINE DECK SW | 208/120VAC CIRCUIT BREAKER | OPEN | CLOSED | no data | no data | no data | no data | no data | no data | no data
4222.0 | UNIT 1 TURBINE BLDG GAS HEATER FAN 22 120 VAC | 01-HVC-HTR-22 | 01-LVD-PPL-21133 BR 28 TURBINE DECK SW | 208/120VAC CIRCUIT BREAKER | OPEN | CLOSED | no data | no data | no data | no data | no data | no data | no data
4223.0 | UNIT 1 TURBINE BLDG GAS HEATER FAN 23 120 VAC | 01-HVC-HTR-23 | 01-LVD-PPL-21133 BR 30 TURBINE DECK SW | 208/120VAC CIRCUIT BREAKER | OPEN | CLOSED | no data | no data | no data | no data | no data | no data | no data
4168.0 | UNIT 1 TURBINE BLDG EAST WALL INTAKE LOUVER 18 | 01-HVC-LVR-18 | 01-LVD-PPL-21131 BR 4 NE CORNER TURBINE BLDG | 208/120VAC CIRCUIT BREAKER | OPEN | CLOSED | no data | no data | no data | no data | no data | no data | no data
4153.0 | UNIT 1 TURBINE BLDG EAST WALL INTAKE LOUVER 19 | 01-HVC-LVR-19 | 01-LVD-PPL-21131 BR 3 NE CORNER TURBINE BLDG | 208/120VAC CIRCUIT BREAKER | OPEN | CLOSED | no data | no data | no data | no data | no data | no data | no data
4220.0 | U1 TURB BLDG WEST WALL INTAKE LOUVER 34 120 VAC | 01-HVC-LVR-34 | 01-LVD-PPL-21133 BR 24 TURBINE DECK SW | 208/120VAC CIRCUIT BREAKER | OPEN | CLOSED | no data | no data | no data | no data | no data | no data | no data
4205.0 | U1 TURB BLDG WEST WALL INTAKE LOUVER 37 120 VAC | 01-HVC-LVR-37 | 01-LVD-PPL-21133 BR 23 TURBINE DECK SW | 208/120VAC CIRCUIT BREAKER | OPEN | CLOSED | no data | no data | no data | no data | no data | no data | no data
5833.0 | U1 GCB 57TG-1 | 01-HYH-GCB132E | GCB landing | no data | CLOSED | OPEN | no data | no data | no data | no data | no data | no data | no data
5861.0 | U1 GCB 57TG-1 | 01-HYH-GCB132E | GCB landing | no data | CLOSED | OPEN | no data | no data | no data | no data | no data | no data | no data
5673.0 | Generator Disconnect GCB 89G | 01-HYH-GEN132C | GCB landing | no data | OPEN | CLOSED | no data | no data | no data | no data | no data | no data | no data
3927.0 | AIR COMPRESSOR A | 01-INA-PNL-01A | HRSG-1 MCC ENCLOSURE CUBICLE 01D | 480 V RACK OUT BREAKER | OPEN | CLOSED | no data | no data | no data | no data | no data | no data | no data
5288.0 | IPBD 1 UAT DSW MAIN 125 VDC | 01-IPB-CPL-01 | MVB, DC DISTRIBUTION PANEL 01-LVE-PPL-01, F10.1 | no data | OPEN | CLOSED | no data | no data | no data | no data | no data | no data | no data
4219.0 | UNIT 1 IPBD DCT/UAT DSW HTRS 208VAC | 01-IPB-CPL-02 | 01-LVD-PPL-21133 BR 18,20,22 TURBINE DECK SW | 208/120VAC CIRCUIT BREAKER | OPEN | CLOSED | no data | no data | no data | no data | no data | no data | no data
4218.0 | UNIT 1 IPBD VTSC MAIN PWR 208VAC | 01-IPB-CPL-03 | 01-LVD-PPL-21133 BR 12,14,16 TURBINE DECK SW | 208/120VAC CIRCUIT BREAKER | OPEN | CLOSED | no data | no data | no data | no data | no data | no data | no data
3775.0 | LTR CHECK VALVE (Non-Return) | 01LBC01AA101 | TURBINE BUILDING | no data | CLOSED | OPEN | no data | no data | no data | no data | no data | no data | no data
3776.0 | ST VENTILATOR VALVE | 01LBC01AA103 | TURBINE BUILDING | no data | CLOSED | OPEN | no data | no data | no data | no data | no data | no data | no data
5044.0 | ST VENTILATOR VALVE | 01LBC01AA103 | TCP | 480 V MOLDED CASE BREAKER | OPEN | CLOSED | no data | no data | no data | no data | no data | no data | no data
5136.0 | ST VENTILATOR VALVE (SPACE HEATER) | 01LBC01AA103-H01 | TCP | no data | OPEN | CLOSED | no data | no data | no data | no data | no data | no data | no data
5140.0 | ECA RECIRCULATION PUMP (A) (BEARING HEATER) | 01LCA14AH101 | TCP | no data | OPEN | CLOSED | no data | no data | no data | no data | no data | no data | no data
5141.0 | ECA RECIRCULATION PUMP (B) (BEARING HEATER) | 01LCA14AH102 | TCP | no data | OPEN | CLOSED | no data | no data | no data | no data | no data | no data | no data
5615.0 | GT 2C/ECA RECIRCULATION PUMP (A) | 01LCA14AP101 | TCP | 480 V MOLDED CASE BREAKER | OPEN | CLOSED | no data | no data | no data | no data | no data | no data | no data
5024.0 | ECA RECIRC PUP (A) SEAL COOLER | 01LCA14AP101-M02 | TCP | 480 V MOLDED CASE BREAKER | OPEN | CLOSED | no data | no data | no data | no data | no data | no data | no data
5614.0 | GT 2C/ECA RECIRCULATION PUMP (B) | 01LCA14AP102 | TCP | 480 V MOLDED CASE BREAKER | OPEN | CLOSED | no data | no data | no data | no data | no data | no data | no data
5025.0 | ECA RECIRC PUP (B) SEAL COOLER | 01LCA14AP102-M02 | TCP | 480 V MOLDED CASE BREAKER | OPEN | CLOSED | no data | no data | no data | no data | no data | no data | no data
3777.0 | LP TURBINE EXHAUST HOOD SPRAY STRAINER INLET VALVE | 01LCE01AA101 | TURBINE BUILDING | no data | CLOSED | OPEN | no data | no data | no data | no data | no data | no data | no data
3778.0 | LP TURBINE EXHAUST HOOD SPRAY VALVE INLET VALVE | 01LCE01AA102 | TURBINE BUILDING | no data | CLOSED | OPEN | no data | no data | no data | no data | no data | no data | no data
3779.0 | LP TURBINE EXHAUST HOOD SPRAY VALVE OUTLET VALVE | 01LCE01AA104 | TURBINE BUILDING | no data | CLOSED | OPEN | no data | no data | no data | no data | no data | no data | no data
3780.0 | LP TURBINE EXHAUST HOOD SPRAY VALVE BYPASS VALVE | 01LCE01AA105 | TURBINE BUILDING | no data | CLOSED | CLOSED | no data | no data | no data | no data | no data | no data | no data
3902.0 | U1 SFC TRANSFORMER | 01-LCI-XFR-01 | MVB SWITCHGEAR 11, CUBICLE 04B | 6.9 KV RACK-OUT BREAKER | OPEN | CLOSED | no data | no data | no data | no data | no data | no data | no data
455.0 | U1 CONDENSATE RECIEVER MAKEUP LEVEL CONTROL | 01-LCV-DWS715 | U1 CONDENSATE RECIEVER TANK AREA | no data | CLOSED | OPEN | no data | no data | no data | no data | no data | no data | no data
4245.0 | HRSG 1 HP DRUM LVL GAUGE PWR FEED | 01-LG-HHS905A | 01-LVD-PPL-21111 BR 26 TOP OF HRSG HP DRUM | 208/120VAC CIRCUIT BREAKER | OPEN | CLOSED | no data | no data | no data | no data | no data | no data | no data
5346.0 | HRSG 1 HP DRM LVL GAUGE ILLUM 120VAC FEED 1 | 01-LI-HHS905 | HRSG 1 U1 UPS PANEL, BR13 | no data | OPEN | CLOSED | no data | no data | no data | no data | no data | no data | no data
5367.0 | HRSG 1 HP DRM LVL GAUGE ILLUM 120VAC PWR FEED 2 | 01-LI-HHS905 | HRSG 1 U2 UPS PANEL, BR15 | no data | OPEN | CLOSED | no data | no data | no data | no data | no data | no data | no data
5347.0 | HRSG 1 IP DRM LVL GAUGE ILLUM 120VAC FEED 1 | 01-LI-HIS903 | HRSG 1 U1 UPS PANEL, BR15 | no data | OPEN | CLOSED | no data | no data | no data | no data | no data | no data | no data
5368.0 | HRSG 1 IP DRM LVL GAUGE ILLUM 120VAC PWR FEED 2 | 01-LI-HIS903 | HRSG 1 U2 UPS PANEL, BR17 | no data | OPEN | CLOSED | no data | no data | no data | no data | no data | no data | no data
5348.0 | HRSG 1 LP DRM LVL GAUGE ILLUM 120VAC FEED 1 | 01-LI-HLS930 | HRSG 1 U1 UPS PANEL, BR17 | no data | OPEN | CLOSED | no data | no data | no data | no data | no data | no data | no data
5369.0 | HRSG 1 LP DRM LVL GAUGE ILLUM 120VAC PWR FEED 2 | 01-LI-HLS930 | HRSG 1 U2 UPS PANEL, BR19 | no data | OPEN | CLOSED | no data | no data | no data | no data | no data | no data | no data
4060.0 | EXTERIOR LIGHTS HRSG ENCLOSURE 120VAC | 01-LTG-CNT-1111 | 01-LVD-PPL-1111 BR INSIDE HRSG SWG ENCLOSURE | 208/120VAC CIRCUIT BREAKER | OPEN | CLOSED | no data | no data | no data | no data | no data | no data | no data
4062.0 | LIGHTING CONTACTOR COIL 120VAC | 01-LTG-CNT-1111 | 01-LVD-PPL-1111 BR INSIDE HRSG SWG ENCLOSURE | 208/120VAC CIRCUIT BREAKER | OPEN | CLOSED | no data | no data | no data | no data | no data | no data | no data
4080.0 | UNIT 1 PIPE RACK GROUND LEVEL LIGHTS 208VAC | 01-LTG-CNT-1111 | 01-LVD-PPL-1111 BR INSIDE HRSG SWG ENCLOSURE | 208/120VAC CIRCUIT BREAKER | OPEN | CLOSED | no data | no data | no data | no data | no data | no data | no data
4081.0 | UNIT 1 ACHE & COMPR. AREA GRND LEVEL LIGHTS | 01-LTG-CNT-1111 | 01-LVD-PPL-1111 BR INSIDE HRSG SWG ENCLOSURE | 208/120VAC CIRCUIT BREAKER | OPEN | CLOSED | no data | no data | no data | no data | no data | no data | no data
4082.0 | UNIT 1 BELOW HRSG LIGHTS 208VAC | 01-LTG-CNT-1111 | 01-LVD-PPL-1111 BR INSIDE HRSG SWG ENCLOSURE | 208/120VAC CIRCUIT BREAKER | OPEN | CLOSED | no data | no data | no data | no data | no data | no data | no data
4083.0 | FUEL GAS AREA LIGHTS 208VAC | 01-LTG-CNT-1111 | 01-LVD-PPL-1111 BR INSIDE HRSG SWG ENCLOSURE | 208/120VAC CIRCUIT BREAKER | OPEN | CLOSED | no data | no data | no data | no data | no data | no data | no data
4651.0 | ACC 1 LIGHTING - GROUND LEVEL 208VAC | 01-LTG-CNT-1311 | 01-LVD-PPL-1311, BR31/33ACC MCC ENCLOSURE | 208/120VAC CIRCUIT BREAKER | OPEN | CLOSED | no data | no data | no data | no data | no data | no data | no data
4652.0 | ACC 1 LIGHTING - GROUND LEVEL 208VAC | 01-LTG-CNT-1311 | 01-LVD-PPL-1311, BR35/37ACC MCC ENCLOSURE | 208/120VAC CIRCUIT BREAKER | OPEN | CLOSED | no data | no data | no data | no data | no data | no data | no data
4653.0 | EXTERIOR LIGHTS ACC ENCLOSURE 120VAC | 01-LTG-CNT-1311 | 01-LVD-PPL-1311, BR2ACC MCC ENCLOSURE | 208/120VAC CIRCUIT BREAKER | OPEN | CLOSED | no data | no data | no data | no data | no data | no data | no data
4654.0 | ACC 1 LIGHTING CONTACTOR COIL | 01-LTG-CNT-1311 | 01-LVD-PPL-1311, BR4ACC MCC ENCLOSURE | 208/120VAC CIRCUIT BREAKER | OPEN | CLOSED | no data | no data | no data | no data | no data | no data | no data
4666.0 | ACC 1 LIGHTING - GROUND LEVEL 208VAC | 01-LTG-CNT-1311 | 01-LVD-PPL-1311, BR30/32ACC MCC ENCLOSURE | 208/120VAC CIRCUIT BREAKER | OPEN | CLOSED | no data | no data | no data | no data | no data | no data | no data
4667.0 | ACC 1 LIGHTING - GROUND LEVEL 208VAC | 01-LTG-CNT-1311 | 01-LVD-PPL-1311, BR34/36ACC MCC ENCLOSURE | 208/120VAC CIRCUIT BREAKER | OPEN | CLOSED | no data | no data | no data | no data | no data | no data | no data
4128.0 | UNIT 1 PIPE RACK PLATFORM LIGHTING 208VAC | 01-LTG-CNT-2111 | 01-LVD-PPL-2111 BR 31,33 INSIDE HRSG SWG ENCLOSURE | 208/120VAC CIRCUIT BREAKER | OPEN | CLOSED | no data | no data | no data | no data | no data | no data | no data
4129.0 | UNIT 1 ACHE UPPER DECK LIGHTING 208VAC | 01-LTG-CNT-2111 | 01-LVD-PPL-2111 BR 35,37 INSIDE HRSG SWG ENCLOSURE | 208/120VAC CIRCUIT BREAKER | OPEN | CLOSED | no data | no data | no data | no data | no data | no data | no data
4134.0 | LIGHTING CONTACTOR COIL120VAC | 01-LTG-CNT-2111 | 01-LVD-PPL-2111 BR 6 INSIDE HRSG SWG ENCLOSURE | 208/120VAC CIRCUIT BREAKER | OPEN | CLOSED | no data | no data | no data | no data | no data | no data | no data
4146.0 | EXTERIOR LIGTHS UNIT 1 PIPE RACK PLATFORMS 208VAC | 01-LTG-CNT-2111 | 01-LVD-PPL-2111 BR 30,32 INSIDE HRSG SWG ENCLOSURE | 208/120VAC CIRCUIT BREAKER | OPEN | CLOSED | no data | no data | no data | no data | no data | no data | no data
4147.0 | UNIT 1 ACHE UPPER DECK LIGHTING 208VAC | 01-LTG-CNT-2111 | 01-LVD-PPL-2111 BR 34,36 INSIDE HRSG SWG ENCLOSURE | 208/120VAC CIRCUIT BREAKER | OPEN | CLOSED | no data | no data | no data | no data | no data | no data | no data
4240.0 | LIGHTING CONTACTOR | 01-LTG-CNT-21111 | 01-LVD-PPL-21111 BR 6 TOP OF HRSG HP DRUM | 208/120VAC CIRCUIT BREAKER | OPEN | CLOSED | no data | no data | no data | no data | no data | no data | no data
4247.0 | UNIT 1 HRSG PIPE RACK PLATFORM LIGHTING 208VAC | 01-LTG-CNT-21111 | 01-LVD-PPL-21111 BR 31,33 TOP OF HRSG HP DRUM | 208/120VAC CIRCUIT BREAKER | OPEN | CLOSED | no data | no data | no data | no data | no data | no data | no data
4248.0 | UNIT 1 HRSG PIPE RACK PLATFORM LIGHTING 208VAC | 01-LTG-CNT-21111 | 01-LVD-PPL-21111 BR 30,32 TOP OF HRSG HP DRUM | 208/120VAC CIRCUIT BREAKER | OPEN | CLOSED | no data | no data | no data | no data | no data | no data | no data
4249.0 | UNIT 1 HRSG ACHE UPPDER DECK LIGHTING 208VAC | 01-LTG-CNT-21111 | 01-LVD-PPL-21111 BR 35,37 TOP OF HRSG HP DRUM | 208/120VAC CIRCUIT BREAKER | OPEN | CLOSED | no data | no data | no data | no data | no data | no data | no data
4250.0 | UNIT 1 HRSG ACHE UPPDER DECK LIGHTING 208VAC | 01-LTG-CNT-21111 | 01-LVD-PPL-21111 BR 34,36 TOP OF HRSG HP DRUM | 208/120VAC CIRCUIT BREAKER | OPEN | CLOSED | no data | no data | no data | no data | no data | no data | no data
4152.0 | LIGHTING CONTACTOR COIL 120VAC | 01-LTG-CNT-21131 | 01-LVD-PPL-21131 BR 1 NE CORNER TURBINE BLDG | 208/120VAC CIRCUIT BREAKER | OPEN | CLOSED | no data | no data | no data | no data | no data | no data | no data
4166.0 | UNIT 1 TURBINE BLDG HIGH BAY LIGHTS 208VAC | 01-LTG-CNT-21131 | 01-LVD-PPL-21131 BR 31,33 NE CORNER TURBINE BLDG | 208/120VAC CIRCUIT BREAKER | OPEN | CLOSED | no data | no data | no data | no data | no data | no data | no data
4167.0 | UNIT 1 TURBINE BLDG PIT LIGHTS 208VAC | 01-LTG-CNT-21131 | 01-LVD-PPL-21131 BR 39,41 NE CORNER TURBINE BLDG | 208/120VAC CIRCUIT BREAKER | OPEN | CLOSED | no data | no data | no data | no data | no data | no data | no data
4179.0 | UNIT 1 TURBINE BLDG HIGH BAY LIGHTS 208VAC | 01-LTG-CNT-21131 | 01-LVD-PPL-21131 BR 32,34 NE CORNER TURBINE BLDG | 208/120VAC CIRCUIT BREAKER | OPEN | CLOSED | no data | no data | no data | no data | no data | no data | no data
4180.0 | UNIT 1 TURBINE BLDG PIT LIGHTS 208VAC | 01-LTG-CNT-21131 | 01-LVD-PPL-21131 BR 36,38 NE CORNER TURBINE BLDG | 208/120VAC CIRCUIT BREAKER | OPEN | CLOSED | no data | no data | no data | no data | no data | no data | no data
4736.0 | ACC 1 LIGHTING - UPPER DECK 208VAC | 01-LTG-CNT-2511 | 01-LVD-PPL-2511, BR31/33ACC MCC ENCLOSURE | 208/120VAC CIRCUIT BREAKER | OPEN | CLOSED | no data | no data | no data | no data | no data | no data | no data
4737.0 | ACC 1 LIGHTING - UPPER DECK 208VAC | 01-LTG-CNT-2511 | 01-LVD-PPL-2511, BR35/37ACC MCC ENCLOSURE | 208/120VAC CIRCUIT BREAKER | OPEN | CLOSED | no data | no data | no data | no data | no data | no data | no data
4738.0 | ACC 1 LIGHTING - SOUTH PLATFORM 208VAC | 01-LTG-CNT-2511 | 01-LVD-PPL-2511, BR39/41ACC MCC ENCLOSURE | 208/120VAC CIRCUIT BREAKER | OPEN | CLOSED | no data | no data | no data | no data | no data | no data | no data
4749.0 | ACC 1 LIGHTING - UPPER DECK 208VAC | 01-LTG-CNT-2511 | 01-LVD-PPL-2511, BR30/32ACC MCC ENCLOSURE | 208/120VAC CIRCUIT BREAKER | OPEN | CLOSED | no data | no data | no data | no data | no data | no data | no data
4750.0 | ACC 1 LIGHTING - NORTH PLATFORM & STAIR TOWER | 01-LTG-CNT-2511 | 01-LVD-PPL-2511, BR34/36ACC MCC ENCLOSURE | 208/120VAC CIRCUIT BREAKER | OPEN | CLOSED | no data | no data | no data | no data | no data | no data | no data
4751.0 | ACC 1 LIGHTING - UPPER DECK 208VAC | 01-LTG-CNT-2511 | 01-LVD-PPL-2511, BR38/40ACC MCC ENCLOSURE | 208/120VAC CIRCUIT BREAKER | OPEN | CLOSED | no data | no data | no data | no data | no data | no data | no data
5239.0 | WAREHOUSE BUILDING LOAD BKR | 01-LVB-DSW-1713 | MVB, 01-LVB-SWB-171, BR 26 | 480 V CIRCUIT BREACKER | OPEN | CLOSED | no data | no data | no data | no data | no data | no data | no data
4729.0 | NON-SEG SPACE HTR MCC-151, M1 | 01-LVB-NSB-15 | 01-LVD-PPL-2511, BR13ACC MCC ENCLOSURE | 208/120VAC CIRCUIT BREAKER | OPEN | CLOSED | no data | no data | no data | no data | no data | no data | no data
4730.0 | NON-SEG SPACE HTR MCC-151, M2 | 01-LVB-NSB-15 | 01-LVD-PPL-2511, BR15ACC MCC ENCLOSURE | 208/120VAC CIRCUIT BREAKER | OPEN | CLOSED | no data | no data | no data | no data | no data | no data | no data
4659.0 | NON-SEG SPACE HTR MCC-231, M1 | 01-LVB-NSB-23 | 01-LVD-PPL-1311, BR14ACC MCC ENCLOSURE | 208/120VAC CIRCUIT BREAKER | OPEN | CLOSED | no data | no data | no data | no data | no data | no data | no data
4660.0 | NON-SEG SPACE HTR MCC-231, M2 | 01-LVB-NSB-23 | 01-LVD-PPL-1311, BR16ACC MCC ENCLOSURE | 208/120VAC CIRCUIT BREAKER | OPEN | CLOSED | no data | no data | no data | no data | no data | no data | no data
3969.0 | UNIT 1 TURBINE BUILDING NE PANELBOARD 480VAC | 01-LVB-PPL-1111 | HRSG-1 ENCLOSURE MCC 111 CUBICLE 13FM | 480 V MOLDED CASE BREAKER | OPEN | CLOSED | no data | no data | no data | no data | no data | no data | no data
3963.0 | HRSG 1 TOP LEVEL WEST PANELBOARD 480VAC | 01-LVB-PPL-1112 | HRSG-1 ENCLOSURE MCC 111 CUBICLE 11FF | 480 V MOLDED CASE BREAKER | OPEN | CLOSED | no data | no data | no data | no data | no data | no data | no data
4010.0 | HRSG 1 GRADE W 480 PANELBOARD 2 MAIN PWR FD | 01-LVB-PPL-11121 | 01-LVB-PPL-1112 BR 6 OUTSIDE HRSG SWG ENCLOSURE | 480 V CIRCUIT BREACKER | OPEN | CLOSED | no data | no data | no data | no data | no data | no data | no data
3964.0 | HRSG 1 FINGER RACK PANELBOARD 480VAC | 01-LVB-PPL-1113 | HRSG-1 ENCLOSURE MCC 111 CUBICLE 11FJ | 480 V MOLDED CASE BREAKER | OPEN | CLOSED | no data | no data | no data | no data | no data | no data | no data
3965.0 | HRSG1 GRADE WEST PANELBOARD 480VAC | 01-LVB-PPL-1114 | HRSG-1 ENCLOSURE MCC 111 CUBICLE 11FM | 480 V MOLDED CASE BREAKER | OPEN | CLOSED | no data | no data | no data | no data | no data | no data | no data
3951.0 | HRSG 1 PDC PANELBOARD 480VAC | 01-LVB-PPL-1115 | HRSG-1 ENCLOSURE MCC 111 CUBICLE 7FE | 480 V MOLDED CASE BREAKER | OPEN | CLOSED | no data | no data | no data | no data | no data | no data | no data
4604.0 | ACC 1 PDC PANELBOARD 480VAC | 01-LVB-PPL-1311 | 01-ACC-MCC-131, CUBICLE 16FM | 480 V MOLDED CASE BREAKER | OPEN | CLOSED | no data | no data | no data | no data | no data | no data | no data
4692.0 | ACC 1 PDC PANELBOARD 480VAC | 01-LVB-PPL-1511 | 01-ACC-MCC-151, CUBICLE12FC | 480 V MOLDED CASE BREAKER | OPEN | CLOSED | no data | no data | no data | no data | no data | no data | no data
5212.0 | SWYD PPL 1 480VAC MAIN | 01-LVB-PPL-1711 | MVB, 01-LVB-SWB-171, BR 2 | 480 V CIRCUIT BREACKER | OPEN | CLOSED | no data | no data | no data | no data | no data | no data | no data
3995.0 | HRSG 1 TOP LEVEL SE PANELBOARD 480VAC | 01-LVB-PPL-2111 | HRSG-1 ENCLOSURE MCC 211 CUBICLE 13FJ | 480 V MOLDED CASE BREAKER | OPEN | CLOSED | no data | no data | no data | no data | no data | no data | no data
3974.0 | HRSG 1 PDC PANELBOARD 480VAC | 01-LVB-PPL-2112 | HRSG-1 ENCLOSURE MCC 211 CUBICLE 5FC | 480 V MOLDED CASE BREAKER | OPEN | CLOSED | no data | no data | no data | no data | no data | no data | no data
3975.0 | FUEL GAS AREA PANELBOARD 480VAC | 01-LVB-PPL-2113 | HRSG-1 ENCLOSURE MCC 211 CUBICLE 5FF | 480 V MOLDED CASE BREAKER | OPEN | CLOSED | no data | no data | no data | no data | no data | no data | no data
4109.0 | FGS COND LOAD CENTER XFMR | 01-LVB-PPL-21132 | 01-LVB-PPL-2113 BR 14,16,18 OUTSIDE CHROMATOGRAPH BLDG | 480 V CIRCUIT BREACKER | OPEN | CLOSED | no data | no data | no data | no data | no data | no data | no data
4195.0 | UNIT 1 TUR BLDG 480-208/120V AC DIST XFR 2 | 01-LVB-PPL-21133 | 01-LVB-PPL-21133 BR 7,9,11 TURBINE DECK SW | 480 V CIRCUIT BREACKER | OPEN | CLOSED | no data | no data | no data | no data | no data | no data | no data
5228.0 | UNIT 1 TURBINE BLDG WELDING RECEPT | 01-LVB-RCP-01 | MVB, 01-LVB-SWB-171, BR 33 | 480 V CIRCUIT BREACKER | OPEN | CLOSED | no data | no data | no data | no data | no data | no data | no data
4038.0 | UNIT 1 ACHE AREA WELDING RECEPT 480VAC | 01-LVB-RCP-02 | 01-LVB-PPL-1114 BR 1 OUTSIDE HRSG SWG ENCLOSURE | 480 V CIRCUIT BREACKER | OPEN | CLOSED | no data | no data | no data | no data | no data | no data | no data
5227.0 | UNIT 1 UAT AREA WELDING RECEPT | 01-LVB-RCP-03 | MVB, 01-LVB-SWB-171, BR 31 | 480 V CIRCUIT BREACKER | OPEN | CLOSED | no data | no data | no data | no data | no data | no data | no data
4719.0 | UNIT 1 ACC UPPER DECK WELDING RECEPT 4 | 01-LVB-RCP-04 | 01-LVB-PPL-1511, BR3ACC MCC ENCLOSURE | 480 V CIRCUIT BREACKER | OPEN | CLOSED | no data | no data | no data | no data | no data | no data | no data
4720.0 | UNIT 1 ACC UPPER DECK WELDING RECEPT 5 | 01-LVB-RCP-05 | 01-LVB-PPL-1511, BR5ACC MCC ENCLOSURE | 480 V CIRCUIT BREACKER | OPEN | CLOSED | no data | no data | no data | no data | no data | no data | no data
4721.0 | UNIT 1 ACC UPPER DECK WELDING RECEPT 6 | 01-LVB-RCP-06 | 01-LVB-PPL-1511, BR7ACC MCC ENCLOSURE | 480 V CIRCUIT BREACKER | OPEN | CLOSED | no data | no data | no data | no data | no data | no data | no data
4722.0 | UNIT 1 ACC UPPER DECK WELDING RECEPT 7 | 01-LVB-RCP-07 | 01-LVB-PPL-1511, BR9ACC MCC ENCLOSURE | 480 V CIRCUIT BREACKER | OPEN | CLOSED | no data | no data | no data | no data | no data | no data | no data
4723.0 | UNIT 1 ACC GRADE WELDING RECEPT 8 | 01-LVB-RCP-08 | 01-LVB-PPL-1511, BR11ACC MCC ENCLOSURE | 480 V CIRCUIT BREACKER | OPEN | CLOSED | no data | no data | no data | no data | no data | no data | no data
4014.0 | PIPERACK 1 WELDING RECEPT 9 480VAC | 01-LVB-RCP-09 | 01-LVB-PPL-1112 BR 10 OUTSIDE HRSG SWG ENCLOSURE | 480 V CIRCUIT BREACKER | OPEN | CLOSED | no data | no data | no data | no data | no data | no data | no data
4023.0 | PIPERACK 1 WELDING RECEPT 10 480VAC | 01-LVB-RCP-10 | 01-LVB-PPL-1112 BR 19 OUTSIDE HRSG SWG ENCLOSURE | 480 V CIRCUIT BREACKER | OPEN | CLOSED | no data | no data | no data | no data | no data | no data | no data
4024.0 | PIPERACK 1 WELDING RECEPT 11 480VAC | 01-LVB-RCP-11 | 01-LVB-PPL-1112 BR 20 OUTSIDE HRSG SWG ENCLOSURE | 480 V CIRCUIT BREACKER | OPEN | CLOSED | no data | no data | no data | no data | no data | no data | no data
4025.0 | PIPERACK 1 WELDING RECEPT 12 480VAC | 01-LVB-RCP-12 | 01-LVB-PPL-1112 BR 21 OUTSIDE HRSG SWG ENCLOSURE | 480 V CIRCUIT BREACKER | OPEN | CLOSED | no data | no data | no data | no data | no data | no data | no data
4026.0 | PIPERACK 1 WELDING RECEPT 13 480VAC | 01-LVB-RCP-13 | 01-LVB-PPL-1112 BR 22 OUTSIDE HRSG SWG ENCLOSURE | 480 V CIRCUIT BREACKER | OPEN | CLOSED | no data | no data | no data | no data | no data | no data | no data
4916.0 | U1 BOP ESS SWITCHBOARD | 01-LVB-SWB-171 | MV BLDG, 01-LVB-SWG-17, CUBICLE02A | 480 V RACK OUT BREAKER | OPEN | CLOSED | no data | no data | no data | no data | no data | no data | no data
3972.0 | UNIT 1 STG SWBD | 01-LVB-SWB-2113 | HRSG-1 ENCLOSURE MCC 211 CUBICLE 4FF | 480 V MOLDED CASE BREAKER | OPEN | CLOSED | no data | no data | no data | no data | no data | no data | no data
3928.0 | FEEDER BREAKER | 01-LVB-SWG-11 | HRSG-1 MCC ENCLOSURE CUBICLE 02A | 480 V RACK OUT BREAKER | OPEN | CLOSED | no data | no data | no data | no data | no data | no data | no data
5300.0 | SWGR 17 BREAKER CONTROL | 01-LVB-SWG-17 | MVB, DC DISTRIBUTION PANEL 01-LVE-PPL-01, F10.8 | no data | OPEN | CLOSED | no data | no data | no data | no data | no data | no data | no data
3934.0 | FEEDER BREAKER | 01-LVB-SWG-21 | HRSG-1 MCC ENCLOSURE CUBICLE 07A | 480 V RACK OUT BREAKER | OPEN | CLOSED | no data | no data | no data | no data | no data | no data | no data
5326.0 | SWGR 27 BREAKER CONTROL | 01-LVB-SWG-27 | MVB, DC DISTRIBUTION PANEL 02-LVE-PPL-01, F10.8 | no data | OPEN | CLOSED | no data | no data | no data | no data | no data | no data | no data
4590.0 | ACC 1 PDC XFMR | 01-LVB-XFR-1311 | 01-ACC-MCC-131, CUBICLE 2FG(L) | 480 V MOLDED CASE BREAKER | OPEN | CLOSED | no data | no data | no data | no data | no data | no data | no data
5223.0 | MV PDC XFMR 1 480-120/208VAC | 01-LVB-XFR-1712 | MVB, 01-LVB-SWB-171, BR 17 | 480 V CIRCUIT BREACKER | OPEN | CLOSED | no data | no data | no data | no data | no data | no data | no data
3991.0 | HRSG 1 PDC XFMR 480-120/208VAC | 01-LVB-XFR-2111 | HRSG-1 ENCLOSURE MCC 211 CUBICLE 12FC | 480 V MOLDED CASE BREAKER | OPEN | CLOSED | no data | no data | no data | no data | no data | no data | no data
4230.0 | HRSG 1 TOP LVL 480-208/120V XFMR | 01-LVB-XFR-21111 | 01-LVB-PPL-2111 BR 38,40,42 TOP OF HRSG HP DRUM | 480 V CIRCUIT BREACKER | OPEN | CLOSED | no data | no data | no data | no data | no data | no data | no data
4711.0 | ACC 1 PDC XFMR 480-120/208VAC | 01-LVB-XFR-2511 | 01-ACC-MCC-251, CUBICLE13FC(L) | 480 V MOLDED CASE BREAKER | OPEN | CLOSED | no data | no data | no data | no data | no data | no data | no data
456.0 | U1 DRIP LEG DRAIN - AUTOMATED | 01-LV-CRH109 | U1 STG BLDG | no data | CLOSED | OPEN | no data | no data | no data | no data | no data | no data | no data
457.0 | U1 DRIP LEG DRAIN - AUTOMATED | 01-LV-CRH110 | U1 STG BLDG | no data | CLOSED | OPEN | no data | no data | no data | no data | no data | no data | no data
458.0 | U1 DRIP LEG DRAIN - AUTOMATED | 01-LV-CRH125 | U1 STG BLDG | no data | CLOSED | OPEN | no data | no data | no data | no data | no data | no data | no data
3962.0 | HRSG 1 PDC XFMR 480-120/208VAC | 01-LVD-PPL-1111 | HRSG-1 ENCLOSURE MCC 111 CUBICLE 11FC(L) | 480 V MOLDED CASE BREAKER | OPEN | CLOSED | no data | no data | no data | no data | no data | no data | no data
5218.0 | UNIT 1 125VDC BATTERY CHARGER A (MVB) | 01-LVE-CHG-01A | MVB, 01-LVB-SWB-171, BR 14 | 480 V CIRCUIT BREACKER | OPEN | CLOSED | no data | no data | no data | no data | no data | no data | no data
6798.0 | UNIT 1 125VDC BATTERY CHARGER A (MVB) | 01-LVE-CHG-01ABR14 | Medium voltage | 480 V CIRCUIT BREACKER | OPEN | CLOSED | no data | no data | no data | no data | no data | no data | no data
6674.0 | U1 Battery Charger "A" 125VDC output | 01-LVE-CHG-01AQ011 | MED VOLT BUILDING, CAB 01-LVE-CHG-01A | no data | OPEN | CLOSED | no data | no data | no data | no data | no data | no data | no data
5258.0 | UNIT 1 125VDC BATTERY CHARGER B (MVB) | 01-LVE-CHG-01B | MVB, 02-LVB-SWB-271, BR 15 | 480 V CIRCUIT BREACKER | OPEN | CLOSED | no data | no data | no data | no data | no data | no data | no data
6803.0 | UNIT 1 125VDC BATTERY CHARGER B | 01-LVE-CHG-01BBR15 | MVB, 02-LVB-SWB-271 | 480 V CIRCUIT BREACKER | OPEN | CLOSED | no data | no data | no data | no data | no data | no data | no data
5286.0 | HRSG 1 PDC 125VDC PANELBOARD 01 DSW | 01-LVE-DSW-012 | MVB, DC DISTRIBUTION PANEL 01-LVE-PPL-01, F7 | no data | OPEN | CLOSED | no data | no data | no data | no data | no data | no data | no data
6665.0 | U1 Battery Charger "B" 125VDC output | 01-LVE-ENC-01-202Q011 | 01-LVE-ENC-01 | no data | OPEN | CLOSED | no data | no data | no data | no data | no data | no data | no data
6675.0 | U1 Battery Charger "B" 125VDC output | 01-LVE-ENC-01-202Q011 | MVB,CAB 01-LVE-CHG-01B | no data | OPEN | CLOSED | no data | no data | no data | no data | no data | no data | no data
5280.0 | BATTERY INPUT TO SECONDARY DC BUS | 01-LVE-PPL-01 | MVB, DC DISTRIBUTION PANEL 01-LVE-PPL-01, F1 | no data | OPEN | CLOSED | no data | no data | no data | no data | no data | no data | no data
5281.0 | CHARGER A INPUT TO SECONDARY DC BUS | 01-LVE-PPL-01 | MVB, DC DISTRIBUTION PANEL 01-LVE-PPL-01, F2 | no data | OPEN | CLOSED | no data | no data | no data | no data | no data | no data | no data
5283.0 | CHARGER B INPUT TO SECONDARY DC BUS | 01-LVE-PPL-01 | MVB, DC DISTRIBUTION PANEL 01-LVE-PPL-01, F4 | no data | OPEN | CLOSED | no data | no data | no data | no data | no data | no data | no data
6800.0 | CH. A INP. TO PRIM. DC BUS | 01-LVE-PPL-01F3 | MVB, DC DISTRIBUTION PANEL 01-LVE-PPL-01, F3 | no data | OPEN | CLOSED | no data | no data | no data | no data | no data | no data | no data
6804.0 | Unit 1 CHARGER B INPUT TO SECONDARY DC BUS | 01-LVE-PPL-01F4 | MVB, DC DISTRIBUTION PANEL 01-LVE-PPL-01 | 125VDC Disconnect | OPEN | CLOSED | no data | no data | no data | no data | no data | no data | no data
5287.0 | ADMIN BUILDING 125VDC PANELBOARD 01 RBX | 01-LVE-RBX-013 | MVB, DC DISTRIBUTION PANEL 01-LVE-PPL-01, F8 | no data | OPEN | CLOSED | no data | no data | no data | no data | no data | no data | no data
5328.0 | FEED TO UPS MAIN PANEL BOARD U1 | 01-LVF-PPL-01 | MVB, 01-LVF-PPL-01 | no data | OPEN | CLOSED | no data | no data | no data | no data | no data | no data | no data
5329.0 | HRSG 1 U1 UPS PANEL | 01-LVF-PPL-011 | MVB, 01-LVF-PPL-01 | no data | OPEN | CLOSED | no data | no data | no data | no data | no data | no data | no data
5330.0 | HRSG 2 U1 UPS PANEL | 01-LVF-PPL-012 | MVB, 01-LVF-PPL-01 | no data | OPEN | CLOSED | no data | no data | no data | no data | no data | no data | no data
5331.0 | ADMIN BLDG U1 UPS PNL | 01-LVF-PPL-013 | MVB, 01-LVF-PPL-01 | no data | OPEN | CLOSED | no data | no data | no data | no data | no data | no data | no data
5416.0 | ADMN BLDG DCS RM N WALL UNIT 1 DSK RCPTS | 01-LVF-PPL-013-25 | ADMIN BLDG U1 UPS PNL, BR25 | no data | OPEN | CLOSED | no data | no data | no data | no data | no data | no data | no data
5427.0 | ADMN BLDG DCS RM E WALL UNIT 1 DSK RCPTS | 01-LVF-PPL-013-26 | ADMIN BLDG U1 UPS PNL, BR26 | no data | OPEN | CLOSED | no data | no data | no data | no data | no data | no data | no data
5417.0 | ADMN BLDG CTRL RM UNIT 1 FLR RCPTS | 01-LVF-PPL-013-27 | ADMIN BLDG U1 UPS PNL, BR27 | no data | OPEN | CLOSED | no data | no data | no data | no data | no data | no data | no data
5428.0 | ADMN BLDG CTRL RM E WALL UNIT 1 DSK RCPTS | 01-LVF-PPL-013-28 | ADMIN BLDG U1 UPS PNL, BR28 | no data | OPEN | CLOSED | no data | no data | no data | no data | no data | no data | no data
5418.0 | ADMN BLDG CTRL RM UNIT 1 S WALL TV RCPT | 01-LVF-PPL-013-29 | ADMIN BLDG U1 UPS PNL, BR29 | no data | OPEN | CLOSED | no data | no data | no data | no data | no data | no data | no data
5419.0 | ADMN BLDG CTRL RM UNIT 1 MAIN DSK W RCPTS | 01-LVF-PPL-013-31 | ADMIN BLDG U1 UPS PNL, BR31 | no data | OPEN | CLOSED | no data | no data | no data | no data | no data | no data | no data
5420.0 | ADMN BLDG CTRL RM UNIT 1 MAIN DSK E RCPTS | 01-LVF-PPL-013-33 | ADMIN BLDG U1 UPS PNL, BR33 | no data | OPEN | CLOSED | no data | no data | no data | no data | no data | no data | no data
5431.0 | ELE RM RCP (ADMIN VENDOR CABLING) | 01-LVF-PPL-013-36 | ADMIN BLDG U1 UPS PNL, BR34 | no data | OPEN | CLOSED | no data | no data | no data | no data | no data | no data | no data
5432.0 | ELE RM RCP (ADMIN VENDOR CABLING) | 01-LVF-PPL-013-36 | ADMIN BLDG U1 UPS PNL, BR36 | no data | OPEN | CLOSED | no data | no data | no data | no data | no data | no data | no data
5433.0 | COMM RM RCP (MHPS-JPOW. -ADM. VEND. CABL) | 01-LVF-PPL-013-38 | ADMIN BLDG U1 UPS PNL, BR38 | no data | OPEN | CLOSED | no data | no data | no data | no data | no data | no data | no data
5332.0 | ACC 1 U1 UPS PANEL | 01-LVF-PPL-014 | MVB, 01-LVF-PPL-01 | no data | OPEN | CLOSED | no data | no data | no data | no data | no data | no data | no data
5333.0 | ACC 2 U1 UPS PANEL | 01-LVF-PPL-015 | MVB, 01-LVF-PPL-01 | no data | OPEN | CLOSED | no data | no data | no data | no data | no data | no data | no data
5213.0 | UPS SYSTEM UNIT 01 | 01-LVF-UPS-01 | MVB, 01-LVB-SWB-171, BR 4 | 480 V CIRCUIT BREACKER | OPEN | CLOSED | no data | no data | no data | no data | no data | no data | no data
5285.0 | UPS SYSTEM UNIT 01 | 01-LVF-UPS-01 | MVB, DC DISTRIBUTION PANEL 01-LVE-PPL-01, F6 | no data | OPEN | CLOSED | no data | no data | no data | no data | no data | no data | no data
6758.0 | UPS BYPASS TRANSFORMER | 01-LVF-UPS-01 | BYPASS SWITCH Q500 UPS#1, DOOR 6 | SWITCH | Bypass | AUTO | no data | no data | no data | no data | no data | no data | no data
6759.0 | UPS 125VDC SYSTEM UNIT 01 | 01-LVF-UPS-01 | MVB, DOOR 2, DC DISTRIBUTION PANEL 01-LVE-PPL-01, F6 | SWITCH | OPEN | CLOSED | no data | no data | no data | no data | no data | no data | no data
6666.0 | U1 125VDC TO U1 UPS | 01-LVF-UPS-01-201Q100 | MVB, UPS CAB 01-LVF-UPS-01 | no data | OPEN | CLOSED | no data | no data | no data | no data | no data | no data | no data
6667.0 | U2 125VDC TO UPS | 01-LVF-UPS-01-201Q100 | MVB 01-LVF-UPS-01 | no data | OPEN | CLOSED | no data | no data | no data | no data | no data | no data | no data
459.0 | U1 DRIP LEG DRAIN - AUTOMATED | 01-LV-LPS115 | U1 STG BLDG | no data | CLOSED | OPEN | no data | no data | no data | no data | no data | no data | no data
460.0 | U1 DRIP LEG DRAIN - AUTOMATED | 01-LV-LPS123 | U1 STG BLDG | no data | CLOSED | OPEN | no data | no data | no data | no data | no data | no data | no data
5041.0 | ST BOLT HEATER DB (A) | 01MAA31AH101 | TCP | 480 V MOLDED CASE BREAKER | OPEN | CLOSED | no data | no data | no data | no data | no data | no data | no data
5042.0 | ST BOLT HEATER DB (B) | 01MAA31AH102 | TCP | 480 V MOLDED CASE BREAKER | OPEN | CLOSED | no data | no data | no data | no data | no data | no data | no data
3781.0 | ST VACUUM BREAKER #1 | 01MAC11AA901 | TURBINE BUILDING | no data | OPEN | OPEN | no data | no data | no data | no data | no data | no data | no data
5193.0 | ST VACUUM BREAKER NO.1 | 01MAC11AA901 | TCP | no data | OPEN | CLOSED | no data | no data | no data | no data | no data | no data | no data
5138.0 | ST VACUUM BREAKER NO.1 (SPACE HEATER) | 01MAC11AA901-H01 | TCP | no data | OPEN | CLOSED | no data | no data | no data | no data | no data | no data | no data
3782.0 | ST VACUUM BREAKER #2 | 01MAC11AA902 | TURBINE BUILDING | no data | OPEN | OPEN | no data | no data | no data | no data | no data | no data | no data
5196.0 | ST VACUUM BREAKER NO.2 | 01MAC11AA902 | TCP | no data | OPEN | CLOSED | no data | no data | no data | no data | no data | no data | no data
5137.0 | ST VACUUM BREAKER NO.2 (SPACE HEATER | 01MAC11AA902-H01 | TCP | no data | OPEN | CLOSED | no data | no data | no data | no data | no data | no data | no data
4928.0 | TURNING GEAR MOTOR | 01MAK11AE101-M01 | TCP | 480 V MOLDED CASE BREAKER | OPEN | CLOSED | no data | no data | no data | no data | no data | no data | no data
5670.0 | TURNING GEAR MOTOR VFD#1 | 01MAK11AE101-M01 | TCP panel 01BMC01, BR11F | 480 V MOLDED CASE BREAKER | OPEN | CLOSED | no data | no data | no data | no data | no data | no data | no data
5671.0 | TURNING GEAR MOTOR VFD#2 | 01MAK11AE101-M01 | TCP panel 01BMC01, BR12M | 480 V MOLDED CASE BREAKER | OPEN | CLOSED | no data | no data | no data | no data | no data | no data | no data
3783.0 | CMV SEAT DRAIN MOTOR VALVE | 01MAL01AA901 | TURBINE BUILDING | no data | CLOSED | OPEN | no data | no data | no data | no data | no data | no data | no data
5050.0 | CMV SEAT DRAIN MOTOR VALVE | 01MAL01AA901 | TCP | 480 V MOLDED CASE BREAKER | OPEN | CLOSED | no data | no data | no data | no data | no data | no data | no data
5135.0 | CMV SEAT DRAIN MOTOR VALVE (SPACE HEATER) | 01MAL01AA901-H01 | TCP | no data | OPEN | CLOSED | no data | no data | no data | no data | no data | no data | no data
3784.0 | ST HP TURBINE STEAM INLET PIPE DRAIN MOTOR VALVE | 01MAL02AA901 | TURBINE BUILDING | no data | CLOSED | OPEN | no data | no data | no data | no data | no data | no data | no data
4951.0 | STHP TURBINE STEAM INLET PIPE DRAIN MOV | 01MAL02AA901 | TCP | 480 V MOLDED CASE BREAKER | OPEN | CLOSED | no data | no data | no data | no data | no data | no data | no data
5130.0 | ST HP STEAM INLET PIPE DRAIN MOV (SPACE HEATER) | 01MAL02AA901-H01 | TCP | no data | OPEN | CLOSED | no data | no data | no data | no data | no data | no data | no data
5051.0 | CRV SEAT DRAIN MOTOR VALVE | 01MAL04AA901 | TCP | 480 V MOLDED CASE BREAKER | OPEN | CLOSED | no data | no data | no data | no data | no data | no data | no data
5134.0 | CRV SEAT DRAIN MOTOR VALVE (SPACE HEATER) | 01MAL04AA901-H01 | TCP | no data | OPEN | CLOSED | no data | no data | no data | no data | no data | no data | no data
3786.0 | IP TURBINE STEAM INLET PIPE DRAIN MOTOR VALVE | 01MAL06AA901 | TURBINE BUILDING | no data | CLOSED | OPEN | no data | no data | no data | no data | no data | no data | no data
4952.0 | ST IP TURBINE STEAM INLET PIPE DRAIN MOV | 01MAL06AA901 | TCP | 480 V MOLDED CASE BREAKER | OPEN | CLOSED | no data | no data | no data | no data | no data | no data | no data
5133.0 | ST IP STEAM INLET PIPE DRAIN MOV (SPACE HEATER) | 01MAL06AA901-H01 | TCP | no data | OPEN | CLOSED | no data | no data | no data | no data | no data | no data | no data
3785.0 | LP STEAM STRAINER DRAIN VALVE | 01MAL08AA901 | TURBINE BUILDING | no data | OPEN | CLOSED | no data | no data | no data | no data | no data | no data | no data
3787.0 | LP STEAM STRAINER DRAIN VALVE AIR SET | 01MAL08AA902 | TURBINE BUILDING | no data | OPEN | CLOSED | no data | no data | no data | no data | no data | no data | no data
3788.0 | LP STEAM INLET PIPE DRAIN VALVE | 01MAL08AA903 | TURBINE BUILDING | no data | CLOSED | OPEN | no data | no data | no data | no data | no data | no data | no data
3789.0 | LP STEAM INLET PIPE DRAIN VALVLE AIR SET | 01MAL08AA904 | TURBINE BUILDING | no data | OPEN | CLOSED | no data | no data | no data | no data | no data | no data | no data
3790.0 | CMV STEAM LEAK RECOVERY MOTOR VALVE | 01MAM30AA101 | TURBINE BUILDING | no data | CLOSED | OPEN | no data | no data | no data | no data | no data | no data | no data
5052.0 | CMV STEM LEAK RECOVERY MOTOR VALVE | 01MAM30AA101 | TCP | 480 V MOLDED CASE BREAKER | OPEN | CLOSED | no data | no data | no data | no data | no data | no data | no data
5132.0 | CMV STEM LEAK RECOVERY MOV (SPACE HEATER) | 01MAM30AA101-H01 | TCP | no data | OPEN | CLOSED | no data | no data | no data | no data | no data | no data | no data
3791.0 | CMV STEAM LEAK DRAIN VALVE | 01MAM30AA102 | TURBINE BUILDING | no data | CLOSED | OPEN | no data | no data | no data | no data | no data | no data | no data
5049.0 | CMV STEAM LEAK DRAIN VALVE | 01MAM30AA102 | TCP | 480 V MOLDED CASE BREAKER | OPEN | CLOSED | no data | no data | no data | no data | no data | no data | no data
5131.0 | CMV STEAM LEAK DRAIN VALVE (SPACE HEATER) | 01MAM30AA102-H01 | TCP | no data | OPEN | CLOSED | no data | no data | no data | no data | no data | no data | no data
3792.0 | TURNING GEAR SUPPLY OIL SOLENOID VALVE BYPASS VALVE | 01MAV10AA101 | TURBINE BUILDING | no data | CLOSED | CLOSED | no data | no data | no data | no data | no data | no data | no data
3793.0 | TURNING GEAR SUPPLY OIL SOLENOID VALVE INLET VALVE | 01MAV10AA102 | TURBINE BUILDING | no data | CLOSED | OPEN | no data | no data | no data | no data | no data | no data | no data
3794.0 | TURNING GEAR SUPPLY OIL SOLENOID VALVE OUTLET VALVE | 01MAV10AA103 | TURBINE BUILDING | no data | CLOSED | OPEN | no data | no data | no data | no data | no data | no data | no data
3795.0 | SSS CLUTCH (DISENGAGED) OIL SUPPLY SOLENOID VALVE ISO. VALVE | 01MAV10AA106 | TURBINE BUILDING | no data | CLOSED | OPEN | no data | no data | no data | no data | no data | no data | no data
3796.0 | SSS CLUTCH (ENGAGED) OIL SUPPLY SOLENOID VALVE BYPASS VALVE | 01MAV10AA108 | TURBINE BUILDING | no data | CLOSED | CLOSED | no data | no data | no data | no data | no data | no data | no data
3797.0 | SSS CLUTCH (ENGAGED) OIL DRAIN SOLENOID VALVE ISO. VALVE | 01MAV10AA109 | TURBINE BUILDING | no data | CLOSED | OPEN | no data | no data | no data | no data | no data | no data | no data
3798.0 | SSS CLUTCH OIL DRAIN SOLENOID VALVE BYPASS VALVE | 01MAV10AA112 | TURBINE BUILDING | no data | CLOSED | CLOSED | no data | no data | no data | no data | no data | no data | no data
5015.0 | GLAND STEAM CONDENSER EXHAUST FAN (A) | 01MAW01AN101-M01 | TCP | 480 V MOLDED CASE BREAKER | OPEN | CLOSED | no data | no data | no data | no data | no data | no data | no data
5016.0 | GLAND STEAM CONDENSER EXHAUST FAN (B) | 01MAW01AN102-M01 | TCP | 480 V MOLDED CASE BREAKER | OPEN | CLOSED | no data | no data | no data | no data | no data | no data | no data
4929.0 | GT PACKAGE VENTILATION FAN A | 01MBA11AN101-M01 | TCP | 480 V MOLDED CASE BREAKER | OPEN | CLOSED | no data | no data | no data | no data | no data | no data | no data
4930.0 | GT PACKAGE VENTILATION FAN B | 01MBA11AN102-M01 | TCP | 480 V MOLDED CASE BREAKER | OPEN | CLOSED | no data | no data | no data | no data | no data | no data | no data
5106.0 | GT PACKAGE LIGHTING 1 | 01MBA11GP101 | TCP | no data | OPEN | CLOSED | no data | no data | no data | no data | no data | no data | no data
5107.0 | GT PACKAGE LIGHTING 2 | 01MBA11GP102 | TCP | no data | OPEN | CLOSED | no data | no data | no data | no data | no data | no data | no data
5007.0 | GT 4S COOLER FAN MOTOR (A | 01MBH01AN101-M01 | TCP | 480 V MOLDED CASE BREAKER | OPEN | CLOSED | no data | no data | no data | no data | no data | no data | no data
5008.0 | GT 4S COOLER FAN MOTOR (B) | 01MBH01AN102-M01 | TCP | 480 V MOLDED CASE BREAKER | OPEN | CLOSED | no data | no data | no data | no data | no data | no data | no data
5009.0 | GT 4S COOLER FAN MOTOR (C) | 01MBH01AN103-M01 | TCP | 480 V MOLDED CASE BREAKER | OPEN | CLOSED | no data | no data | no data | no data | no data | no data | no data
5033.0 | GT ECA COMPRESSOR A OIL HEATER | 01MBH06AH101 | TCP | 480 V MOLDED CASE BREAKER | OPEN | CLOSED | no data | no data | no data | no data | no data | no data | no data
5034.0 | GT ECA COMPRESSOR B OIL HEATER | 01MBH06AH102 | TCP | 480 V MOLDED CASE BREAKER | OPEN | CLOSED | no data | no data | no data | no data | no data | no data | no data
5616.0 | U1 GT ENHANCED AIR COMPRESSOR A | 01-MBH06AN101 | MVB SWITCHGEAR 11, CUBICLE 05A | FUES | OPEN | CLOSED | no data | no data | no data | no data | no data | no data | no data
5617.0 | U1 GT ENHANCED AIR COMPRESSOR B | 01-MBH06AN102 | MVB SWITCHGEAR 21, CUBICLE 01B | FUES | OPEN | CLOSED | no data | no data | no data | no data | no data | no data | no data
5027.0 | GT ECA COMPRESSOR A VAPOR EXTRACTOR (A) | 01MBH06AN103-M01 | TCP | 480 V MOLDED CASE BREAKER | OPEN | CLOSED | no data | no data | no data | no data | no data | no data | no data
4939.0 | GT ECA COMPRESSOR A VAPOR | 01MBH06AN104-M01 | TCP | 480 V MOLDED CASE BREAKER | OPEN | CLOSED | no data | no data | no data | no data | no data | no data | no data
6002.0 | GT ECA COMPRESSOR A VAPOR extractor (B) | 01MBH06AN104-M01 | TCP | 480 V MOLDED CASE BREAKER | OPEN | CLOSED | no data | no data | no data | no data | no data | no data | no data
5026.0 | GT ECA COMPRESSOR B VAPOR EXTRACTOR (A) | 01MBH06AN105-M01 | TCP | 480 V MOLDED CASE BREAKER | OPEN | CLOSED | no data | no data | no data | no data | no data | no data | no data
4940.0 | GT ECA COMPRESSOR B VAPOR | 01MBH06AN106-M01 | TCP | 480 V MOLDED CASE BREAKER | OPEN | CLOSED | no data | no data | no data | no data | no data | no data | no data
6003.0 | GT ECA COMPRESSOR B VAPOR extractor (B) | 01MBH06AN106-M01 | TCP | 480 V MOLDED CASE BREAKER | OPEN | CLOSED | no data | no data | no data | no data | no data | no data | no data
5020.0 | GT ECA COMPRESSOR A ENCLOSURE | 01MBH06AN107-M01 | TCP | 480 V MOLDED CASE BREAKER | OPEN | CLOSED | no data | no data | no data | no data | no data | no data | no data
6004.0 | GT ECA COMPRESSOR "A" ENCLOSURE FAN (A) | 01MBH06AN107-M01 | TCP | 480 V MOLDED CASE BREAKER | OPEN | CLOSED | no data | no data | no data | no data | no data | no data | no data
5022.0 | GT ECA COMPRESSOR A ENCLOSURE | 01MBH06AN108-M01 | TCP | 480 V MOLDED CASE BREAKER | OPEN | CLOSED | no data | no data | no data | no data | no data | no data | no data
6005.0 | GT ECA COMPRESSOR "A" ENCLOSURE FAN (B) | 01MBH06AN108-M01 | TCP | 480 V MOLDED CASE BREAKER | OPEN | CLOSED | no data | no data | no data | no data | no data | no data | no data
5023.0 | GT ECA COMPRESSOR B ENCLOSURE | 01MBH06AN109-M01 | TCP | 480 V MOLDED CASE BREAKER | OPEN | CLOSED | no data | no data | no data | no data | no data | no data | no data
6006.0 | GT ECA COMPRESSOR "B" ENCLOSURE (A) | 01MBH06AN109-M01 | TCP | 480 V MOLDED CASE BREAKER | OPEN | CLOSED | no data | no data | no data | no data | no data | no data | no data
5021.0 | GT ECA COMPRESSOR B ENCLOSURE | 01MBH06AN110-M01 | TCP | 480 V MOLDED CASE BREAKER | OPEN | CLOSED | no data | no data | no data | no data | no data | no data | no data
6007.0 | GT ECA COMPRESSOR "B" ENCLOSURE (B) | 01MBH06AN110-M01 | TCP | 480 V MOLDED CASE BREAKER | OPEN | CLOSED | no data | no data | no data | no data | no data | no data | no data
4937.0 | GT ECA COMPRESSOR A AUX OIL | 01MBH06AP401-M01 | TCP | 480 V MOLDED CASE BREAKER | OPEN | CLOSED | no data | no data | no data | no data | no data | no data | no data
4938.0 | GT ECA COMPRESSOR B AUX OIL | 01MBH06AP402-M01 | TCP | 480 V MOLDED CASE BREAKER | OPEN | CLOSED | no data | no data | no data | no data | no data | no data | no data
5129.0 | GT ECA COMPRESSOR A ENCLOSURE LIGHTING | 01MBH06GP101 | TCP | no data | OPEN | CLOSED | no data | no data | no data | no data | no data | no data | no data
5128.0 | GT ECA COMPRESSOR B ENCLOSURE LIGHTING | 01MBH06GP102 | TCP | no data | OPEN | CLOSED | no data | no data | no data | no data | no data | no data | no data
5040.0 | GT AIR INTAKE SYSTEM | 01MBL30GH001 | TCP | 480 V MOLDED CASE BREAKER | OPEN | CLOSED | no data | no data | no data | no data | no data | no data | no data
5036.0 | GT IGNITION EXCITER | 01MBM01GU001 | TCP | 480 V MOLDED CASE BREAKER | OPEN | CLOSED | no data | no data | no data | no data | no data | no data | no data
5620.0 | Fuel Gas Emergency Shut Off Valve Upstream of FGPH | 01MBP01AA701 | FUEL GAS PERFORMANCE HEATER | Valve | CLOSED | OPEN | no data | no data | no data | no data | no data | no data | no data
5611.0 | Control air to CT Purge credit valve "A" | 01MBP01AA721 | South East side of HRSG | Valve | CLOSED | OPEN | no data | no data | no data | no data | no data | no data | no data
5612.0 | Control air to CT Purge credit valve "B" | 01MBP01AA722 | South East side of HRSG | Valve | CLOSED | OPEN | no data | no data | no data | no data | no data | no data | no data
5125.0 | GT FUEL GAS SYSTEM DVP PANEL (SPACE HEATER) | 01MBP02GH00100 | TCP | no data | OPEN | CLOSED | no data | no data | no data | no data | no data | no data | no data
5946.0 | Accumulator tank "D" sypply valve | 01MBV01AA504 | LUBE OIL TANK | no data | CLOSED | OPEN | no data | no data | no data | no data | no data | no data | no data
5951.0 | Accumulator tank "D" sypply valve | 01MBV01AA504 | LUBE OIL TANK | no data | CLOSED | OPEN | no data | no data | no data | no data | no data | no data | no data
5959.0 | South Filter Dirty Side Drain | 01MBV01AA915 |  | no data | OPEN | CLOSED | no data | no data | no data | no data | no data | no data | no data
5854.0 | U1 GT IGV Actuator Control Oil Inlet Valve | 01MBX01AA103 | GT ENCLOSURE | Valve | CLOSED | OPEN | no data | no data | no data | no data | no data | no data | no data
5855.0 | U1 GT VV Actuator Control Oil Inlet Valve | 01MBX01AA104 | U1 GT ENCLOSURE | Valve | CLOSED | OPEN | no data | no data | no data | no data | no data | no data | no data
5852.0 | U1 GT IGV Actuator Control Oil Outlet Valve | 01MBX01AA203 | U1 GT ENCLOSURE | Valve | CLOSED | OPEN | no data | no data | no data | no data | no data | no data | no data
5853.0 | U1 GT VV Actuator Control Oil Outlet Valve | 01MBX01AA204 | U1 GT ENCLOSURE | Valve | CLOSED | OPEN | no data | no data | no data | no data | no data | no data | no data
5117.0 | TURBINE CONTROL PANEL | 01MBY01GH00100 | TCP | no data | OPEN | CLOSED | no data | no data | no data | no data | no data | no data | no data
4954.0 | TURBINE CONTROL PANEL | 01MBY01GH00110 | TCP | no data | OPEN | CLOSED | no data | no data | no data | no data | no data | no data | no data
5182.0 | TURBINE CONTROL PANEL | 01MBY01GH00180 | TCP | no data | OPEN | CLOSED | no data | no data | no data | no data | no data | no data | no data
5112.0 | TURBINE PROTECTION PANEL | 01MBY01GH01000 | TCP | no data | OPEN | CLOSED | no data | no data | no data | no data | no data | no data | no data
4957.0 | TURBINE PROTECTION PANEL | 01MBY01GH01010 | TCP | no data | OPEN | CLOSED | no data | no data | no data | no data | no data | no data | no data
5186.0 | TURBINE PROTECTION PANEL | 01MBY01GH01080 | TCP | no data | OPEN | CLOSED | no data | no data | no data | no data | no data | no data | no data
5113.0 | TURBINE SUPERVISORY INSTRUMENT PANEL | 01MBY01GH01600 | TCP | no data | OPEN | CLOSED | no data | no data | no data | no data | no data | no data | no data
4955.0 | TURBINE SUPERVISORY INSTRUMENT PANEL | 01MBY01GH01610 | TCP | no data | OPEN | CLOSED | no data | no data | no data | no data | no data | no data | no data
5185.0 | TURBINE SUPERVISORY INSTRUMENT PANEL | 01MBY01GH01680 | TCP | no data | OPEN | CLOSED | no data | no data | no data | no data | no data | no data | no data
5139.0 | HEATER (GT PACKAGE GAS DETECTORS) | 01MBY91GZ100 | TCP | no data | OPEN | CLOSED | no data | no data | no data | no data | no data | no data | no data
6554.0 | HEATER (GT PACKAGE GAS DETECTORS) | 01MBY91GZ100 | TCP panel 01BJA01; BR43 | no data | OPEN | CLOSED | no data | no data | no data | no data | no data | no data | no data
6647.0 | HEATER (GT PACKAGE GAS DETECTORS) | 01MBY91GZ100 | TCP panel 01BJA01; BR43 | no data | OPEN | CLOSED | no data | no data | no data | no data | no data | no data | no data
5111.0 | TURBINE REMOTE I/O PANEL A | 01MBY93GH00100 | TCP | no data | OPEN | CLOSED | no data | no data | no data | no data | no data | no data | no data
4958.0 | TURBINE REMOTE I/O PANEL A | 01MBY93GH00110 | TCP | no data | OPEN | CLOSED | no data | no data | no data | no data | no data | no data | no data
5188.0 | TURBINE REMOTE I/O PANEL A | 01MBY93GH00180 | TCP | no data | OPEN | CLOSED | no data | no data | no data | no data | no data | no data | no data
5110.0 | TURBINE REMOTE I/O PANEL B | 01MBY93GH00200 | TCP | no data | OPEN | CLOSED | no data | no data | no data | no data | no data | no data | no data
4959.0 | TURBINE REMOTE I/O PANEL B | 01MBY93GH00210 | TCP | no data | OPEN | CLOSED | no data | no data | no data | no data | no data | no data | no data
5189.0 | TURBINE REMOTE I/O PANEL B | 01MBY93GH00280 | TCP | no data | OPEN | CLOSED | no data | no data | no data | no data | no data | no data | no data
5037.0 | GENERATOR COLLECTOR HOUSING SPACE HEATER | 01MKA01AH001 | TCP | 480 V MOLDED CASE BREAKER | OPEN | CLOSED | no data | no data | no data | no data | no data | no data | no data
5127.0 | GENERATOR ON-LINE MONITORING SYSTEM | 01MKA01GH001 | TCP | no data | OPEN | CLOSED | no data | no data | no data | no data | no data | no data | no data
5126.0 | GENERATOR COLLECTOR HOUSING LIGHTING | 01MKA01GP001 | TCP | no data | OPEN | CLOSED | no data | no data | no data | no data | no data | no data | no data
5114.0 | EXCITATION AC BUSDUCT (SPACE HEATER) | 01MKC01GA301 | TCP | no data | OPEN | CLOSED | no data | no data | no data | no data | no data | no data | no data
5105.0 | EXCITATION DC BUSDUCT (SPACE HEATER) | 01MKC01GA401 | TCP | no data | OPEN | CLOSED | no data | no data | no data | no data | no data | no data | no data
5226.0 | UNIT 1 GEN EXCIT PKG AUX PWR SPLY 480 VAC | 01MKC01GP101 | MVB, 01-LVB-SWB-171, BR 26 | 480 V CIRCUIT BREACKER | OPEN | CLOSED | no data | no data | no data | no data | no data | no data | no data
5102.0 | EXCITATION TRANSFORMER (SPACE HEATER) | 01MKC01GT10100 | TCP | no data | OPEN | CLOSED | no data | no data | no data | no data | no data | no data | no data
5104.0 | EXCITATION TRANSFORMER (UTILITY CIRCUIT) | 01MKC01GT10101 | TCP | no data | OPEN | CLOSED | no data | no data | no data | no data | no data | no data | no data
6553.0 | U1 Excitation Field Breaker (FCB) | 01MKC01GU101ExcitationCubicle | U1 Excitation Building | Breaker | racked out | Racked in | no data | no data | no data | no data | no data | no data | no data
6646.0 | U1 Excitation Field Breaker (FCB) | 01MKC01GU101ExcitationCubicle | U1 Excitation Building | Breaker | racked out | Racked in | no data | no data | no data | no data | no data | no data | no data
5183.0 | DC POWER SUPPLY FOR EXCITATION SYSTEM | 01MKC01GU10180 | TCP | no data | OPEN | CLOSED | no data | no data | no data | no data | no data | no data | no data
5184.0 | DC POWER SUPPLY FOR EXCITATION SYSTEM | 01MKC01GU10181 | TCP | no data | OPEN | CLOSED | no data | no data | no data | no data | no data | no data | no data
5230.0 | UNIT 1 GT SFC PKG AUX PWR SPLY 480 VAC | 01MKE01GP101 | MVB, 01-LVB-SWB-171, BR 37 | 480 V CIRCUIT BREACKER | OPEN | CLOSED | no data | no data | no data | no data | no data | no data | no data
4202.0 | UNIT 1 SFC XFMR S.HTR 120 VAC MAIN | 01MKE01GT101 | 01-LVD-PPL-21133 BR 9 TURBINE DECK SW | 208/120VAC CIRCUIT BREAKER | OPEN | CLOSED | no data | no data | no data | no data | no data | no data | no data
5319.0 | UNIT 1 SFC CUBICLE (REDUNDANT CTRL PWR-1) | 01MKE01GU10100 | MVB, DC DISTRIBUTION PANEL 02-LVE-PPL-01, F10.13 | no data | OPEN | CLOSED | no data | no data | no data | no data | no data | no data | no data
5294.0 | UNIT 1 SFC CUBICLE (REDUNDANT CTRL PWR-2) | 01MKE01GU10101 | MVB, DC DISTRIBUTION PANEL 01-LVE-PPL-01, F10.15 | no data | OPEN | CLOSED | no data | no data | no data | no data | no data | no data | no data
5053.0 | HYDROGEN GAS DRYER | 01MKG03AT001 | TCP | 480 V MOLDED CASE BREAKER | OPEN | CLOSED | no data | no data | no data | no data | no data | no data | no data
5028.0 | GENERATOR VAPOR EXTRACTOR MOTOR | 01MKV04AN101-M01 | TCP | 480 V MOLDED CASE BREAKER | OPEN | CLOSED | no data | no data | no data | no data | no data | no data | no data
4934.0 | JACKING OIL PUMP A | 01MKV05AP201-M01 | TCP | 480 V MOLDED CASE BREAKER | OPEN | CLOSED | no data | no data | no data | no data | no data | no data | no data
4935.0 | JACKING OIL PUMP B | 01MKV05AP202-M01 | TCP | 480 V MOLDED CASE BREAKER | OPEN | CLOSED | no data | no data | no data | no data | no data | no data | no data
4931.0 | MAIN SEAL OIL PUMP | 01MKW01AP101-M01 | TCP | 480 V MOLDED CASE BREAKER | OPEN | CLOSED | no data | no data | no data | no data | no data | no data | no data
5195.0 | SEAL OIL PUMP DISCONNECT | 01MKW04AP101-M01 | TCP | no data | OPEN | CLOSED | no data | no data | no data | no data | no data | no data | no data
5018.0 | SEAL OIL VACUUM PUMP MOTOR(A) | 01MKW05AP201-M01 | TCP | 480 V MOLDED CASE BREAKER | OPEN | CLOSED | no data | no data | no data | no data | no data | no data | no data
5019.0 | SEAL OIL VACUUM PUMP MOTOR(B) | 01MKW05AP202-M01 | TCP | 480 V MOLDED CASE BREAKER | OPEN | CLOSED | no data | no data | no data | no data | no data | no data | no data
461.0 | UNIT 1 AUX STEAM ISOLATION | 01-MOV-AXS321 | U1 2ND LEVEL PIPE RACK | no data | CLOSED | OPEN | no data | no data | no data | no data | no data | no data | no data
4036.0 | UNIT 1 AUXBLR TO STM SEP INLET BLK VLV PWR | 01-MOV-AXS321 | 01-LVB-PPL-1113 BR 10 PIPE RACK 1 BY STARTUP HTR | 480 V CIRCUIT BREACKER | OPEN | CLOSED | no data | no data | no data | no data | no data | no data | no data
6636.0 | U1 Aux steam Header Iso | 01-MOV-AXS321 | 2ND PIPE RACK | MOV handwheel | CLOSED | CLOSED | no data | no data | no data | no data | no data | no data | no data
6635.0 | U1 AUX Steam Header Byp Iso handwheel | 01-MOV-AXS321A | 2ND PIPE RACK | MOV handwheel | CLOSED | CLOSED | no data | no data | no data | no data | no data | no data | no data
6679.0 | UNIT 1 AUXBLR TO STM SEP INLET BLK MOV HANDWHEEL | 01-MOV-AXS321H | 2ND PIPE RACK | MOV handwheel | CLOSED | CLOSED | no data | no data | no data | no data | no data | no data | no data
4035.0 | UNIT 1 AUXBLR TO STM SEP INLET BYP VLV PWR | 01-MOV-AXS322 | 01-LVB-PPL-1113 BR 9 PIPE RACK 1 BY STARTUP HTR | 480 V CIRCUIT BREACKER | OPEN | CLOSED | no data | no data | no data | no data | no data | no data | no data
5603.0 | UNIT 1 AUX STEAM ISOLATION BYP MOV handwheel | 01-MOV-AXS322 | Second Pipe Rack | Valve | CLOSED | CLOSED | no data | no data | no data | no data | no data | no data | no data
6678.0 | UNIT 1 AUXBLR TO STM SEP INLET BYP HANDWHEEL | 01-MOV-AXS322H | 2ND PIPE RACK | MOV handwheel | CLOSED | CLOSED | no data | no data | no data | no data | no data | no data | no data
462.0 | U1 BFP A IP DISCHARGE ISOLATION MOV | 01-MOV-BFW139 | U1 1ST LEVEL PIPE RACK | no data | CLOSED | OPEN | no data | no data | no data | no data | no data | no data | no data
4031.0 | UNIT 1 BFW PMP 01A IP DISCH VLV PWR 480VAC | 01-MOV-BFW139 | 01-LVB-PPL-1113 BR 5 PIPE RACK 1 BY STARTUP HTR | 480 V CIRCUIT BREACKER | OPEN | CLOSED | no data | no data | no data | no data | no data | no data | no data
5483.0 | UNIT 1 BFW PMP 01A IP DISCH VLV PWR 480VAC | 01-MOV-BFW139 | 01-LVB-PPL-1113 BR 5 PIPE RACK 1 BY STARTUP HTR | 480 V CIRCUIT BREACKER | OPEN | CLOSED | no data | no data | no data | no data | no data | no data | no data
5484.0 | U1 BFP A IP DISCHARGE ISOLATION MOV | 01-MOV-BFW139 | U1 1ST LEVEL PIPE RACK | Valve | CLOSED | OPEN | no data | no data | no data | no data | no data | no data | no data
5505.0 | UNIT 1 BFW PMP 01A IP DISCH VLV PWR 480VAC | 01-MOV-BFW139 | 01-LVB-PPL-1113 BR 5 PIPE RACK 1 BY STARTUP HTR | 480 V CIRCUIT BREACKER | OPEN | CLOSED | no data | no data | no data | no data | no data | no data | no data
5596.0 | U1 BFP A IP DISCHARGE ISOLATION MOV | 01-MOV-BFW139 | U1 1ST LEVEL PIPE RACK | Valve | CLOSED | OPEN | no data | no data | no data | no data | no data | no data | no data
4032.0 | UNIT 1 BFW PMP 01A IP DISCH BYP VLV PWR | 01-MOV-BFW140 | 01-LVB-PPL-1113 BR 6 PIPE RACK 1 BY STARTUP HTR | 480 V CIRCUIT BREACKER | OPEN | CLOSED | no data | no data | no data | no data | no data | no data | no data
5487.0 | 1A BFP IP discharge bypass MOV handweel | 01-MOV-BFW140 | PIPE RACK | Valve | CLOSED | OPEN | no data | no data | no data | no data | no data | no data | no data
5507.0 | UNIT 1 BFW PMP 01A IP DISCH BYP VLV PWR | 01-MOV-BFW140 | 01-LVB-PPL-1113 BR 6 PIPE RACK 1 BY STARTUP HTR | 480 V CIRCUIT BREACKER | OPEN | CLOSED | no data | no data | no data | no data | no data | no data | no data
5594.0 | UNIT 1 BFW PMP 01A IP DISCH BYP VLV PWR | 01-MOV-BFW140 | 01-LVB-PPL-1113 BR 6 PIPE RACK 1 BY STARTUP HTR | 480 V CIRCUIT BREACKER | OPEN | CLOSED | no data | no data | no data | no data | no data | no data | no data
463.0 | U1 BFP A HP DISCHARGE MOV BLOCK VALVE | 01-MOV-BFW145 | U1 1ST LEVEL PIPE RACK | no data | CLOSED | OPEN | no data | no data | no data | no data | no data | no data | no data
4027.0 | UNIT 1 BFW PMP 01A HP DISCH VLV PWR 480VAC | 01-MOV-BFW145 | 01-LVB-PPL-1113 BR 1 PIPE RACK 1 BY STARTUP HTR | 480 V CIRCUIT BREACKER | OPEN | CLOSED | no data | no data | no data | no data | no data | no data | no data
5506.0 | UNIT 1 BFW PMP 01A HP DISCH VLV PWR 480VAC | 01-MOV-BFW145 | 01-LVB-PPL-1113 BR 1 PIPE RACK 1 BY STARTUP HTR | 480 V CIRCUIT BREACKER | OPEN | CLOSED | no data | no data | no data | no data | no data | no data | no data
5515.0 | U1 BFP A HP DISCHARGE MOV BLOCK VALVE | 01-MOV-BFW145 | U1 1ST LEVEL PIPE RACK | Valve | CLOSED | OPEN | no data | no data | no data | no data | no data | no data | no data
5593.0 | UNIT 1 BFW PMP 01A HP DISCH VLV PWR 480VAC | 01-MOV-BFW145 | 01-LVB-PPL-1113 BR 1 PIPE RACK 1 BY STARTUP HTR | 480 V CIRCUIT BREACKER | OPEN | CLOSED | no data | no data | no data | no data | no data | no data | no data
4028.0 | UNIT 1 BFW PMP 01A HP DISCH BYP VLV PWR | 01-MOV-BFW146 | 01-LVB-PPL-1113 BR 2 PIPE RACK 1 BY STARTUP HTR | 480 V CIRCUIT BREACKER | OPEN | CLOSED | no data | no data | no data | no data | no data | no data | no data
5486.0 | 1A BFP HP discharge bypass MOV handweel | 01-MOV-BFW146 | PIPE RACK | no data | CLOSED | OPEN | no data | no data | no data | no data | no data | no data | no data
5508.0 | UNIT 1 BFW PMP 01A HP DISCH BYP VLV PWR | 01-MOV-BFW146 | 01-LVB-PPL-1113 BR 2 PIPE RACK 1 BY STARTUP HTR | 480 V CIRCUIT BREACKER | OPEN | CLOSED | no data | no data | no data | no data | no data | no data | no data
5516.0 | 1A BFP HP discharge bypass MOV handweel | 01-MOV-BFW146 | PIPE RACK | Valve | CLOSED | CLOSED | no data | no data | no data | no data | no data | no data | no data
5595.0 | UNIT 1 BFW PMP 01A HP DISCH BYP VLV PWR | 01-MOV-BFW146 | 01-LVB-PPL-1113 BR 2 PIPE RACK 1 BY STARTUP HTR | 480 V CIRCUIT BREACKER | OPEN | CLOSED | no data | no data | no data | no data | no data | no data | no data
5597.0 | 1A BFP HP discharge bypass MOV handwheel | 01-MOV-BFW146 | PIPE RACK | Valve | CLOSED | CLOSED | no data | no data | no data | no data | no data | no data | no data
464.0 | U1 BFP B IP DISCHARGE ISOLATION MOV | 01-MOV-BFW179 | U1 1ST LEVEL PIPE RACK | no data | CLOSED | OPEN | no data | no data | no data | no data | no data | no data | no data
4034.0 | UNIT 1 BFW PMP 01B IP DISCH VLV PWR 480VAC | 01-MOV-BFW179 | 01-LVB-PPL-1113 BR 8 PIPE RACK 1 BY STARTUP HTR | 480 V CIRCUIT BREACKER | OPEN | CLOSED | no data | no data | no data | no data | no data | no data | no data
5530.0 | UNIT 1 BFW PMP 01B IP DISCH VLV PWR 480VAC | 01-MOV-BFW179 | 01-LVB-PPL-1113 BR 8 PIPE RACK 1 BY STARTUP HTR | 480 V CIRCUIT BREACKER | OPEN | CLOSED | no data | no data | no data | no data | no data | no data | no data
5539.0 | U1 BFP B IP DISCHARGE ISOLATION MOV | 01-MOV-BFW179 | U1 1ST LEVEL PIPE RACK | Valve | CLOSED | OPEN | no data | no data | no data | no data | no data | no data | no data
4033.0 | UNIT 1 BFW PMP 01B IP DISCH BYP VLV PWR | 01-MOV-BFW180 | 01-LVB-PPL-1113 BR 7 PIPE RACK 1 BY STARTUP HTR | 480 V CIRCUIT BREACKER | OPEN | CLOSED | no data | no data | no data | no data | no data | no data | no data
5496.0 | 1B BFP IP discharge bypass MOV handwheel | 01-MOV-BFW180 | PIPE RACK | Valve | CLOSED | CLOSED | no data | no data | no data | no data | no data | no data | no data
5531.0 | UNIT 1 BFW PMP 01B IP DISCH BYP VLV PWR | 01-MOV-BFW180 | 01-LVB-PPL-1113 BR 7 PIPE RACK 1 BY STARTUP HTR | 480 V CIRCUIT BREACKER | OPEN | CLOSED | no data | no data | no data | no data | no data | no data | no data
5540.0 | 1B BFP IP discharge bypass MOV handwheel | 01-MOV-BFW180 | PIPE RACK | Valve | CLOSED | CLOSED | no data | no data | no data | no data | no data | no data | no data
465.0 | U1 BFP B HP DISCHARGE MOV BLOCK VALVE | 01-MOV-BFW185 | U1 1ST LEVEL PIPE RACK | no data | CLOSED | OPEN | no data | no data | no data | no data | no data | no data | no data
4029.0 | UNIT 1 BFW PMP 01B HP DISCH VLV PWR 480VAC | 01-MOV-BFW185 | 01-LVB-PPL-1113 BR 3 PIPE RACK 1 BY STARTUP HTR | 480 V CIRCUIT BREACKER | OPEN | CLOSED | no data | no data | no data | no data | no data | no data | no data
5532.0 | UNIT 1 BFW PMP 01B HP DISCH VLV PWR 480VAC | 01-MOV-BFW185 | 01-LVB-PPL-1113 BR 3 PIPE RACK 1 BY STARTUP HTR | 480 V CIRCUIT BREACKER | OPEN | CLOSED | no data | no data | no data | no data | no data | no data | no data
5542.0 | U1 BFP B HP DISCHARGE MOV BLOCK VALVE | 01-MOV-BFW185 | U1 1ST LEVEL PIPE RACK | Valve | CLOSED | OPEN | no data | no data | no data | no data | no data | no data | no data
4030.0 | UNIT 1 BFW PMP 01B HP DISCH BYP VLV PWR | 01-MOV-BFW186 | 01-LVB-PPL-1113 BR 4 PIPE RACK 1 BY STARTUP HTR | 480 V CIRCUIT BREACKER | OPEN | CLOSED | no data | no data | no data | no data | no data | no data | no data
5533.0 | UNIT 1 BFW PMP 01B HP DISCH BYP VLV PWR | 01-MOV-BFW186 | 01-LVB-PPL-1113 BR 4 PIPE RACK 1 BY STARTUP HTR | 480 V CIRCUIT BREACKER | OPEN | CLOSED | no data | no data | no data | no data | no data | no data | no data
466.0 | CONDENSATE IRON FILTER AUTOMATIC ISOLATION | 01-MOV-CND201 | U1 CONDENSATE RECIEVER TANK AREA | no data | CLOSED | OPEN | no data | no data | no data | no data | no data | no data | no data
4670.0 | UNIT 1 COND TO COND IRON FLTR 01A VLV PWR 480VAC | 01-MOV-CND201 | 01-LVB--PPL-1311, BR5ACC MCC ENCLOSURE | 480 V CIRCUIT BREACKER | OPEN | CLOSED | no data | no data | no data | no data | no data | no data | no data
467.0 | CONDENSATE IRON FILTER AUTOMATIC ISOLATION | 01-MOV-CND211 | U1 CONDENSATE RECIEVER TANK AREA | no data | CLOSED | OPEN | no data | no data | no data | no data | no data | no data | no data
4674.0 | UNIT 1 COND TO COND IRON FLTR 01B VLV PWR 480V | 01-MOV-CND211 | 01-LVB--PPL-1311, BR6ACC MCC ENCLOSURE | 480 V CIRCUIT BREACKER | OPEN | CLOSED | no data | no data | no data | no data | no data | no data | no data
468.0 | CONDENSATE IRON FILTER AUTOMATIC BYPASS | 01-MOV-CND221 | U1 CONDENSATE RECIEVER TANK AREA | no data | CLOSED | OPEN | no data | no data | no data | no data | no data | no data | no data
4671.0 | UNIT 1 COND IRON FLTR BYP VLV PWR 480VAC | 01-MOV-CND221 | 01-LVB--PPL-1311, BR7ACC MCC ENCLOSURE | 480 V CIRCUIT BREACKER | OPEN | CLOSED | no data | no data | no data | no data | no data | no data | no data
4675.0 | UNIT 1 ACC STM VLV ROW 1 PWR 480VAC | 01-MOV-CND814 | 01-LVB--PPL-1311, BR10ACC MCC ENCLOSURE | 480 V CIRCUIT BREACKER | OPEN | CLOSED | no data | no data | no data | no data | no data | no data | no data
4676.0 | UNIT 1 ACC STM VLV ROW 2 PWR 480VAC | 01-MOV-CND815 | 01-LVB--PPL-1311, BR12ACC MCC ENCLOSURE | 480 V CIRCUIT BREACKER | OPEN | CLOSED | no data | no data | no data | no data | no data | no data | no data
4044.0 | HRSG 1 HP BD MANIFOLD DRN MOV MAIN PWR FEED | 01-MOV-HBD941 | 01-LVB-PPL-1114 BR 8 OUTSIDE HRSG SWG ENCLOSURE | 480 V CIRCUIT BREACKER | OPEN | CLOSED | no data | no data | no data | no data | no data | no data | no data
4045.0 | HRSG 1 IP BD MANIFOLD DRAIN MAIN PWR FEED | 01-MOV-HBD942 | 01-LVB-PPL-1114 BR 9 OUTSIDE HRSG SWG ENCLOSURE | 480 V CIRCUIT BREACKER | OPEN | CLOSED | no data | no data | no data | no data | no data | no data | no data
4046.0 | HRSG 1 LP BD MANIFOLD DRN MAIN PWR FEED | 01-MOV-HBD943 | 01-LVB-PPL-1114 BR 10 OUTSIDE HRSG SWG ENCLOSURE | 480 V CIRCUIT BREACKER | OPEN | CLOSED | no data | no data | no data | no data | no data | no data | no data
4234.0 | HRSG 1 STACK DAMPER MOV MAIN PWR FEED | 01-MOV-HEH901 | 01-LVB-PPL-2111 BR 19,21,23 TOP OF HRSG HP DRUM | 480 V CIRCUIT BREACKER | OPEN | CLOSED | no data | no data | no data | no data | no data | no data | no data
4093.0 | HRSG 1 HP SPARGING STEAM MOV MAIN FEED | 01-MOV-HHS904 | 01-LVB-PPL-11121 BR 13 OUTSIDE HRSG SWG ENCLOSURE | 480 V CIRCUIT BREACKER | OPEN | CLOSED | no data | no data | no data | no data | no data | no data | no data
6637.0 | HRSG 1 HP SPARGING MOV MAIN FEED | 01-MOV-HHS904 | 01-LVB-PPL-11121 BR 8 OUTSIDE HRSG SWG ENCLOSURE | 480 V CIRCUIT BREACKER | OPEN | CLOSED | no data | no data | no data | no data | no data | no data | no data
5845.0 | HRSG 1 HP SPARGING STEAM MOV HANDWHEEL | 01-MOV-HHS904H | HRSG WEST | MOV handwheel | CLOSED | CLOSED | no data | no data | no data | no data | no data | no data | no data
4231.0 | HRSG 1 HP VENT MOV MAIN PWR FEED | 01-MOV-HHS905 | 01-LVB-PPL-2111 BR 8,10,12 TOP OF HRSG HP DRUM | 480 V CIRCUIT BREACKER | OPEN | CLOSED | no data | no data | no data | no data | no data | no data | no data
4236.0 | HRSG 1 HP STEAM OUTLET STOP MOV PWR FEED | 01-MOV-HHS906 | 01-LVB-PPL-2111 BR 25,27,29 TOP OF HRSG HP DRUM | 480 V CIRCUIT BREACKER | OPEN | CLOSED | no data | no data | no data | no data | no data | no data | no data
5648.0 | HRSG 1 HP STEAM OUTLET STOP MOV HANDWHEEL | 01-MOV-HHS906 | TOP OF THE HRSG | Valve | CLOSED | OPEN | no data | no data | no data | no data | no data | no data | no data
5649.0 | HRSG 1 HP STEAM OUTLET STOP MOV BYPASS | 01-MOV-HHS906 | TOP OF THE HRSG | Valve | CLOSED | CLOSED | no data | no data | no data | no data | no data | no data | no data
5651.0 | HRSG 1 HP STEAM OUTLET STOP MOV BYPASS | 01-MOV-HHS906B | TOP OF THE HRSG | Valve | CLOSED | CLOSED | no data | no data | no data | no data | no data | no data | no data
4239.0 | HRSG 1 HP STEAM OUTLET STOP VLV BYP MOV FEED | 01-MOV-HHS907 | 01-LVB-PPL-2111 BR 7,9,11 TOP OF HRSG HP DRUM | 480 V CIRCUIT BREACKER | OPEN | CLOSED | no data | no data | no data | no data | no data | no data | no data
5650.0 | HRSG 1 HP STEAM OUTLET STOP VLV BYP MOV HANDWHEEL | 01-MOV-HHS907 | TOP OF HRSG HP DRUM | Valve | CLOSED | CLOSED | no data | no data | no data | no data | no data | no data | no data
5652.0 | HRSG 1 HP STEAM OUTLET STOP VLV BYP MOV BYPASS | 01-MOV-HHS907B | TOP OF HRSG HP DRUM | Valve | CLOSED | CLOSED | no data | no data | no data | no data | no data | no data | no data
4018.0 | HRSG 1 HP ATTEMP SPRAY WATER STOP MOV PWR | 01-MOV-HHS908 | 01-LVB-PPL-1112 BR 14 OUTSIDE HRSG SWG ENCLOSURE | 480 V CIRCUIT BREACKER | OPEN | CLOSED | no data | no data | no data | no data | no data | no data | no data
4047.0 | HRSP 1 HP INTERMITTENT BD DTOP MAIN PWR FEED | 01-MOV-HHS909 | 01-LVB-PPL-1114 BR 11 OUTSIDE HRSG SWG ENCLOSURE | 480 V CIRCUIT BREACKER | OPEN | CLOSED | no data | no data | no data | no data | no data | no data | no data
4041.0 | HRSG 1 HP SH #1 DRAIN POT STOP MOV MAIN PWR | 01-MOV-HHS910 | 01-LVB-PPL-1114 BR 5 OUTSIDE HRSG SWG ENCLOSURE | 480 V CIRCUIT BREACKER | OPEN | CLOSED | no data | no data | no data | no data | no data | no data | no data
4094.0 | HRSG 1 ATTEMP DRAIN POT STOP MOV MAIN FEED | 01-MOV-HHS911 | 01-LVB-PPL-11121 BR 14 OUTSIDE HRSG SWG ENCLOSURE | 480 V CIRCUIT BREACKER | OPEN | CLOSED | no data | no data | no data | no data | no data | no data | no data
4048.0 | HRSP 1 HP INTERMITTENT BD DTOP MAIN PWR FEED | 01-MOV-HHS912 | 01-LVB-PPL-1114 BR 13 OUTSIDE HRSG SWG ENCLOSURE | 480 V CIRCUIT BREACKER | OPEN | CLOSED | no data | no data | no data | no data | no data | no data | no data
4232.0 | HRSG 1 HP VENT MOV MAIN PWR FEED | 01-MOV-HHS913 | 01-LVB-PPL-2111 BR 13,15,17 TOP OF HRSG HP DRUM | 480 V CIRCUIT BREACKER | OPEN | CLOSED | no data | no data | no data | no data | no data | no data | no data
4042.0 | HRSG 1 HP FEEDWATER STOP MOV MAIN PWR FEED | 01-MOV-HHS941 | 01-LVB-PPL-1114 BR 6 OUTSIDE HRSG SWG ENCLOSURE | 480 V CIRCUIT BREACKER | OPEN | CLOSED | no data | no data | no data | no data | no data | no data | no data
4084.0 | HRSG 1 HP ECON VENT MAIN PWR FEED | 01-MOV-HHS942 | 01-LVB-PPL-11121 BR 4 OUTSIDE HRSG SWG ENCLOSURE | 480 V CIRCUIT BREACKER | OPEN | CLOSED | no data | no data | no data | no data | no data | no data | no data
4086.0 | HRSG 1 HP CASCADING BD ISOLATION MAIN FEED | 01-MOV-HHS943 | 01-LVB-PPL-11121 BR 6 OUTSIDE HRSG SWG ENCLOSURE | 480 V CIRCUIT BREACKER | OPEN | CLOSED | no data | no data | no data | no data | no data | no data | no data
4007.0 | HRSG 1 IP STEAM OUTLET MOV MAIN PWR FEED | 01-MOV-HIS902 | 01-LVB-PPL-1112 BR 3 OUTSIDE HRSG SWG ENCLOSURE | 480 V CIRCUIT BREACKER | OPEN | CLOSED | no data | no data | no data | no data | no data | no data | no data
4085.0 | HRSG 1 IP FEEDWATER FGH STOP VLV MAIN FEED | 01-MOV-HIS904 | 01-LVB-PPL-11121 BR 5 OUTSIDE HRSG SWG ENCLOSURE | 480 V CIRCUIT BREACKER | OPEN | CLOSED | no data | no data | no data | no data | no data | no data | no data
5580.0 | HRSG 1 IP FEEDWATER FGH STOP MOV | 01-MOV-HIS904 | One level below LP drum | MOV handwheel | CLOSED | OPEN | no data | no data | no data | no data | no data | no data | no data
5581.0 | HRSG 1 IP FEEDWATER FGH STOP MOV bypass | 01-MOV-HIS904a | Ole level below LP drum | Valve | CLOSED | CLOSED | no data | no data | no data | no data | no data | no data | no data
4087.0 | HRSG 1 IP CONT BLOWDOWN STOP MAIN FEED | 01-MOV-HIS905 | 01-LVB-PPL-11121 BR 7 OUTSIDE HRSG SWG ENCLOSURE | 480 V CIRCUIT BREACKER | OPEN | CLOSED | no data | no data | no data | no data | no data | no data | no data
4088.0 | HRSG 1 IP STEAM STOP MAIN PWR FEED | 01-MOV-HIS908 | 01-LVB-PPL-11121 BR 8 OUTSIDE HRSG SWG ENCLOSURE | 480 V CIRCUIT BREACKER | OPEN | CLOSED | no data | no data | no data | no data | no data | no data | no data
5646.0 | HRSG 1 IP STEAM STOP HANDWHEEL | 01-MOV-HIS908 |  | Valve | CLOSED | OPEN | no data | no data | no data | no data | no data | no data | no data
5647.0 | HRSG 1 IP STEAM STOP BYPASS | 01-MOV-HIS908B |  | Valve | CLOSED | CLOSED | no data | no data | no data | no data | no data | no data | no data
4090.0 | HRSG 1 IP SPARGING STEAM STOP MAIN PWR FEED | 01-MOV-HIS909 | 01-LVB-PPL-11121 BR 10 OUTSIDE HRSG SWG ENCLOSURE | 480 V CIRCUIT BREACKER | OPEN | CLOSED | no data | no data | no data | no data | no data | no data | no data
5844.0 | HRSG 1 IP SPARGING STEAM STOP MOV HANDWHEEL | 01-MOV-HIS909H | HRSG WEST | MOV handwheel | CLOSED | CLOSED | no data | no data | no data | no data | no data | no data | no data
4237.0 | HRSG 1 IP TO DA PEGGING MOV MAIN PWR FEED | 01-MOV-HIS910 | 01-LVB-PPL-2111 BR 32,34,36 TOP OF HRSG HP DRUM | 480 V CIRCUIT BREACKER | OPEN | CLOSED | no data | no data | no data | no data | no data | no data | no data
4104.0 | HRSG 1 IP DRAIN POT STOP MOV MAIN PWR FEED | 01-MOV-HIS915 | 01-LVB-PPL-2112 BR 26,28,30 INSIDE HRSG SWG ENCLOSURE | 480 V CIRCUIT BREACKER | OPEN | CLOSED | no data | no data | no data | no data | no data | no data | no data
5665.0 | HRSG 1 IP Drain Pot Stop MOV Main PWR Feed | 01-MOV-HIS915 | Inside HRSG SWG enclosure panel 01-LVB-PPL-2112, breaker10 | no data | OPEN | CLOSED | no data | no data | no data | no data | no data | no data | no data
5666.0 | HRSG 1 IP Drain Pot Stop MOV Hand Wheel | 01-MOV-HIS915 | HRSG ground level | no data | CLOSED | OPEN | no data | no data | no data | no data | no data | no data | no data
4089.0 | HRSG 1 IP INTERMITTENT BD STOP MAIN FEED | 01-MOV-HIS916 | 01-LVB-PPL-11121 BR 9 OUTSIDE HRSG SWG ENCLOSURE | 480 V CIRCUIT BREACKER | OPEN | CLOSED | no data | no data | no data | no data | no data | no data | no data
4091.0 | HRSG 1 IP INTERMITTENT BD STOP MAIN FEED | 01-MOV-HIS917 | 01-LVB-PPL-11121 BR 11 OUTSIDE HRSG SWG ENCLOSURE | 480 V CIRCUIT BREACKER | OPEN | CLOSED | no data | no data | no data | no data | no data | no data | no data
4103.0 | HRSG 1 IP OUTLET DRAIN POT STOP MOV PWR FEED | 01-MOV-HIS918 | 01-LVB-PPL-2112 BR 25,27,29 INSIDE HRSG SWG ENCLOSURE | 480 V CIRCUIT BREACKER | OPEN | CLOSED | no data | no data | no data | no data | no data | no data | no data
4043.0 | HRSG 1 IP FEEDWATER INLET STOP VLV MAIN PWR | 01-MOV-HIS941 | 01-LVB-PPL-1114 BR 7 OUTSIDE HRSG SWG ENCLOSURE | 480 V CIRCUIT BREACKER | OPEN | CLOSED | no data | no data | no data | no data | no data | no data | no data
4092.0 | HRSG 1 IP ECON VENT STOP MAIN PWR FEED | 01-MOV-HIS943 | 01-LVB-PPL-11121 BR 12 OUTSIDE HRSG SWG ENCLOSURE | 480 V CIRCUIT BREACKER | OPEN | CLOSED | no data | no data | no data | no data | no data | no data | no data
4020.0 | HRSG 1 IP SH MOV VENT VLV 480VAC | 01-MOV-HIS946 | 01-LVB-PPL-1112 BR 16 OUTSIDE HRSG SWG ENCLOSURE | 480 V CIRCUIT BREACKER | OPEN | CLOSED | no data | no data | no data | no data | no data | no data | no data
4101.0 | HRSG 1 IP FEEDWATER INLET STOP VLV PWR FEED | 01-MOV-HLS902 | 01-LVB-PPL-2112 BR 19,21,23 INSIDE HRSG SWG ENCLOSURE | 480 V CIRCUIT BREACKER | OPEN | CLOSED | no data | no data | no data | no data | no data | no data | no data
4100.0 | HRSG 1 LP STEAM STARTUP VENT STOP MOV PWR | 01-MOV-HLS905 | 01-LVB-PPL-2112 BR 14,16,18 INSIDE HRSG SWG ENCLOSURE | 480 V CIRCUIT BREACKER | OPEN | CLOSED | no data | no data | no data | no data | no data | no data | no data
4102.0 | HRSG 1 LP STEAM OUTLET STOP MAIN PWR FEED | 01-MOV-HLS906 | 01-LVB-PPL-2112 BR 20,22,24 INSIDE HRSG SWG ENCLOSURE | 480 V CIRCUIT BREACKER | OPEN | CLOSED | no data | no data | no data | no data | no data | no data | no data
5645.0 | HRSG 1 LP STEAM OUTLET STOP HANDWHEEL | 01-MOV-HLS906 | East of HRSG | Valve | CLOSED | OPEN | no data | no data | no data | no data | no data | no data | no data
5656.0 | HRSG 1 LP STEAM OUTLET STOP MAIN PWR FEED | 01-MOV-HLS906 | 01-LVB-PPL-2112 BR 20,22,24 INSIDE HRSG SWG ENCLOSURE | 480 V CIRCUIT BREACKER | OPEN | CLOSED | no data | no data | no data | no data | no data | no data | no data
4009.0 | HRRSG 1 LP ECON VENT MAIN PWR FEED | 01-MOV-HLS907 | 01-LVB-PPL-1112 BR 5 OUTSIDE HRSG SWG ENCLOSURE | 480 V CIRCUIT BREACKER | OPEN | CLOSED | no data | no data | no data | no data | no data | no data | no data
4017.0 | HRSG 1 LP INTERMITTENT BD STOP MAIN PWR FEED | 01-MOV-HLS908 | 01-LVB-PPL-1112 BR 13 OUTSIDE HRSG SWG ENCLOSURE | 480 V CIRCUIT BREACKER | OPEN | CLOSED | no data | no data | no data | no data | no data | no data | no data
4008.0 | HRSG 1 LP FEEDWATER INLET STOP MAIN PWR FEED | 01-MOV-HLS931 | 01-LVB-PPL-1112 BR 4 OUTSIDE HRSG SWG ENCLOSURE | 480 V CIRCUIT BREACKER | OPEN | CLOSED | no data | no data | no data | no data | no data | no data | no data
4016.0 | HRSG 1 LP SPARGING STEAM SHUTOFF VALVE | 01-MOV-HLS944 | 01-LVB-PPL-1112 BR 12 OUTSIDE HRSG SWG ENCLOSURE | 480 V CIRCUIT BREACKER | OPEN | CLOSED | no data | no data | no data | no data | no data | no data | no data
5843.0 | HRSG 1 LP SPARGING STEAM SHUTOFF MOV HANDWHEEL | 01-MOV-HLS944H | HRSG WEST | MOV handwheel | CLOSED | CLOSED | no data | no data | no data | no data | no data | no data | no data
4238.0 | HRSG 1 REHEAT OUTLET STARTUP VENT STOP MOV | 01-MOV-HRS904 | 01-LVB-PPL-2111 BR 37,39,41 TOP OF HRSG HP DRUM | 480 V CIRCUIT BREACKER | OPEN | CLOSED | no data | no data | no data | no data | no data | no data | no data
4233.0 | HRSG 1 REHEAT STARTUP VENT MOV MAIN FEED | 01-MOV-HRS911 | 01-LVB-PPL-2111 BR 14,16,18 TOP OF HRSG HP DRUM | 480 V CIRCUIT BREACKER | OPEN | CLOSED | no data | no data | no data | no data | no data | no data | no data
4098.0 | HRSG 1 RHT ATTEMP SPRAY WATER STOP PWR FEED | 01-MOV-HRS912 | 01-LVB-PPL-2112 BR 8,10,12 INSIDE HRSG SWG ENCLOSURE | 480 V CIRCUIT BREACKER | OPEN | CLOSED | no data | no data | no data | no data | no data | no data | no data
4099.0 | HRSG 1 REHEAT ATTEMP LOOP DRAIN POT PWR FEED | 01-MOV-HRS914 | 01-LVB-PPL-2112 BR 13.15.17 INSIDE HRSG SWG ENCLOSURE | 480 V CIRCUIT BREACKER | OPEN | CLOSED | no data | no data | no data | no data | no data | no data | no data
5963.0 | Lube oil filter equalization valve | 01MPV01AA125 |  | no data | CLOSED | OPEN | no data | no data | no data | no data | no data | no data | no data
5950.0 | Accumulator Tank "A" drain valve | 01MPV01AA904 | LUBE OIL TANK | no data | CLOSED | CLOSED | no data | no data | no data | no data | no data | no data | no data
5955.0 | Accumulator Tank "A" drain valve | 01MPV01AA904 | LUBE OIL TANK | no data | CLOSED | CLOSED | no data | no data | no data | no data | no data | no data | no data
5949.0 | Accumulator Tank "B" drain valve | 01MPV01AA905 | LUBE OIL TANK | no data | CLOSED | CLOSED | no data | no data | no data | no data | no data | no data | no data
5954.0 | Accumulator Tank "B" drain valve | 01MPV01AA905 | LUBE OIL TANK | no data | CLOSED | CLOSED | no data | no data | no data | no data | no data | no data | no data
5948.0 | Accumulator Tank "C" drain valve | 01MPV01AA906 | LUBE OIL TANK | no data | CLOSED | CLOSED | no data | no data | no data | no data | no data | no data | no data
5953.0 | Accumulator Tank "C" drain valve | 01MPV01AA906 | LUBE OIL TANK | no data | CLOSED | CLOSED | no data | no data | no data | no data | no data | no data | no data
5947.0 | Accumulator Tank "D" drain | 01MPV01AA907 | LUBE OIL TANK | no data | OPEN | CLOSED | no data | no data | no data | no data | no data | no data | no data
5952.0 | Accumulator Tank "D" drain | 01MPV01AA907 | LUBE OIL TANK | no data | OPEN | CLOSED | no data | no data | no data | no data | no data | no data | no data
5962.0 | North Filter Dirty Side drain | 01MPV01AA911 |  | no data | CLOSED | CLOSED | no data | no data | no data | no data | no data | no data | no data
5961.0 | North Filter Clean Side Drain | 01MPV01AA912 |  | no data | CLOSED | CLOSED | no data | no data | no data | no data | no data | no data | no data
5958.0 | South Filter Clean side drain | 01MPV01AA914 | LUBE OIL TANK | no data | OPEN | CLOSED | no data | no data | no data | no data | no data | no data | no data
5960.0 | South Filter Vent | 01MPV01AA918 |  | no data | CLOSED | OPEN | no data | no data | no data | no data | no data | no data | no data
5029.0 | LUBE OIL HEATER (A) | 01MPV01AH101 | TCP | 480 V MOLDED CASE BREAKER | OPEN | CLOSED | no data | no data | no data | no data | no data | no data | no data
5030.0 | LUBE OIL HEATER (B) | 01MPV01AH102 | TCP | 480 V MOLDED CASE BREAKER | OPEN | CLOSED | no data | no data | no data | no data | no data | no data | no data
5031.0 | LUBE OIL HEATER (C) | 01MPV01AH103 | TCP | 480 V MOLDED CASE BREAKER | OPEN | CLOSED | no data | no data | no data | no data | no data | no data | no data
5032.0 | LUBE OIL HEATER (D) | 01MPV01AH104 | TCP | 480 V MOLDED CASE BREAKER | OPEN | CLOSED | no data | no data | no data | no data | no data | no data | no data
4932.0 | LUBE OIL VAPOR EXTRACTOR A | 01MPV01AN101-M01 | TCP | 480 V MOLDED CASE BREAKER | OPEN | CLOSED | no data | no data | no data | no data | no data | no data | no data
4933.0 | LUBE OIL VAPOR EXTRACTOR B | 01MPV01AN102-M01 | TCP | 480 V MOLDED CASE BREAKER | OPEN | CLOSED | no data | no data | no data | no data | no data | no data | no data
5851.0 | UNIT 1 MAIN LUBE OIL PUMP MOTOR A | 01MPV01AP101-M01 | HRSG-1 ENCLOSURE MCC 111 CUBICLE 2FM | 480 V MOLDED CASE BREAKER | OPEN | CLOSED | no data | no data | no data | no data | no data | no data | no data
3935.0 | U1 LUBE OIL PUMP A | 01MPV01AP101-MO1 | HRSG-1 ENCLOSURE MCC 111 CUBICLE 2FM | 480 V MOLDED CASE BREAKER | OPEN | CLOSED | no data | no data | no data | no data | no data | no data | no data
3970.0 | UNIT 1 MAIN LUBE OIL PUMP MOTOR B | 01MPV01AP102-M01 | HRSG-1 ENCLOSURE MCC 211 CUBICLE 3FM | 480 V MOLDED CASE BREAKER | OPEN | CLOSED | no data | no data | no data | no data | no data | no data | no data
5672.0 | UNIT 1 MAIN LUBE OIL PUMP MOTOR B | 01MPV01AP102-M01 | HRSG-1 ENCLOSURE MCC 211 CUBICLE 3FM | 480 V MOLDED CASE BREAKER | OPEN | CLOSED | no data | no data | no data | no data | no data | no data | no data
5194.0 | LUBE OIL PUMP DISCONNECT | 01MPV01AP401-M01 | TCP | no data | OPEN | CLOSED | no data | no data | no data | no data | no data | no data | no data
5850.0 | Emergency Lube Oil Pump Motor | 01MPV01AP401-M01 | TCP | Breaker | OPEN | CLOSED | no data | no data | no data | no data | no data | no data | no data
5957.0 | Lube oil filter switching valve | 01MPV01AT101 | Lube oil system | no data | North filter | North filter | no data | no data | no data | no data | no data | no data | no data
5017.0 | LUBE OIL PURIFIER PUMP MOTOR | 01MPV21AP101-M01 | TCP | 480 V MOLDED CASE BREAKER | OPEN | CLOSED | no data | no data | no data | no data | no data | no data | no data
5498.0 | U1 BFP B HP DISCHARGE BYPASS MOV HANDWHEEL | 01-MPV-BFW186 | East of HRSG stack | Valve | CLOSED | CLOSED | no data | no data | no data | no data | no data | no data | no data
5035.0 | CONTROL OIL HEATER | 01MPX01AH101 | TCP | 480 V MOLDED CASE BREAKER | OPEN | CLOSED | no data | no data | no data | no data | no data | no data | no data
5010.0 | CONTROL OIL PUMP MOTOR (A) | 01MPX01AP101-M01 | TCP | 480 V MOLDED CASE BREAKER | OPEN | CLOSED | no data | no data | no data | no data | no data | no data | no data
5011.0 | CONTROL OIL PUMP MOTOR (B) | 01MPX01AP102-M01 | TCP | 480 V MOLDED CASE BREAKER | OPEN | CLOSED | no data | no data | no data | no data | no data | no data | no data
5014.0 | CONTROL OIL POLISHING PUMP | 01MPX11AP101-M01 | TCP | 480 V MOLDED CASE BREAKER | OPEN | CLOSED | no data | no data | no data | no data | no data | no data | no data
3878.0 | HRSG 01 SUS XFMR 01 | 01-MVA-XFR-11 | MVB SWITHCGEAR 1, CUBICLE 06A | 13.8 KV RACK-OUT BREAKER | OPEN | CLOSED | no data | no data | no data | no data | no data | no data | no data
4135.0 | MVA XFR HRSG 1 A - SUS HEATERS | 01-MVA-XFR-11 | 01-LVD-PPL-2111 BR 8 INSIDE HRSG SWG ENCLOSURE | 208/120VAC CIRCUIT BREAKER | OPEN | CLOSED | no data | no data | no data | no data | no data | no data | no data
3880.0 | ACC 01 SUS XFMR 01 | 01-MVA-XFR-13 | MVB SWITHCGEAR 1, CUBICLE 05A | 13.8 KV RACK-OUT BREAKER | OPEN | CLOSED | no data | no data | no data | no data | no data | no data | no data
3882.0 | ACC 01 SUS XFMR 03 | 01-MVA-XFR-15 | MVB SWITHCGEAR 1, CUBICLE 05B | 13.8 KV RACK-OUT BREAKER | OPEN | CLOSED | no data | no data | no data | no data | no data | no data | no data
3888.0 | HRSG 01 SUS XFMR 02 | 01-MVA-XFR-21 | MVB SWITHCGEAR 2, CUBICLE 12A | 13.8 KV RACK-OUT BREAKER | OPEN | CLOSED | no data | no data | no data | no data | no data | no data | no data
4120.0 | MVA XFR HRSG 1 B - SUS HEATERS | 01-MVA-XFR-21 | 01-LVD-PPL-2111 BR 15 INSIDE HRSG SWG ENCLOSURE | 208/120VAC CIRCUIT BREAKER | OPEN | CLOSED | no data | no data | no data | no data | no data | no data | no data
3890.0 | ACC 01 SUS XFMR 02 | 01-MVA-XFR-23 | MVB SWITHCGEAR 2, CUBICLE 13A | 13.8 KV RACK-OUT BREAKER | OPEN | CLOSED | no data | no data | no data | no data | no data | no data | no data
3892.0 | ACC 01 SUS XFMR 04 | 01-MVA-XFR-25 | MVB SWITHCGEAR 2, CUBICLE 14A | 13.8 KV RACK-OUT BREAKER | OPEN | CLOSED | no data | no data | no data | no data | no data | no data | no data
469.0 | DA EJECTOR STEAM SUPPLY CONTROL VALVE | 01-PCV-AXS713 | U1 CONDENSATE RECIEVER TANK AREA | no data | CLOSED | OPEN | no data | no data | no data | no data | no data | no data | no data
470.0 | SYSTEM BALANCING CONTROL VALVE | 01-PCV-CCW191 | U1 CCW AREA | no data | CLOSED | OPEN | no data | no data | no data | no data | no data | no data | no data
471.0 | CO2 BACKPRESSURE REGULATOR | 01-PCV-CMG117 | U1 STG BLDG | no data | CLOSED | OPEN | no data | no data | no data | no data | no data | no data | no data
472.0 | ACC DUCT CURTAIN SPRAY CONTROL VALVE | 01-PCV-CND289 | U1 STG BLDG | no data | CLOSED | OPEN | no data | no data | no data | no data | no data | no data | no data
473.0 | CND SUCTION TO BFP CV | 01-PCV-CND423 | U1 1ST LEVEL PIPE RACK | no data | CLOSED | OPEN | no data | no data | no data | no data | no data | no data | no data
474.0 | LP ECONOMIZER INLET PCV | 01-PCV-CND455 | U1 HRSG LOWER | no data | CLOSED | OPEN | no data | no data | no data | no data | no data | no data | no data
475.0 | CRH TO AXS PRESSURE LETDOWN (LOW FLOW) | 01-PCV-CRH700 | U1 PIPE RACK TOP LEVEL | no data | CLOSED | OPEN | no data | no data | no data | no data | no data | no data | no data
476.0 | CRH TO AXS PRESSURE LETDOWN (HIGH FLOW) | 01-PCV-CRH715 | U1 PIPE RACK TOP LEVEL | no data | CLOSED | OPEN | no data | no data | no data | no data | no data | no data | no data
477.0 | HPS BYPASS VALVE | 01-PCV-HPS100 | U1 PIPE RACK TOP LEVEL | no data | CLOSED | OPEN | no data | no data | no data | no data | no data | no data | no data
478.0 | HRH BYPASS VALVE | 01-PCV-HRH100 | U1 STG BLDG UPPER | no data | CLOSED | OPEN | no data | no data | no data | no data | no data | no data | no data
479.0 | LPS BYPASS VALVE | 01-PCV-LPS100 | U1 STG BLDG UPPER | no data | CLOSED | OPEN | no data | no data | no data | no data | no data | no data | no data
4159.0 | ST 1 DRNS SUMP PMP CTRL PNL REDUNDANT 2 120VAC | 01-PDR-CPL-01 | 01-LVD-PPL-21131 BR 15 NE CORNER TURBINE BLDG | 208/120VAC CIRCUIT BREAKER | OPEN | CLOSED | no data | no data | no data | no data | no data | no data | no data
4201.0 | ST 1 DRNS SUMP PMP CTRL PNL REDUNDANT 1 120VAC | 01-PDR-CPL-01 | 01-LVD-PPL-21133 BR 7 TURBINE DECK SW | 208/120VAC CIRCUIT BREAKER | OPEN | CLOSED | no data | no data | no data | no data | no data | no data | no data
480.0 | NITROGEN STORAGE CYLINDER RACK OUTLET | 01-PRV-CMG101 | U1 HRSG EAST | no data | CLOSED | CLOSED | no data | no data | no data | no data | no data | no data | no data
481.0 | NITROGEN STORAGE CYLINDER RACK OUTLET | 01-PRV-CMG102 | U1 STG BLDG | no data | CLOSED | CLOSED | no data | no data | no data | no data | no data | no data | no data
482.0 | CO2 PRESSURE REGULATOR | 01-PRV-CMG115 | U1 STG BLDG | no data | CLOSED | OPEN | no data | no data | no data | no data | no data | no data | no data
483.0 | STEAM DRAINS PUMP SEAL WATER PRV | 01-PRV-CND325 | U1 ST DRAINS PIT AREA | no data | CLOSED | OPEN | no data | no data | no data | no data | no data | no data | no data
484.0 | STEAM DRAINS PUMP SEAL WATER PRV | 01-PRV-CND326 | U1 ST DRAINS PIT AREA | no data | CLOSED | OPEN | no data | no data | no data | no data | no data | no data | no data
485.0 | EVAP COOLER PRESSURE REGULATOR | 01-PRV-CTP112 | U1 INLET AREA | no data | CLOSED | OPEN | no data | no data | no data | no data | no data | no data | no data
486.0 | HRSG SUMP BEARING FLUSH PRESSURE REGULATOR | 01-PRV-SWS713 | U1 HRSG SUMP AREA | no data | CLOSED | OPEN | no data | no data | no data | no data | no data | no data | no data
487.0 | AUX STEAM TO ELECTRIC SUPERHEATER RELIEF VALVE | 01-PSV-AXS311 | U1 STG BLDG LOWER | no data | CLOSED | CLOSED | no data | no data | no data | no data | no data | no data | no data
488.0 | AUX STEAM HEADER SAFETY VALVE | 01-PSV-AXS325 | U1 ST DRAINS PIT PIPE RACK | no data | CLOSED | CLOSED | no data | no data | no data | no data | no data | no data | no data
489.0 | FUEL GAS TO STARTUP HEAT EXCHANGER RELIEF VALVE | 01-PSV-AXS329 | 1ST LEVEL PIPE RACK | no data | CLOSED | CLOSED | no data | no data | no data | no data | no data | no data | no data
490.0 | BFP SUCTION HEADER PSV | 01-PSV-BFW104 | 1ST LEVEL PIPE RACK | no data | CLOSED | CLOSED | no data | no data | no data | no data | no data | no data | no data
491.0 | BFP A SUCTION OVERPRESSURE PROTECTION | 01-PSV-BFW105 | HRSG LOWER | no data | CLOSED | CLOSED | no data | no data | no data | no data | no data | no data | no data
492.0 | BFP B SUCTION OVERPRESSURE PROTECTION | 01-PSV-BFW155 | HRSG LOWER | no data | CLOSED | CLOSED | no data | no data | no data | no data | no data | no data | no data
493.0 | CT TCA COOLER OVERPRESSURE PROTECTION HP FEEDWATER | 01-PSV-BFW323 | TCA COOLER AREA | no data | CLOSED | CLOSED | no data | no data | no data | no data | no data | no data | no data
494.0 | FG PERFORMANCE HEATER OVERPRESSURE PROTECTION | 01-PSV-BFW423 | U1 PERFORMANCE HEATER AREA | no data | CLOSED | CLOSED | no data | no data | no data | no data | no data | no data | no data
495.0 | FG PERFORMANCE HEATER STARTUP HEATER PSV | 01-PSV-BFW463 | U1 PERFORMANCE HEATER AREA | no data | CLOSED | CLOSED | no data | no data | no data | no data | no data | no data | no data
496.0 | FG PERFORMANCE HEATER OUTLET CND RETURN PSV | 01-PSV-BFW751 | U1 PERFORMANCE HEATER AREA | no data | CLOSED | CLOSED | no data | no data | no data | no data | no data | no data | no data
497.0 | UNIT 1 ACHE B2-1 CELL RELIEF VALVE | 01-PSV-CCW213 | U1 NORTH ACHE AREA | no data | CLOSED | CLOSED | no data | no data | no data | no data | no data | no data | no data
498.0 | UNIT 1 ACHE B2-2 CELL RELIEF VALVE | 01-PSV-CCW223 | U1 NORTH ACHE AREA | no data | CLOSED | CLOSED | no data | no data | no data | no data | no data | no data | no data
499.0 | UNIT 1 ACHE B2-3 CELL RELIEF VALVE | 01-PSV-CCW233 | U1 NORTH ACHE AREA | no data | CLOSED | CLOSED | no data | no data | no data | no data | no data | no data | no data
500.0 | UNIT 1 ACHE B2-4 CELL RELIEF VALVE | 01-PSV-CCW243 | U1 NORTH ACHE AREA | no data | CLOSED | CLOSED | no data | no data | no data | no data | no data | no data | no data
501.0 | UNIT 1 ACHE B2-5 CELL RELIEF VALVE | 01-PSV-CCW253 | U1 NORTH ACHE AREA | no data | CLOSED | CLOSED | no data | no data | no data | no data | no data | no data | no data
502.0 | 1B BFP CCW RELIEF VALVE | 01-PSV-CCW311 | U1 BFP AREA | no data | CLOSED | CLOSED | no data | no data | no data | no data | no data | no data | no data
503.0 | 1A BFP CCW RELIEF VALVE | 01-PSV-CCW331 | U1 BFP AREA | no data | CLOSED | CLOSED | no data | no data | no data | no data | no data | no data | no data
504.0 | SAMPLE PANEL CCW RELIEF VALVE | 01-PSV-CCW351 | U1 SAMPLE PANEL | no data | CLOSED | CLOSED | no data | no data | no data | no data | no data | no data | no data
505.0 | LUBE OIL INLET CCW RELIEF VALVE | 01-PSV-CCW381 | U1 STG BLDG LOWER | no data | CLOSED | CLOSED | no data | no data | no data | no data | no data | no data | no data
506.0 | LUBE OIL OUTLET CCW RELIEF VALVE | 01-PSV-CCW391 | U1 STG BLDG LOWER | no data | CLOSED | CLOSED | no data | no data | no data | no data | no data | no data | no data
507.0 | PGE02108 GENERATOR CCW RELIEF VALVE | 01-PSV-CCW413 | U1 STG BLDG UPPER | no data | CLOSED | CLOSED | no data | no data | no data | no data | no data | no data | no data
508.0 | PGE02107 GENERATOR CCW RELIEF VALVE | 01-PSV-CCW423 | U1 STG BLDG UPPER | no data | CLOSED | CLOSED | no data | no data | no data | no data | no data | no data | no data
509.0 | PGE02106 GENERATOR CCW RELIEF VALVE | 01-PSV-CCW433 | U1 STG BLDG UPPER | no data | CLOSED | CLOSED | no data | no data | no data | no data | no data | no data | no data
510.0 | PGE02105 GENERATOR CCW RELIEF VALVE | 01-PSV-CCW443 | U1 STG BLDG UPPER | no data | CLOSED | CLOSED | no data | no data | no data | no data | no data | no data | no data
511.0 | PGE02104 GENERATOR CCW RELIEF VALVE | 01-PSV-CCW453 | U1 STG BLDG UPPER | no data | CLOSED | CLOSED | no data | no data | no data | no data | no data | no data | no data
512.0 | PGE02103 GENERATOR CCW RELIEF VALVE | 01-PSV-CCW463 | U1 STG BLDG UPPER | no data | CLOSED | CLOSED | no data | no data | no data | no data | no data | no data | no data
513.0 | PGE02102 GENERATOR CCW RELIEF VALVE | 01-PSV-CCW473 | U1 STG BLDG UPPER | no data | CLOSED | CLOSED | no data | no data | no data | no data | no data | no data | no data
514.0 | PGE02101 GENERATOR CCW RELIEF VALVE | 01-PSV-CCW483 | U1 STG BLDG UPPER | no data | CLOSED | CLOSED | no data | no data | no data | no data | no data | no data | no data
515.0 | A ECA COMPRESSOR CCW RELIEF VALVE | 01-PSV-CCW511 | U1 "A" ECA COMPRESSOR | no data | CLOSED | CLOSED | no data | no data | no data | no data | no data | no data | no data
516.0 | B ECA COMPRESSOR CCW RELIEF VALVE | 01-PSV-CCW531 | U1 "B" ECA COMPRESSOR | no data | CLOSED | CLOSED | no data | no data | no data | no data | no data | no data | no data
517.0 | NITROGEN OVERPRESSURE PROTECTION | 01-PSV-CMG116 | U1 HRSG LOWER | no data | CLOSED | CLOSED | no data | no data | no data | no data | no data | no data | no data
518.0 | CO2 OVERPRESSURE PROTECTION | 01-PSV-CMG118 | U1 STG BLDG | no data | CLOSED | CLOSED | no data | no data | no data | no data | no data | no data | no data
519.0 | NITROGEN OVERPRESSURE PROTECTION | 01-PSV-CMG126 | U1 GAS TURBINE | no data | CLOSED | CLOSED | no data | no data | no data | no data | no data | no data | no data
520.0 | CND PUMP A SUCTION OVERPRESSURE PROTECTION | 01-PSV-CND101 | U1 CONDENSATE PUMP AREA | no data | CLOSED | CLOSED | no data | no data | no data | no data | no data | no data | no data
521.0 | CND PUMP B SUCTION OVERPRESSURE PROTECTION | 01-PSV-CND121 | U1 CONDENSATE PUMP AREA | no data | CLOSED | CLOSED | no data | no data | no data | no data | no data | no data | no data
522.0 | CND PUMP C SUCTION OVERPRESSURE PROTECTION | 01-PSV-CND141 | U1 CONDENSATE PUMP AREA | no data | CLOSED | CLOSED | no data | no data | no data | no data | no data | no data | no data
523.0 | DEMIN FILL TO CND OVERPERSSURE PROTECTION | 01-PSV-CND255 | U1 CONDENSATE PUMP AREA | no data | CLOSED | CLOSED | no data | no data | no data | no data | no data | no data | no data
524.0 | CONDENSATE FILL TO HP BFW OVERPRESSURE PROTECTION | 01-PSV-CND402 | PIPE RACK 1ST LEVEL WEST SIDE | no data | CLOSED | CLOSED | no data | no data | no data | no data | no data | no data | no data
525.0 | CONDENSATE FILL TO IP BFW OVERPRESSURE PROTECTION | 01-PSV-CND403 | PIPE RACK 1ST LEVEL EASTSIDE | no data | CLOSED | CLOSED | no data | no data | no data | no data | no data | no data | no data
526.0 | LP ECONOMIZER INLET OVERPRESSURE PROTECTION | 01-PSV-CND457 | U1 HRSG LOWER NORTH | no data | CLOSED | CLOSED | no data | no data | no data | no data | no data | no data | no data
527.0 | ECA COOLER THERMAL RELIEF OVERPRESSURE PROTECTION | 01-PSV-CND519 | U1 ECA COOLER AREA | no data | CLOSED | CLOSED | no data | no data | no data | no data | no data | no data | no data
528.0 | EVAP COOLER OVERPRESSURE PROTECTION | 01-PSV-CTP118 | U1 INLET AREA | no data | CLOSED | CLOSED | no data | no data | no data | no data | no data | no data | no data
529.0 | CT CASING COOLING AIR PIPING PSV | 01-PSV-CTP128 | U1 TURBINE BLDG UPPER/CASING FAN | no data | CLOSED | CLOSED | no data | no data | no data | no data | no data | no data | no data
530.0 | PERFORMANCE HEATER PSV | 01-PSV-FGS159 | U1 PERFORMANCE HEATER AREA | no data | CLOSED | CLOSED | no data | no data | no data | no data | no data | no data | no data
531.0 | PUFFER AIR TANK RELIEF | 01-PSV-INA100 | UNIT 1 PUFFER AIR TANK RELIEF VALVE | no data | CLOSED | CLOSED | no data | no data | no data | no data | no data | no data | no data
532.0 | ECA COMPRESSSOR "A" NORTHSIDE | 01-PSV-INA101 | UNIT 1 ECA COMPRESSOR "A" | no data | CLOSED | OPEN | no data | no data | no data | no data | no data | no data | no data
533.0 | INSTA AIR RELIEF OUTSIDE GT ENCLOSURE WESTSIDE | 01-PSV-INA104 | UNIT 1 UNDER MAIN GAS TO GT ENCLOSURE | no data | CLOSED | CLOSED | no data | no data | no data | no data | no data | no data | no data
534.0 | INSTA AIR RELIEF VALVE SOUTH OF 2B ECA ENCLOSURE | 01-PSV-INA105 | UNIT 1 SOUTHSIDE OF 2B ECA CMPRESSOR | no data | CLOSED | CLOSED | no data | no data | no data | no data | no data | no data | no data
535.0 | GLAND STEAM PSV | 01-PSV-STP209 | U1 STG BUILDING UPPER | no data | CLOSED | CLOSED | no data | no data | no data | no data | no data | no data | no data
3799.0 | HIP TURBINE COOLING CELL SUPPLY AIR VALVE INLET VALVE | 01QEB01AA101 | TURBINE BUILDING | no data | CLOSED | OPEN | no data | no data | no data | no data | no data | no data | no data
3800.0 | HIP TURBINE COOLING CELL SUPPLY AIR VALVE OUTLET VALVE | 01QEB01AA103 | TURBINE BUILDING | no data | CLOSED | OPEN | no data | no data | no data | no data | no data | no data | no data
3801.0 | HIP TURBINE COOLING CELL SUPPLY AIR VALVEBYPASS VALVE | 01QEB01AA104 | TURBINE BUILDING | no data | CLOSED | OPEN | no data | no data | no data | no data | no data | no data | no data
3802.0 | CASEING COOLING CELL (HP) SUPPLY AIR INLET VALVE | 01QEB01AA105 | TURBINE BUILDING | no data | CLOSED | OPEN | no data | no data | no data | no data | no data | no data | no data
3803.0 | CASEING COOLING CELL (IP) SUPPLY AIR INLET VALVE | 01QEB01AA107 | TURBINE BUILDING | no data | CLOSED | OPEN | no data | no data | no data | no data | no data | no data | no data
3804.0 | CASEING COOLING CELL (LP) SUPPLY AIR INLET VALVE | 01QEB01AA109 | TURBINE BUILDING | no data | CLOSED | OPEN | no data | no data | no data | no data | no data | no data | no data
4936.0 | GT CASING COOLING AIR FAN | 01QEF13AN101-M01 | TCP | 480 V MOLDED CASE BREAKER | OPEN | CLOSED | no data | no data | no data | no data | no data | no data | no data
6556.0 | PURGE AIR TO TCA SYSTEM | 01QFF11AA033 | U1 CT ENCLOSURE GROUND LVL EAST | no data | CLOSED | OPEN | no data | no data | no data | no data | no data | no data | no data
6650.0 | PURGE AIR TO TCA SYSTEM | 01QFF11AA033 | U1 CT ENCLOSURE GROUND LVL EAST | no data | CLOSED | OPEN | no data | no data | no data | no data | no data | no data | no data
5290.0 | RELAY PANEL 01-RPS-PNL-07 SEL-487E | 01-RPS-PNL-07 | MVB, DC DISTRIBUTION PANEL 01-LVE-PPL-01, F10.5 | no data | OPEN | CLOSED | no data | no data | no data | no data | no data | no data | no data
5291.0 | RELAY PANEL 01-RPS-PNL-07 GE T60U & MET-UAT | 01-RPS-PNL-07 | MVB, DC DISTRIBUTION PANEL 01-LVE-PPL-01, F10.7 | no data | OPEN | CLOSED | no data | no data | no data | no data | no data | no data | no data
3926.0 | UNIT 1 AMMONIA INJ HEATER | 01-SCR-HTR-01 | HRSG-1 MCC ENCLOSURE CUBICLE 03C | 480 V RACK OUT BREAKER | OPEN | CLOSED | no data | no data | no data | no data | no data | no data | no data
3931.0 | UNIT 1 AMMONIA INJ HEATER | 01-SCR-HTR-02 | HRSG-1 MCC ENCLOSURE CUBICLE 06C | 480 V RACK OUT BREAKER | OPEN | CLOSED | no data | no data | no data | no data | no data | no data | no data
5358.0 | UNIT 1 HRSG SCR HTR JBX 103 UPS PWR 120 VAC | 01-SCR-JBX-103 | HRSG 1 U1 UPS PANEL, BR16 | no data | OPEN | CLOSED | no data | no data | no data | no data | no data | no data | no data
4235.0 | HRSG 1 SCR HOIST & TROLLEY 480VAC PWR FEED | 01-SCR-JBX-104 | 01-LVB-PPL-2111 BR 20,22,24 TOP OF HRSG HP DRUM | 480 V CIRCUIT BREACKER | OPEN | CLOSED | no data | no data | no data | no data | no data | no data | no data
5618.0 | HRSG 1 AMMONIA INJECTION BLOWER A | 01-SCR-MFN-100A | HRSG-1 ENCLOSURE MCC 111 CUBICLE 3FM | 480 V MOLDED CASE BREAKER | OPEN | CLOSED | no data | no data | no data | no data | no data | no data | no data
5619.0 | HRSG 1 AMMONIA INJECTION BLOWER B | 01-SCR-MFN-100B | HRSG-1 ENCLOSURE MCC 211 CUBICLE 4FM | 480 V MOLDED CASE BREAKER | OPEN | CLOSED | no data | no data | no data | no data | no data | no data | no data
5675.0 | CO2 ACTUATION LINE ISOLATION VALVE | 01SGJ02AA001 | West sie of U1 turnbine building | no data | CLOSED | OPEN | no data | no data | no data | no data | no data | no data | no data
5676.0 | CO2 TO GAS TURBINE ENCLOSRUE ISOLATION VALVE | 01SGJ02AA103 | West sie of U1 turnbine building | no data | CLOSED | OPEN | no data | no data | no data | no data | no data | no data | no data
6009.0 | CO2 TO GAS TURBINE ENCLOSURE ISOLATION VALVE | 01SGJ02AA103 | West sie of U1 turnbine building | no data | CLOSED | OPEN | no data | no data | no data | no data | no data | no data | no data
5677.0 | SLIP RING HOUSING ISOLATION VALVE | 01SGJ02AA202 | West sie of U1 turnbine building | no data | CLOSED | OPEN | no data | no data | no data | no data | no data | no data | no data
4944.0 | CO2 TANK HEATER | 01SGJ02AH001 | TCP | 480 V MOLDED CASE BREAKER | OPEN | CLOSED | no data | no data | no data | no data | no data | no data | no data
4943.0 | CO2 TANK CONTROL PANEL | 01SGJ02BB101 | TCP | 480 V MOLDED CASE BREAKER | OPEN | CLOSED | no data | no data | no data | no data | no data | no data | no data
4965.0 | CONTROL PACKAGE LOCAL FIRE ALARM PANEL | 01SGY01GH001 | TCP | no data | OPEN | CLOSED | no data | no data | no data | no data | no data | no data | no data
4956.0 | LOCAL FIRE ALARM CONTROL PANEL | 01SGY03GH001 | TCP | no data | OPEN | CLOSED | no data | no data | no data | no data | no data | no data | no data
3961.0 | UNIT 1 SAMPLE ANALYSIS PANEL DSW | 01-SMP-DSW-01 | HRSG-1 ENCLOSURE MCC 111 CUBICLE 10FC(R) | 480 V MOLDED CASE BREAKER | OPEN | CLOSED | no data | no data | no data | no data | no data | no data | no data
4039.0 | UNIT 1 SMPL PNL 8 TON TCU MAIN 480VAC | 01-SMP-HEX-01 | 01-LVB-PPL-1114 BR 3 OUTSIDE HRSG SWG ENCLOSURE | 480 V CIRCUIT BREACKER | OPEN | CLOSED | no data | no data | no data | no data | no data | no data | no data
4196.0 | UNIT 1 LP DRAIN PUMPS HOIST 480VAC PWR FEED | 01-STP-HST-01 | 01-LVB-PPL-21133 BR 13,15,17 TURBINE DECK SW | 480 V CIRCUIT BREACKER | OPEN | CLOSED | no data | no data | no data | no data | no data | no data | no data
6631.0 | UNIT 1 LP DRAINS TANK PUMP MTR A | 01-STP-MPM-01A | 01-ACC-MCC-131, CUBICLE 14FB | 480 V MOLDED CASE BREAKER | OPEN | CLOSED | no data | no data | no data | no data | no data | no data | no data
6676.0 | UNIT 1 LP DRAINS TANK PUMP MTR A | 01-STP-MPM-01A | 01-ACC-MCC-131, CUBICLE 12FB | 480 V MOLDED CASE BREAKER | OPEN | CLOSED | no data | no data | no data | no data | no data | no data | no data
6632.0 | UNIT 1 LP DRAINS TANK PUMP MTR B | 01-STP-MPM-01B | 01-ACC-MCC-231, CUBICLE12FB | 480 V MOLDED CASE BREAKER | OPEN | CLOSED | no data | no data | no data | no data | no data | no data | no data
6677.0 | UNIT 1 LP DRAINS TANK PUMP MTR B | 01-STP-MPM-01B | 01-ACC-MCC-231, CUBICLE14FB | 480 V MOLDED CASE BREAKER | OPEN | CLOSED | no data | no data | no data | no data | no data | no data | no data
5830.0 | U1 Closing/Pri fuse for 01-SYD-BKR-01 | 01-SYD-BKR-01 | Switch Yard | Breaker | OPEN | CLOSED | no data | no data | no data | no data | no data | no data | no data
5857.0 | U1 Closing/Pri fuse for 01-SYD-BKR-01 | 01-SYD-BKR-01 | Switch Yard | Breaker | OPEN | CLOSED | no data | no data | no data | no data | no data | no data | no data
5831.0 | U1 Switch Yard Disconnect | 01-SYD-DSW-02 | U1 | disconnect switch | OPEN | CLOSED | no data | no data | no data | no data | no data | no data | no data
5858.0 | U1 Switch Yard Disconnect | 01-SYD-DSW-02 | U1 | disconnect switch | OPEN | CLOSED | no data | no data | no data | no data | no data | no data | no data
5859.0 | U1 Switch Yard Disconnect DC breaker | 01-SYD-DSW-02Brker2224 | U1 switch yard Bldg- 00-LVE-PPL-01 125VDC Panelboard | DC Breaker | OPEN | CLOSED | no data | no data | no data | no data | no data | no data | no data
536.0 | FG STARTUP FEEDWATER HX OUTLET CONTROL VALVE | 01-TCV-AXS371 | PIPE RACK 1ST LEVEL | no data | CLOSED | OPEN | no data | no data | no data | no data | no data | no data | no data
537.0 | CONDENSATE TANK SPARGING STEAM CONTROL VALVE | 01-TCV-AXS711 | CONDENSATE RECIEVER TANK | no data | CLOSED | OPEN | no data | no data | no data | no data | no data | no data | no data
538.0 | HPS FINAL ATTEMP CONTROL VALVE HP FEEDWATER | 01-TCV-BFW706 | PIPE RACK | no data | CLOSED | OPEN | no data | no data | no data | no data | no data | no data | no data
539.0 | HPS BYPASS TO CRH ATTEMP CONTROL VALVE IP FEEDWATER | 01-TCV-BFW716 | PIPE RACK 2ND LEVEL SOUTH SIDE | no data | CLOSED | OPEN | no data | no data | no data | no data | no data | no data | no data
540.0 | HRH FINAL ATTEMP CONTROL VALVE IP FEEDWATER | 01-TCV-BFW736 | PIPE RACK 2ND LEVEL SOUTH SIDE | no data | CLOSED | OPEN | no data | no data | no data | no data | no data | no data | no data
541.0 | CRH LETDOWN ATTEMPERATOR SPRAY TCV | 01-TCV-BFW749 | PIPE RACK 2ND LEVEL SOUTH SIDE | no data | CLOSED | OPEN | no data | no data | no data | no data | no data | no data | no data
542.0 | CRH LETDOWN ATTEMPERATOR SPRAY TCV | 01-TCV-BFW761 | PIPE RACK 2ND LEVEL SOUTH SIDE | no data | CLOSED | OPEN | no data | no data | no data | no data | no data | no data | no data
543.0 | ACHE BYPASS CONTROL VALVE | 01-TCV-CCW181 | UNIT 1 SOUTHSIDE ACHE | no data | CLOSED | OPEN | no data | no data | no data | no data | no data | no data | no data
544.0 | CRH VENTILATOR DSH SPRAY TCV | 01-TCV-CND706 | UNIT 1 CONDENSATE CORNER | no data | CLOSED | OPEN | no data | no data | no data | no data | no data | no data | no data
545.0 | HRH BYPASS SPRAY TCV | 01-TCV-CND707 | UNIT 1 CONDENSATE CORNER | no data | CLOSED | OPEN | no data | no data | no data | no data | no data | no data | no data
546.0 | HP DRAINS TANK QUENCH SPRAY TCV | 01-TCV-CND717 | UNIT 1 STEAM DRAINS PIT | no data | CLOSED | OPEN | no data | no data | no data | no data | no data | no data | no data
547.0 | LP DRAINS TANK QUENCH SPRAY TCV | 01-TCV-CND718 | UNIT 1 STEAM DRAINS PIT | no data | CLOSED | OPEN | no data | no data | no data | no data | no data | no data | no data
548.0 | LP BYPASS SPRAY TCV | 01-TCV-CND726 | UNIT 1 CONDENSATE CORNER | no data | CLOSED | OPEN | no data | no data | no data | no data | no data | no data | no data
3953.0 | UNIT 1 BRIDGE CRANE | 01-TRB-CRN-01 | HRSG-1 ENCLOSURE MCC 111 CUBICLE 7FL | 480 V MOLDED CASE BREAKER | OPEN | CLOSED | no data | no data | no data | no data | no data | no data | no data
549.0 | DRIP LEG DRAIN - AUTOMATED | 01-TV-HPS123 | UNIT 1 EAST SIDE OF STEAM TURBINE GRD FLOOR | no data | CLOSED | OPEN | no data | no data | no data | no data | no data | no data | no data
550.0 | DRIP LEG DRAIN - AUTOMATED | 01-TV-HRH117 | UNIT 1 SOUTHSIDE OF INLET DUCT | no data | CLOSED | OPEN | no data | no data | no data | no data | no data | no data | no data
551.0 | HRSG SUMP QUENCH WATER | 01-TV-SWS717 | UNIT 1 EAST OF STACK | no data | CLOSED | OPEN | no data | no data | no data | no data | no data | no data | no data
4946.0 | CONTROL PACKAGE AIR CONDITIONER-1 | 01UCA51AH101 | TCP | 480 V MOLDED CASE BREAKER | OPEN | CLOSED | no data | no data | no data | no data | no data | no data | no data
4966.0 | CONTROL PACKAGE HVAC CONTROLLER | 01UCA51AH101-N01 | TCP | no data | OPEN | CLOSED | no data | no data | no data | no data | no data | no data | no data
5047.0 | CONTROL PACKAGE AIR CONDITIONER-2 | 01UCA51AH102 | TCP | 480 V MOLDED CASE BREAKER | OPEN | CLOSED | no data | no data | no data | no data | no data | no data | no data
4948.0 | CONTROL PACKAGE AIR CONDITIONER-5 | 01UCA51AH103 | TCP | 480 V MOLDED CASE BREAKER | OPEN | CLOSED | no data | no data | no data | no data | no data | no data | no data
4947.0 | CONTROL PACKAGE AIR CONDITIONER-3 | 01UCA51AH201 | TCP | 480 V MOLDED CASE BREAKER | OPEN | CLOSED | no data | no data | no data | no data | no data | no data | no data
5046.0 | CONTROL PACKAGE AIR CONDITIONER-4 | 01UCA51AH202 | TCP | 480 V MOLDED CASE BREAKER | OPEN | CLOSED | no data | no data | no data | no data | no data | no data | no data
4950.0 | CONTROL PACKAGE BATTERY ROOM AC-1 | 01UCA51AH301 | TCP | 480 V MOLDED CASE BREAKER | OPEN | CLOSED | no data | no data | no data | no data | no data | no data | no data
5048.0 | CONTROL PACKAGE BATTERY ROOM AC-2 | 01UCA51AH302 | TCP | 480 V MOLDED CASE BREAKER | OPEN | CLOSED | no data | no data | no data | no data | no data | no data | no data
4949.0 | CONTROL PACKAGE PRESSURIZATION UNIT | 01UCA51AH401 | TCP | 480 V MOLDED CASE BREAKER | OPEN | CLOSED | no data | no data | no data | no data | no data | no data | no data
4964.0 | BATTERY ROOM EXHAUST FAN | 01UCA51AN301 | TCP | no data | OPEN | CLOSED | no data | no data | no data | no data | no data | no data | no data
4960.0 | CONTROL PACKAGE INTERIOR LIGHTING - 1 | 01UCA51GP101 | TCP | no data | OPEN | CLOSED | no data | no data | no data | no data | no data | no data | no data
4962.0 | CONTROL PACKAGE EXTERIOR LIGHTING - 1 | 01UCA51GP102 | TCP | no data | OPEN | CLOSED | no data | no data | no data | no data | no data | no data | no data
4961.0 | CONTROL PACKAGE INTERIOR LIGHTING - 2 | 01UCA51GP201 | TCP | no data | OPEN | CLOSED | no data | no data | no data | no data | no data | no data | no data
4963.0 | CONTROL PACKAGE EXTERIOR LIGHTING - 2 | 01UCA51GP202 | TCP | no data | OPEN | CLOSED | no data | no data | no data | no data | no data | no data | no data
5118.0 | CONTROL PACKAGE INTERIOR RECEPTACLES - 1 | 01UCA51GQ101 | TCP | no data | OPEN | CLOSED | no data | no data | no data | no data | no data | no data | no data
5115.0 | CONTROL PACKAGE EXTERIOR RECEPTACLES - 1 | 01UCA51GQ102 | TCP | no data | OPEN | CLOSED | no data | no data | no data | no data | no data | no data | no data
5119.0 | CONTROL PACKAGE INTERIOR RECEPTACLES - 2 | 01UCA51GQ201 | TCP | no data | OPEN | CLOSED | no data | no data | no data | no data | no data | no data | no data
5116.0 | CONTROL PACKAGE EXTERIOR RECEPTACLES - 2 | 01UCA51GQ202 | TCP | no data | OPEN | CLOSED | no data | no data | no data | no data | no data | no data | no data
6375.0 | U1 LRVP A non condensable suction line | 01-V883 | U1 VACUUM PUMP AREA | Valve | CLOSED | OPEN | no data | no data | no data | no data | no data | no data | no data
6377.0 | U1 LRVP A seal water tank equalization isolation valve | 01-V-884 | U1 VACUUM PUMP AREA | Valve | CLOSED | OPEN | no data | no data | no data | no data | no data | no data | no data
6372.0 | U1 LRVP A discharge isolation valve off seal water tank | 01-V-885A | U1 VACUUM PUMP AREA | Valve | CLOSED | OPEN | no data | no data | no data | no data | no data | no data | no data
6373.0 | U1 LRVP A seal water discharge isolation valve after heat exchan | 01-V-886A | U1 VACUUM PUMP AREA | Valve | CLOSED | OPEN | no data | no data | no data | no data | no data | no data | no data
6374.0 | U1 LRVP A isolation valve to seal water spray valve | 01-V-886B | U1 VACUUM PUMP AREA | Valve | CLOSED | OPEN | no data | no data | no data | no data | no data | no data | no data
6371.0 | U1 LRVP A seal water isolation valve to bypass to tank | 01-V-888A | U1 VACUUM PUMP AREA | Valve | CLOSED | OPEN | no data | no data | no data | no data | no data | no data | no data
6370.0 | U1 LRVP A seal water isolation valve to make up control valve | 01-V888B | U1 VACUUM PUMP AREA | Valve | CLOSED | OPEN | no data | no data | no data | no data | no data | no data | no data
6389.0 | U1 LRVP "B" non condensable suction line | 01-V890 | U1 VACUUM PUMP AREA | Valve | CLOSED | OPEN | no data | no data | no data | no data | no data | no data | no data
6425.0 | U1 LRVP "B" non condensable suction line | 01-V890 | U1 VACUUM PUMP AREA | Valve | CLOSED | OPEN | no data | no data | no data | no data | no data | no data | no data
6391.0 | U1 LRVP "B" seal water tank equalization isolation valve | 01-V-891 | U1 VACUUM PUMP AREA | Valve | CLOSED | OPEN | no data | no data | no data | no data | no data | no data | no data
6427.0 | U1 LRVP "B" seal water tank equalization isolation valve | 01-V-891 | U1 VACUUM PUMP AREA | Valve | CLOSED | OPEN | no data | no data | no data | no data | no data | no data | no data
6386.0 | U1 LRVP "B" discharge isolation valve off seal water tank | 01-V-892A | U1 VACUUM PUMP AREA | Valve | CLOSED | OPEN | no data | no data | no data | no data | no data | no data | no data
6422.0 | U1 LRVP "B" discharge isolation valve off seal water tank | 01-V-892A | U1 VACUUM PUMP AREA | Valve | CLOSED | OPEN | no data | no data | no data | no data | no data | no data | no data
6387.0 | U1 LRVP "B" seal water discharge isolation valve after heat exch | 01-V-893A | U1 VACUUM PUMP AREA | Valve | CLOSED | OPEN | no data | no data | no data | no data | no data | no data | no data
6423.0 | U1 LRVP "B" seal water discharge isolation valve after heat exch | 01-V-893A | U1 VACUUM PUMP AREA | Valve | CLOSED | OPEN | no data | no data | no data | no data | no data | no data | no data
6388.0 | U1 LRVP "B" isolation valve to seal water spray valve | 01-V-893B | U1 VACUUM PUMP AREA | Valve | CLOSED | OPEN | no data | no data | no data | no data | no data | no data | no data
6424.0 | U1 LRVP "B" isolation valve to seal water spray valve | 01-V-893B | U1 VACUUM PUMP AREA | Valve | CLOSED | OPEN | no data | no data | no data | no data | no data | no data | no data
6385.0 | U1 LRVP "B" seal water isolation valve to bypass to tank | 01-V-895A | U1 VACUUM PUMP AREA | Valve | CLOSED | OPEN | no data | no data | no data | no data | no data | no data | no data
6421.0 | U1 LRVP "B" seal water isolation valve to bypass to tank | 01-V-895A | U1 VACUUM PUMP AREA | Valve | CLOSED | OPEN | no data | no data | no data | no data | no data | no data | no data
6384.0 | U1 LRVP "B"seal water isolation valve to make up control valve | 01-V895B | U1 VACUUM PUMP AREA | Valve | CLOSED | OPEN | no data | no data | no data | no data | no data | no data | no data
6420.0 | U1 LRVP "B"seal water isolation valve to make up control valve | 01-V895B | U2 VACUUM PUMP AREA | Valve | CLOSED | OPEN | no data | no data | no data | no data | no data | no data | no data
6401.0 | U1 LRVP "C" non condensable suction line | 01-V898 | U1 VACUUM PUMP AREA | Valve | CLOSED | OPEN | no data | no data | no data | no data | no data | no data | no data
6403.0 | U1 LRVP "C" seal water tank equalization isolation valve | 01-V-899 | U1 VACUUM PUMP AREA | Valve | CLOSED | OPEN | no data | no data | no data | no data | no data | no data | no data
6398.0 | U1 LRVP "C" discharge isolation valve off seal water tank | 01-V-900A | U1 VACUUM PUMP AREA | Valve | CLOSED | OPEN | no data | no data | no data | no data | no data | no data | no data
6399.0 | U1 LRVP "C" seal water discharge isolation valve after heat exch | 01-V-901A | U1 VACUUM PUMP AREA | Valve | CLOSED | OPEN | no data | no data | no data | no data | no data | no data | no data
6397.0 | U1 LRVP "C" seal water isolation valve to bypass to tank | 01-V-903A | U1 VACUUM PUMP AREA | Valve | CLOSED | OPEN | no data | no data | no data | no data | no data | no data | no data
6395.0 | U1 LRVP "C" seal water isolation valve to make up control valve | 01-V903B | U1 VACUUM PUMP AREA | Valve | CLOSED | OPEN | no data | no data | no data | no data | no data | no data | no data
6413.0 | U1 LRVP "D" non condensable suction line | 01-V906 | U1 VACUUM PUMP AREA | Valve | CLOSED | OPEN | no data | no data | no data | no data | no data | no data | no data
6415.0 | U1 LRVP "D" seal water tank equalization isolation valve | 01-V-907 | U1 VACUUM PUMP AREA | Valve | CLOSED | OPEN | no data | no data | no data | no data | no data | no data | no data
6410.0 | U1 LRVP "D" discharge isolation valve off seal water tank | 01-V-908A | U1 VACUUM PUMP AREA | Valve | CLOSED | OPEN | no data | no data | no data | no data | no data | no data | no data
6411.0 | U1 LRVP "D" seal water discharge isolation valve after heat exch | 01-V-909A | U1 VACUUM PUMP AREA | Valve | CLOSED | OPEN | no data | no data | no data | no data | no data | no data | no data
6412.0 | U1 LRVP "D" isolation valve to seal water spray valve | 01-V-909B | U1 VACUUM PUMP AREA | Valve | CLOSED | OPEN | no data | no data | no data | no data | no data | no data | no data
6409.0 | U1 LRVP "D" seal water isolation valve to bypass to tank | 01-V-911A | U1 VACUUM PUMP AREA | Valve | CLOSED | OPEN | no data | no data | no data | no data | no data | no data | no data
6408.0 | U1 LRVP "D" seal water isolation valve to make up control valve | 01-V911B | U1 VACUUM PUMP AREA | Valve | CLOSED | OPEN | no data | no data | no data | no data | no data | no data | no data
552.0 | UNIT 1 AFCU ISOLATION VALVE | 01-VAQA101 | UNIT 1 WEST OF "A" DILUTION AIR FAN | no data | CLOSED | OPEN | no data | no data | no data | no data | no data | no data | no data
5607.0 | Ammonia injection manual isolation (upstream) | 01-VAQA800 | East of HRSG | Valve | CLOSED | OPEN | no data | no data | no data | no data | no data | no data | no data
5609.0 | Ammonia injection line drain | 01-VAQA813 | East of HRSG | Valve | OPEN | CLOSED | no data | no data | no data | no data | no data | no data | no data
5608.0 | Ammonia injection manual isolation (downstream) | 01-VAQA818 | East of HRSG | Valve | CLOSED | OPEN | no data | no data | no data | no data | no data | no data | no data
553.0 | GS supply vent before superheater | 01-VAXS101 | ST lower | no data | OPEN | CLOSED | AUX STEAM SEPERATOR TO ELECTRIC SUPERHEATER VENT VALVE | STP | no data | no data | no data |  | ST seals
554.0 | Sparging steam strainer PDIT | 01-VAXS102 | CRT landing | Iso Vlv | CLOSED | OPEN | CONDENSATE TANK SPARGING STEAM PID REF LEG | AXS | no data | no data | no data |  | CRT
555.0 | Steam trap iso | 01-VAXS103 | HRSG lower East | no data | CLOSED | OPEN | 01-TRP-AXS151 AUX STEAM DRIP LEG STEAM TRAP ISO | AXS | no data | no data | no data |  | no data
556.0 | GS superheater drain trap | 01-VAXS104 | ST lower | no data | CLOSED | OPEN | 01-TRP-AXS100 ELECTRIC SUPERHEATER STEAM TRAP ISO | STP | no data | no data | no data |  | ST seals
557.0 | GS superheater drain trap | 01-VAXS105 | ST lower | no data | CLOSED | OPEN | 01-TRP-AXS100 ELECTRIC SUPERHEATER STEAM TRAP ISO | STP | no data | no data | no data |  | ST seals
558.0 | GS superheater drain trap strainer drain | 01-VAXS106 | ST lower | no data | OPEN | CLOSED | 01-TRP-AXS100 ELECTRIC SUPERHEATER STEAM TRAP Y-STRAINER DRAIN | STP | no data | no data | no data |  | ST seals
559.0 | GS superheater drain trap bypass | 01-VAXS107 | ST lower | no data | CLOSED | OPEN | 01-TRP-AXS100 ELECTRIC SUPERHEATER STEAM TRAP BYPASS | STP | no data | no data | no data |  | ST seals
560.0 | AUXBOILER CROSS TIE VENT FOR UNIT 1 USERS | 01-VAXS108 | AUX BOILER BUILDING CROSS-TIE VENT | no data | CLOSED | CLOSED | no data | no data | no data | no data | no data | no data | no data
561.0 | Startup Heater LIT isolation valves | 01-VAXS109 | Pipe Rack 1st | no data | CLOSED | OPEN | 01-LIT AXS303 ISO FOR FUEL GAS STARTUP HX | AXS | no data | no data | no data |  | Aux Steam Header
562.0 | Startup Heater LIT isolation valves | 01-VAXS110 | Pipe Rack 1st | no data | CLOSED | OPEN | 01-LIT AXS303 ISO FOR FUEL GAS STARTUP HX | AXS | no data | no data | no data |  | Aux Steam Header
563.0 | Steam trap iso | 01-VAXS112 | HRSG lower NE | no data | CLOSED | OPEN | 01-TRP-AXS114 AUX STEAM DRIP LEG STEAM TRAP ISO | AXS | no data | no data | no data |  | no data
564.0 | Steam to LP Evap Drain before Steam trap | 01-VAXS113 | HRSG lower | no data | OPEN | CLOSED | 01-TRP-AXS104 DRIPLEG TO LP EVAP STEAM TRAP DRAIN | AXS | no data | no data | no data |  | no data
565.0 | Steam trap iso | 01-VAXS115 | HRSG lower West | no data | CLOSED | OPEN | 01-TRP-AXS114 AUX STEAM DRIP LEG STEAM TRAP ISO | AXS | no data | no data | no data |  | no data
566.0 | Steam Trap strainer drain | 01-VAXS116 | HRSG lower NE | no data | OPEN | CLOSED | 01-TRP-AXS114 AUX STEAM DRIP LEG STEAM TRAP Y-STRAINER DRAIN | AXS | no data | no data | no data |  | no data
567.0 | Steam trap iso | 01-VAXS117 | Pipe Rack 1st | no data | CLOSED | OPEN | 01-TRP-AXS103 AUX STEAM TO CONDENSOR STEAM TRAP ISO | AXS | no data | no data | no data |  | Aux Steam Header
568.0 | Steam trap iso | 01-VAXS118 | HRSG lower West | no data | CLOSED | OPEN | 01-TRP-AXS164 AUX STEAM DRIP LEG STEAM TRAP ISO | AXS | no data | no data | no data |  | no data
569.0 | Steam Trap strainer drain | 01-VAXS119 | Pipe Rack 1st | no data | CLOSED | OPEN | 01-TRP-AXS103 AUX STEAM TO CONDENSOR STEAM TRAP ISO | AXS | no data | no data | no data |  | Aux Steam Header
570.0 | Steam Trap bypass | 01-VAXS120 | Pipe Rack 1st | no data | CLOSED | CLOSED | 01-TRP-AXS103 AUX STEAM TO CONDENSOR STEAM TRAP BYPASS ISO | AXS | no data | no data | no data |  | Aux Steam Header
571.0 | Steam to Startup Heater vent | 01-VAXS121 | Pipe Rack 1st | no data | OPEN | CLOSED | AUX STEAM TO FUEL GAS STARTUP HX VENT | AXS | no data | no data | no data |  | Aux Steam Header
572.0 | Sparging steam strainer PDIT | 01-VAXS122 | CRT landing | Iso Vlv | CLOSED | OPEN | CONDENSATE TANK SPARGING STEAM PID REF LEG | AXS | no data | no data | no data |  | CRT
573.0 | FG STARTUP FEEDWATER HX OUTLET CHECK VALVE | 01-VAXS123 | UNIT 1 PIPE RACK IP FW STARTUP HTR | no data | CLOSED | OPEN | no data | no data | no data | no data | no data | no data | no data
574.0 | Drain from Startup Heater FC isolation valves | 01-VAXS124 | Pipe Rack 1st | no data | CLOSED | OPEN | FG STARTUP FEEDWATER HX OUTLET CONTROL VALVE ISOLATION | AXS | no data | no data | no data |  | Aux Steam Header
575.0 | Drain from Startup Heater FC isolation valves | 01-VAXS125 | Pipe Rack 1st | no data | CLOSED | OPEN | FG STARTUP FEEDWATER HX OUTLET CONTROL VALVE ISOLATION | AXS | no data | no data | no data |  | Aux Steam Header
576.0 | Drain from Startup Heater line drain | 01-VAXS126 | Pipe Rack 1st | no data | OPEN | CLOSED | FG STARTUP FEEDWATER HX OUTLET CONTROL VALVE DRAIN | AXS | no data | no data | no data |  | Aux Steam Header
577.0 | Drain from Startup Heater FC bypass | 01-VAXS127 | Pipe Rack 1st | no data | CLOSED | CLOSED | FG STARTUP FEEDWATER HX OUTLET CONTROL VALVE BYPASS | AXS | no data | no data | no data |  | Aux Steam Header
578.0 | Steam Trap bypass | 01-VAXS129 | HRSG lower NE | no data | CLOSED | CLOSED | 01-TRP-AXS114 AUX STEAM DRIP LEG STEAM TRAP BYPASS | AXS | no data | no data | no data |  | no data
579.0 | Drain before steam trap | 01-VAXS130 | HRSG lower East | no data | OPEN | CLOSED | AUX STEAM DRIP LEG DRAIN | AXS | no data | no data | no data |  | no data
580.0 | Aux steam header vent (stmr bldg) | 01-VAXS132 | Pipe Rack 1st | no data | OPEN | CLOSED | AUX STEAM TO ELECTRIC SUPERHEATER VENT VALVE | AXS | no data | no data | no data |  | Aux Steam Header
581.0 | Steam to IP Evap vent | 01-VAXS133 | HRSG lower | no data | OPEN | CLOSED | SPARGING STEAM TO IP EVAP VENT | AXS | no data | no data | no data |  | HRSG
582.0 | Steam to LP Evap Steam trap iso | 01-VAXS135 | HRSG lower | no data | CLOSED | OPEN | 01-TRP-AXS104 DRIPLEG TO LP EVAP STEAM TRAP ISOLATION | AXS | no data | no data | no data |  | no data
583.0 | Steam to LP Evap Steam trap iso | 01-VAXS136 | HRSG lower | no data | CLOSED | OPEN | 01-TRP-AXS104 DRIPLEG TO LP EVAP STEAM TRAP ISOLATION | AXS | no data | no data | no data |  | Sparging
584.0 | Steam to LP Evap Steam trap strainer drain | 01-VAXS137 | HRSG lower | no data | CLOSED | OPEN | 01-TRP-AXS104 DRIPLEG TO LP EVAP STEAM TRAP BYPASS ISOLATION | AXS | no data | no data | no data |  | no data
585.0 | Steam to LP Evap Steam trap bypass | 01-VAXS138 | HRSG lower | no data | OPEN | CLOSED | 01-TRP-AXS104 DRIPLEG TO LP EVAP STEAM TRAP Y-STRAINER DRAIN | AXS | no data | no data | no data |  | no data
586.0 | Steam to HP Evap Steam trap strainer drain | 01-VAXS144 | HRSG lower | no data | OPEN | CLOSED | 01-TRP-AXS142 DRIPLEG TO HP EVAP STEAM TRAP Y-STRAINER DRAIN | AXS | no data | no data | no data |  | no data
587.0 | Sparging steam CV bypass | 01-VAXS145 | CRT landing | Iso Vlv | CLOSED | OPEN | CONDENSATE DA AIR EJECTOR AUX STEAM SUPPLY | AXS | no data | no data | no data |  | CRT
5582.0 | Sparging steam CV bypass | 01-VAXS145 | CRT landing | Iso Vlv | CLOSED | CLOSED | CONDENSATE TANK SPARGING STEAM CONTROL VALVE BYPASS | AXS | no data | no data | no data |  | CRT
5998.0 | Sparging steam CV bypass | 01-VAXS145 | CRT landing | Iso Vlv | CLOSED | OPEN | CONDENSATE DA Sparger CV Bypass | AXS | no data | no data | no data |  | CRT
588.0 | Sparging steam strainer drain | 01-VAXS147 | CRT landing | Drain/Vent Vlv | CLOSED | CLOSED | CONDENSATE TANK SPARGING STEAM CONTROL VALVE BYPASS | AXS | no data | no data | no data |  | CRT
589.0 | SEAL STEAM REGULATION VALVE ISOLATION | 01-VAXS148 | UNIT 1 CONDENSATE CORNER | no data | CLOSED | OPEN | no data | no data | no data | no data | no data | no data | no data
590.0 | SEAL STEAM REGULATION VALVE ISOLATION | 01-VAXS149 | UNIT 1 CONDENSATE CORNER | no data | CLOSED | OPEN | no data | no data | no data | no data | no data | no data | no data
591.0 | Steam to air ejector CV bypass | 01-VAXS152 | CRT landing | Iso Vlv | CLOSED | CLOSED | DA EJECTOR SUPPLY CONTROL VALVE BYPASS | AXS | no data | no data | no data |  | CRT/Air ejector
592.0 | Steam to air ejector drain | 01-VAXS153 | CRT landing | Drain/Vent Vlv | OPEN | CLOSED | DA EJECTOR SUPPLY CONTROL VALVE DRAIN | AXS | no data | no data | no data |  | CRT/Air ejector
593.0 | Drain before steam trap | 01-VAXS155 | HRSG lower NE | no data | OPEN | CLOSED | AUX STEAM DRIP LEG DRAIN | AXS | no data | no data | no data |  | no data
594.0 | Drain from Startup Heater FC bypass | 01-VAXS156 | Pipe Rack 1st | no data | CLOSED | CLOSED | FG STARTUP FEEDWATER HX OUTLET CONTROL VALVE BYPASS | AXS | no data | no data | no data |  | Aux Steam Header
595.0 | 01-PI-AXS445 AUX STEAM AFTER FUEL GAS STARTUP HX | 01-VAXS157 | UNIT 1 PIPE RACK IP FW STARTUP HTR | no data | CLOSED | OPEN | no data | no data | no data | no data | no data | no data | no data
596.0 | 01-PI-AXS441 AUX STEAM BEFORE FUEL GAS STARTUP HX | 01-VAXS158 | UNIT 1 PIPE RACK IP FW STARTUP HTR | no data | CLOSED | OPEN | no data | no data | no data | no data | no data | no data | no data
597.0 | ELECTRIC SUPERHEATER/SEPARATOR ISOLATION | 01-VAXS159 | UNIT 1 GROUND FLOOR SOUTH OF ELECT SP HTR | no data | CLOSED | OPEN | no data | no data | no data | no data | no data | no data | no data
5999.0 | ELECTRIC SUPERHEATER/SEPARATOR ISOLATION BYPASS | 01-VAXS159B | U1 GROUND FLOOR SOUTH OF ELECT SP HTR | no data | CLOSED | CLOSED | no data | no data | no data | no data | no data | no data | no data
598.0 | Steam Trap strainer drain | 01-VAXS160 | HRSG lower East | no data | OPEN | CLOSED | 01-TRP-AXS151 AUX STEAM DRIP LEG STEAM TRAP Y-STRAINER DRAIN | AXS | no data | no data | no data |  | no data
599.0 | Steam trap iso | 01-VAXS161 | HRSG lower West | no data | CLOSED | OPEN | 01-TRP-AXS151 AUX STEAM DRIP LEG STEAM TRAP ISO | AXS | no data | no data | no data |  | no data
600.0 | Steam Trap bypass | 01-VAXS164 | HRSG lower East | no data | CLOSED | OPEN | 01-TRP-AXS151 AUX STEAM DRIP LEG STEAM TRAP BYPASS ISO | AXS | no data | no data | no data |  | no data
601.0 | Sparging steam CV iso | 01-VAXS165 | CRT landing | Iso Vlv | CLOSED | OPEN | DA EJECTOR SUPPLY CONTROL VALVE BLOCK VALVE | AXS | no data | no data | no data |  | CRT
6633.0 | Sparging steam CV iso | 01-VAXS165 | CRT landing | Iso Vlv | CLOSED | OPEN | CRT sparging manual Iso | AXS | no data | no data | no data |  | CRT
6634.0 | 01-VAXS165 wrap around BYPASS | 01-VAXS165B | U1 CONDENSATE RECIEVER TANK 2ND LEVEL | no data | CLOSED | CLOSED | no data | no data | no data | no data | no data | no data | no data
602.0 | Steam trap iso | 01-VAXS166 | HRSG lower West | no data | CLOSED | OPEN | AUX STEAM TRAP FOR AUX STEAM HEADER | AXS | no data | no data | no data |  | no data
603.0 | Steam Trap bypass | 01-VAXS167 | HRSG lower West | no data | CLOSED | OPEN | AUX STEAM TRAP FOR AUX STEAM HEADER | AXS | no data | no data | no data |  | no data
604.0 | Sparging steam CV iso | 01-VAXS168 | CRT landing | Iso Vlv | CLOSED | OPEN | AUX STEAM SUPPLY VALVE FOR CONDENSATE TANK SPARGER | AXS | no data | no data | no data |  | CRT
5997.0 | AUX STEAM SUPPLY VALVE FOR CONDENSATE TANK SPARGER BYPASS | 01-VAXS168B | U1 CONDENSATE RECIEVER TANK 2ND LEVEL | no data | CLOSED | CLOSED | no data | no data | no data | no data | no data | no data | no data
605.0 | Steam to startup heater iso | 01-VAXS171 | Pipe Rack 1st | no data | CLOSED | OPEN | IP FEEDWATER STARTUP HX/ SEPARATOR BLOCK VALVE | AXS | no data | no data | no data |  | Aux Steam Header
606.0 | Steam to air ejector CV iso | 01-VAXS174 | CRT landing | Iso Vlv | CLOSED | OPEN | DA EJECTOR CONTROL VALVE ISOLATION ROOT VALVE | AXS | no data | no data | no data |  | CRT/Air ejector
607.0 | Steam to air ejector CV iso | 01-VAXS175 | CRT landing | Iso Vlv | CLOSED | OPEN | DA EJECTOR CONTROL VALVE ISOLATION BLOCK VALVE | AXS | no data | no data | no data |  | CRT/Air ejector
608.0 | Sparging steam strainer vent | 01-VAXS182 | CRT landing | Drain/Vent Vlv | OPEN | CLOSED | CONDENSATE TANK AUX STEAM SPARGER VENT VALVE | AXS | no data | no data | no data |  | CRT
609.0 | Air ejector vent | 01-VAXS183 | CRT landing | Drain/Vent Vlv | OPEN | CLOSED | CONDENSATE DA EJECTOR AUX STEAM VENT | AXS | no data | no data | no data |  | CRT/Air ejector
610.0 | Air ejector PIT iso | 01-VAXS186 | CRT landing | Iso Vlv | OPEN | CLOSED | CONDENSATE DA EJECTOR AUX STEAM VENT | AXS | no data | no data | no data |  | PIT
611.0 | Aux steam header PITs | 01-VAXS187 | Pipe Rack 1st | no data | CLOSED | OPEN | 01-PIT-AXS401A ISO VALVE AUX STEAM TO ELECTRIC SUPERHEATER | AXS | no data | no data | no data |  | Aux Steam Header
612.0 | Aux steam header PITs | 01-VAXS188 | Pipe Rack 1st | no data | CLOSED | OPEN | 01-PIT-AXS401B ISO VALVE AUX STEAM TO ELECTRIC SUPERHEATER | AXS | no data | no data | no data |  | Aux Steam Header
613.0 | Steam to HP Evap Steam trap ISOs | 01-VAXS189 | HRSG lower | no data | CLOSED | OPEN | 01-TRP-AXS142 DRIPLEG TO HP EVAP STEAM TRAP ISO | AXS | no data | no data | no data |  | no data
614.0 | Drain before steam trap | 01-VAXS190 | Pipe Rack 1st | no data | OPEN | CLOSED | AUX STEAM DRIP LEG DRAIN | AXS | no data | no data | no data |  | Aux Steam Header
615.0 | Steam trap iso | 01-VAXS191 | Pipe Rack 1st | no data | CLOSED | OPEN | 01-TRP-AXS193 AUX STEAM DRIP LEG STEAM TRAP ISO | AXS | no data | no data | no data |  | Aux Steam Header
616.0 | Steam trap iso | 01-VAXS194 | Pipe Rack 1st | no data | CLOSED | OPEN | 01-TRP-AXS193 AUX STEAM DRIP LEG STEAM TRAP ISO | AXS | no data | no data | no data |  | Aux Steam Header
617.0 | Steam Trap strainer drain | 01-VAXS195 | Pipe Rack 1st | no data | OPEN | CLOSED | 01-TRP-AXS193 AUX STEAM DRIP LEG STEAM TRAP Y-STRAINER DRAIN | AXS | no data | no data | no data |  | Aux Steam Header
618.0 | GS supply drain valves | 01-VAXS196 | ST lower | no data | CLOSED | OPEN | SEAL STEAM CONTROL VALVE WARMING LINE ISOLATION | STP | no data | no data | no data |  | ST seals
619.0 | GS supply drain valves | 01-VAXS197 | ST lower | no data | CLOSED | OPEN | SEAL STEAM CONTROL VALVE WARMING LINE THROTTLING | STP | no data | no data | no data |  | ST seals
620.0 | GS supply drain valves | 01-VAXS198 | ST lower | no data | CLOSED | OPEN | SEAL STEAM CONTROL VALVE WARMING LINE ISOLATION | STP | no data | no data | no data |  | ST seals
621.0 | Drain before steam trap | 01-VAXS199 | HRSG lower West | no data | CLOSED | OPEN | AUX STEAM HEADER DRIP LEG DRAIN POT | AXS | no data | no data | no data |  | no data
622.0 | Drain before steam trap | 01-VAXS200 | Pipe Rack 1st | no data | CLOSED | OPEN | AUX STEAM TO CONDENSOR DRIP LEG ISO | AXS | no data | no data | no data |  | Aux Steam Header
623.0 | Steam trap iso | 01-VAXS201 | Pipe Rack 1st | no data | CLOSED | OPEN | 01-TRP-AXS103 AUX STEAM TO CONDENSOR STEAM TRAP ISO | AXS | no data | no data | no data |  | Aux Steam Header
624.0 | Steam Trap bypass | 01-VAXS202 | Pipe Rack 1st | no data | CLOSED | CLOSED | 01-TRP-AXS193 AUX STEAM DRIP LEG STEAM TRAP BYPASS ISO | AXS | no data | no data | no data |  | Aux Steam Header
625.0 | Steam Trap strainer drain | 01-VAXS203 | HRSG lower West | no data | OPEN | CLOSED | 01-TRP-AXS164 AUX STEAM DRIP LEG STEAM TRAP Y-STRAINER DRAIN | AXS | no data | no data | no data |  | no data
626.0 | SEAL STEAM REGULATING VALVE BYPASS | 01-VAXS204 | U1 STG BLDG UPPER | no data | CLOSED | CLOSED | no data | no data | no data | no data | no data | no data | no data
627.0 | Steam to HP Evap Steam trap bypass | 01-VAXS289 | HRSG lower | no data | CLOSED | CLOSED | 01-TRP-AXS142 DRIPLEG TO HP EVAP STEAM TRAP BYPASS ISO | AXS | no data | no data | no data |  | no data
628.0 | Steam to HP Evap Steam trap ISOs | 01-VAXS290 | no data | no data | CLOSED | OPEN | 01-TRP-AXS142 DRIPLEG TO HP EVAP STEAM TRAP ISO | no data | no data | no data | no data |  | Sparging
629.0 | Steam to HP Evap drain before steam trap | 01-VAXS291 | HRSG lower | no data | OPEN | CLOSED | 01-TRP-AXS142 DRIPLEG TO HP EVAP STEAM TRAP DRAIN | AXS | no data | no data | no data |  | no data
5604.0 | Aux steam to U1 main iso | 01-VAXS630 | Aux boiler room | Valve | CLOSED | OPEN | no data | no data | no data | no data | no data | no data | no data
5605.0 | Aux steam to U1 main block iso | 01-VAXS631 | Aux boiler room | Valve | CLOSED | OPEN | no data | no data | no data | no data | no data | no data | no data
5606.0 | Aux steam to U1 main block bypass | 01-VAXS632 | Aux boiler room | Valve | CLOSED | CLOSED | no data | no data | no data | no data | no data | no data | no data
5710.0 | Aux steam to U1 main header vent | 01-VAXS633 | Aux boiler room | Valve | OPEN | CLOSED | no data | no data | no data | no data | no data | no data | no data
5712.0 | Aux steam to U1 main header vent | 01-VAXS633 | Aux boiler room | Valve | OPEN | CLOSED | no data | no data | no data | no data | no data | no data | no data
630.0 | UNIT 1 REF LEG FOR 01-FIT-BDN-133 | 01-VBDN100 | UNIT 1 HRSG SUMP AREA | no data | CLOSED | OPEN | no data | no data | no data | no data | no data | no data | no data
631.0 | UNIT 1 REF LEG FOR 01-FIT-BDN-133 | 01-VBDN101 | UNIT 1 HRSG SUMP AREA | no data | CLOSED | OPEN | no data | no data | no data | no data | no data | no data | no data
632.0 | VENT FOR BLOWDOWN DISCHARGE HEADER | 01-VBDN112 | UNIT 1 HRSG SUMP AREA | no data | OPEN | CLOSED | no data | no data | no data | no data | no data | no data | no data
633.0 | UNIT 1 BDN PUMP B DISCHARGE CHECK | 01-VBDN119 | UNIT 1 HRSG SUMP | no data | CLOSED | OPEN | no data | no data | no data | no data | no data | no data | no data
634.0 | UNIT 1 BDN PUMP A DISCHARGE CHECK | 01-VBDN120 | UNIT 1 HRSG SUMP | no data | CLOSED | OPEN | no data | no data | no data | no data | no data | no data | no data
635.0 | UNIT 1 BDN PUMP B DISCHARGE ISOLATION | 01-VBDN123 | UNIT 1 HRSG SUMP | no data | CLOSED | OPEN | no data | no data | no data | no data | no data | no data | no data
636.0 | UNIT 1 BDN PUMP A DISCHARGE ISOLATION | 01-VBDN124 | UNIT 1 HRSG SUMP | no data | CLOSED | OPEN | no data | no data | no data | no data | no data | no data | no data
637.0 | IP FW strainer #1 drain | 01-VBFW101 | Pipe Rack 1st | no data | CLOSED | CLOSED | SPRAY SUPPLY STRAINER DRAIN IP FEEDWATER | BFW IP | no data | no data | no data |  | Attemperator/Strainer
638.0 | HRH terminal drain after block valve (2) valves | 01-VBFW103 | Pipe Rack 2nd | no data | OPEN | CLOSED | HRH FINAL ATTEMP SPRAY IP FEEDWATER DRAIN | BFW IP | no data | no data | no data |  | Attemperator HRH
639.0 | IP FW strainer #2 inlet iso | 01-VBFW105 | Pipe Rack 1st | no data | CLOSED | OPEN | SHARED SPRAY SUPPLY STRAINER ISOLATION IP FEEDWATER | BFW IP | no data | no data | no data |  | Attemperator/Strainer
640.0 | IP FW strainer #1 inlet iso | 01-VBFW106 | Pipe Rack 1st | no data | CLOSED | OPEN | SHARED SPRAY SUPPLY STRAINER ISOLATION IP FEEDWATER | BFW IP | no data | no data | no data |  | Attemperator/Strainer
641.0 | IP FW strainer #1 outlet iso | 01-VBFW107 | Pipe Rack 1st | no data | CLOSED | OPEN | SHARED SPRAY SUPPLY STRAINER ISOLATION IP FEEDWATER | BFW IP | no data | no data | no data |  | Attemperator/Strainer
642.0 | IP FW strainer #1 outlet iso | 01-VBFW108 | Pipe Rack 1st | no data | CLOSED | OPEN | SHARED SPRAY SUPPLY STRAINER ISOLATION IP FEEDWATER | BFW IP | no data | no data | no data |  | Attemperator/Strainer
643.0 | IP FW strainer #2 outlet iso | 01-VBFW109 | Pipe Rack 1st | no data | CLOSED | OPEN | SHARED SPRAY SUPPLY STRAINER ISOLATION IP FEEDWATER | BFW IP | no data | no data | no data |  | Attemperator/Strainer
644.0 | Startup heater vent | 01-VBFW110 | Pipe Rack 1st | no data | OPEN | CLOSED | STARTUP HEAT EXCHANGER VENT | BFW IP | no data | no data | no data |  | FGPH
645.0 | IP FW strainer #1 inlet iso | 01-VBFW111 | Pipe Rack 1st | no data | CLOSED | OPEN | SHARED SPRAY SUPPLY STRAINER ISOLATION IP FEEDWATER | BFW IP | no data | no data | no data |  | Attemperator/Strainer
646.0 | IP FW to HP bypass FT iso | 01-VBFW112 | Pipe Rack 3rd | no data | CLOSED | OPEN | 01-FE BFW714/A IP FEEDWATER | BFW IP | no data | no data | no data |  | Attemperator HP
647.0 | IP FW strainer #2 drain | 01-VBFW113 | Pipe Rack 1st | no data | CLOSED | CLOSED | SPRAY SUPPLY STRAINER DRAIN IP FEEDWATER | BFW IP | no data | no data | no data |  | TCA
648.0 | IP FW to HP bypass FT iso | 01-VBFW114 | Pipe Rack 3rd | no data | CLOSED | OPEN | 01-FE BFW714/A IP FEEDWATER | BFW IP | no data | no data | no data |  | Attemperator HP
649.0 | IP FW strainer #1 drain | 01-VBFW115 | Pipe Rack 1st | no data | CLOSED | CLOSED | SPRAY SUPPLY STRAINER DRAIN IP FEEDWATER | BFW IP | no data | no data | no data |  | Attemperator/Strainer
650.0 | Drain after HP cold fill iso | 01-VBFW116 | Pipe Rack 1st | no data | OPEN | CLOSED | HP BFW FILL FROM CONDENSATE DRAIN | BFW HP | no data | no data | no data |  | HRSG/HP Drum
651.0 | Startup heater vent | 01-VBFW117 | Pipe Rack 1st | no data | OPEN | CLOSED | STARTUP HEAT EXCHANGER VENT | BFW IP | no data | no data | no data |  | FGPH
652.0 | HRH terminal attemperator after CV iso | 01-VBFW118 | Pipe Rack 2nd | no data | CLOSED | OPEN | HRH FINAL ATTEMP SPRAY IP FEEDWATER ISOLATION | BFW IP | no data | no data | no data |  | Attemperator HRH
653.0 | IP FW to HP bypass drain before CV | 01-VBFW119 | Pipe Rack 3rd | no data | OPEN | CLOSED | HPS BYPASS SPRAY ATTEMP IP FEEDWATER DRAIN | BFW IP | no data | no data | no data |  | Attemperator HP
654.0 | Startup heater drain | 01-VBFW120 | Pipe Rack 1st | no data | OPEN | CLOSED | STARTUP HEAT EXCHANGER DRAIN | BFW IP | no data | no data | no data |  | FGPH
655.0 | Startup heater drain | 01-VBFW121 | Pipe Rack 1st | no data | OPEN | CLOSED | STARTUP HEAT EXCHANGER DRAIN | BFW IP | no data | no data | no data |  | FGPH
656.0 | CONDENSATE TO IP COLD FILL DRAIN | 01-VBFW123 | UNIT 1 PIPERACK DECK 1ST LEVEL | no data | OPEN | CLOSED | no data | no data | no data | no data | no data | no data | no data
657.0 | HP steam bypass spray CV iso | 01-VBFW128 | Pipe Rack 3rd | no data | CLOSED | OPEN | HPS BYPASS SPRAY ISOLATION IP FEEDWATER | BFW IP | no data | no data | no data |  | Attemperator HP
658.0 | HP steam bypass spray CV iso | 01-VBFW129 | Pipe Rack 3rd | no data | CLOSED | OPEN | HPS BYPASS SPRAY ISOLATION IP FEEDWATER | BFW IP | no data | no data | no data |  | Attemperator HP
659.0 | HP steam bypass spray drain | 01-VBFW130 | Pipe Rack 3rd | no data | OPEN | CLOSED | HPS BYPASS SPRAY DRAIN IP FEEDWATER | BFW IP | no data | no data | no data |  | Attemperator HP
660.0 | HP steam bypass spray drain | 01-VBFW131 | Pipe Rack 3rd | no data | OPEN | CLOSED | HPS BYPASS SPRAY DRAIN IP FEEDWATER | BFW IP | no data | no data | no data |  | Attemperator HP
661.0 | BFP suction PIT iso | 01-VBFW132 | Pipe Rack 1st | no data | CLOSED | OPEN | 01-PIT BFW102 BFP SUCTION | BFW | no data | no data | no data |  | BFP A/B suction
662.0 | BFP "A" HP FW recirc drain (under first pipe rack) | 01-VBFW138 | Pipe Rack 1st | no data | OPEN | CLOSED | BFP A HP DISCHARGE MIN FLOW DRAIN | BFW | no data | no data | no data |  | BFP A
663.0 | BFP "A" HP FW recirc drain (under first pipe rack) | 01-VBFW139 | Pipe Rack 1st | no data | OPEN | CLOSED | BFP A HP DISCHARGE MIN FLOW DRAIN | BFW | no data | no data | no data |  | BFP A
664.0 | Flow transmitter (4) valves | 01-VBFW140 | Pipe Rack 3rd | no data | CLOSED | OPEN | 01-FITBFW753 IP FEEDWATER TO CRH ATTEMPORATER | BFW IP | no data | no data | no data |  | Attempeator Aux
665.0 | Flow transmitter (4) valves | 01-VBFW141 | Pipe Rack 3rd | no data | CLOSED | OPEN | 01-FITBFW753 IP FEEDWATER TO CRH ATTEMPORATER | BFW IP | no data | no data | no data |  | Attempeator Aux
666.0 | Flow transmitter (4) valves | 01-VBFW142 | Pipe Rack 3rd | no data | CLOSED | OPEN | 01-FITBFW753 IP FEEDWATER TO CRH ATTEMPORATER | BFW IP | no data | no data | no data |  | Attempeator Aux
667.0 | Flow transmitter (4) valves | 01-VBFW143 | Pipe Rack 3rd | no data | CLOSED | OPEN | 01-FITBFW753 IP FEEDWATER TO CRH ATTEMPORATER | BFW IP | no data | no data | no data |  | Attempeator Aux
668.0 | Drain before CV (2) valves | 01-VBFW144 | Pipe Rack 3rd | no data | OPEN | CLOSED | IP FEEDWATER TO CRH ATTEMPORATER DRAIN | BFW IP | no data | no data | no data |  | Attempeator Aux
669.0 | Drain before CV (2) valves | 01-VBFW145 | Pipe Rack 3rd | no data | OPEN | CLOSED | IP FEEDWATER TO CRH ATTEMPORATER DRAIN | BFW IP | no data | no data | no data |  | Attempeator Aux
670.0 | CRH to AUX steam HIGH flow attemperator ISO after CV | 01-VBFW146 | Pipe Rack 3rd | no data | CLOSED | OPEN | IP FEEDWATER TO CRH SPRAY SUPPLY ISOLATION | BFW IP | no data | no data | no data |  | Attempeator Aux
671.0 | BFP "A" HP FW recirc vent (second pipe rack) | 01-VBFW147 | Pipe Rack 2nd | no data | OPEN | CLOSED | BFP A HP DISCHARGE MIN FLOW VENT | BFW | no data | no data | no data |  | BFP A
5521.0 | BFP "A" HP FW recirc vent (second pipe rack) | 01-VBFW147 | Pipe Rack 2nd | no data | OPEN | CLOSED | BFP A HP DISCHARGE MIN FLOW VENT | BFW | no data | no data | no data |  | BFP A
672.0 | IP FEEDWATER TO CRH SPRAY SUPPLY CHECK VALVE | 01-VBFW148 | UNIT 1 PIPERACK DECK 1ST LEVEL | no data | CLOSED | OPEN | no data | no data | no data | no data | no data | no data | no data
673.0 | BFP suction header drain | 01-VBFW149 | Pipe Rack 1st | no data | OPEN | CLOSED | BFW SUCTION LP DRUM DRAIN VAVLE | BFW | no data | no data | no data |  | BFP A/B suction
674.0 | BFP "A" HP FW recirc vent (second pipe rack) | 01-VBFW150 | Pipe Rack 2nd | no data | OPEN | CLOSED | BFP A HP DISCHARGE MIN FLOW VENT | BFW | no data | no data | no data |  | BFP A
5522.0 | BFP "A" HP FW recirc vent (second pipe rack) | 01-VBFW150 | Pipe Rack 2nd | no data | OPEN | CLOSED | BFP A HP DISCHARGE MIN FLOW VENT | BFW | no data | no data | no data |  | BFP A
675.0 | IP FW strainer #1 vent | 01-VBFW151 | Pipe Rack 1st | no data | OPEN | CLOSED | SPRAY SUPPLY STRAINER VENT IP FEEDWATER | BFW IP | no data | no data | no data |  | Attemperator/Strainer
676.0 | BFP suction iso | 01-VBFW152 | Pipe Rack 1st | no data | CLOSED | OPEN | BFW SUCTION LP DRUM ISOLATION | BFW | no data | no data | no data |  | BFP A/B suction
6716.0 | BFP suction iso | 01-VBFW152 | Pipe Rack 1st | no data | CLOSED | OPEN | BFW SUCTION LP DRUM ISOLATION | BFW | no data | no data | no data |  | BFP A/B suction
6753.0 | BFP suction iso | 01-VBFW152 | Pipe Rack 1st | no data | CLOSED | OPEN | U1 BFP LP drum iso strainer inlet | BFW | no data | no data | no data |  | BFP A/B suction
6717.0 | BFW SUCTION LP DRUM ISOLATION BYPASS | 01-VBFW152A | U1 BFP Pipe rack | no data | CLOSED | CLOSED | no data | no data | no data | no data | no data | no data | no data
677.0 | Gas performance heater Level switch vessel 1 vent | 01-VBFW153 | FGPH | no data | OPEN | CLOSED | FUEL GAS PERFORMANCE HEATER LEAK DECTECTION VENT | BFW IP | no data | no data | no data |  | FGPH
678.0 | BFP suction strainer DPT | 01-VBFW154 | Pipe Rack 1st | no data | CLOSED | OPEN | 01-PDIT BFW101 BFP SUCTION | BFW | no data | no data | no data |  | BFP A/B suction
679.0 | BFP suction strainer DPT | 01-VBFW155 | Pipe Rack 1st | no data | CLOSED | OPEN | 01-PDIT BFW101 BFP SUCTION | BFW | no data | no data | no data |  | BFP A/B suction
680.0 | Flow transmitter (4) valves | 01-VBFW156 | Pipe Rack 3rd | no data | CLOSED | OPEN | 01-FITBFW741 IP FEEDWATER TO CRH ATTEMPORATER | BFW IP | no data | no data | no data |  | Attempeator Aux
681.0 | Flow transmitter (4) valves | 01-VBFW157 | Pipe Rack 3rd | no data | CLOSED | OPEN | 01-FITBFW741 IP FEEDWATER TO CRH ATTEMPORATER | BFW IP | no data | no data | no data |  | Attempeator Aux
682.0 | IP FW strainer #1 vent | 01-VBFW161 | Pipe Rack 1st | no data | OPEN | CLOSED | SPRAY SUPPLY STRAINER VENT IP FEEDWATER | BFW IP | no data | no data | no data |  | Attemperator/Strainer
683.0 | IP FW strainer #2 vent | 01-VBFW162 | Pipe Rack 1st | no data | OPEN | CLOSED | SPRAY SUPPLY STRAINER VENT IP FEEDWATER | BFW IP | no data | no data | no data |  | TCA
684.0 | IP FW strainer #2 vent | 01-VBFW163 | Pipe Rack 1st | no data | OPEN | CLOSED | SPRAY SUPPLY STRAINER VENT IP FEEDWATER | BFW IP | no data | no data | no data |  | TCA
685.0 | IP FEEDWATER TO CRH SPRAY SUPPLY CHECK VALVE | 01-VBFW164 | UNIT 1 PIPERACK DECK 3RD LEVEL | no data | CLOSED | OPEN | no data | no data | no data | no data | no data | no data | no data
686.0 | From TCA to Cond. Receiver Tank drain | 01-VBFW165 | CRT | no data | CLOSED | OPEN | HP FEEDWATER FROM TCA COOLER TO CONDENSATE TANK | BFW HP | no data | no data | no data |  | TCA
5586.0 | From TCA to Cond. Receiver Tank drain | 01-VBFW165 | CRT | no data | OPEN | CLOSED | HP FEEDWATER FROM TCA COOLER TO CONDENSATE TANK drain | BFW HP | no data | no data | no data |  | TCA
687.0 | From TCA to Cond. Receiver Tank drain | 01-VBFW166 | CRT | no data | CLOSED | OPEN | HP FEEDWATER FROM TCA COOLER TO CONDENSATE TANK | BFW HP | no data | no data | no data |  | TCA
5585.0 | From TCA to Cond. Receiver Tank drain | 01-VBFW166 | CRT | no data | OPEN | CLOSED | HP FEEDWATER FROM TCA COOLER TO CONDENSATE TANK drain | BFW HP | no data | no data | no data |  | TCA
688.0 | BFP A IP DISCHARGE CHECK | 01-VBFW167 | UNIT 1 PIPERACK DECK 1ST LEVEL | no data | CLOSED | OPEN | no data | no data | no data | no data | no data | no data | no data
689.0 | BFP "A" IP FW discharge drain | 01-VBFW168 | Pipe Rack 1st | no data | OPEN | CLOSED | BFP A IP DISCHARGE DRAIN | BFW | no data | no data | no data |  | BFP A
5525.0 | BFP "A" IP FW discharge drain | 01-VBFW168 | Pipe Rack 1st | no data | OPEN | CLOSED | BFP A IP DISCHARGE DRAIN | BFW | no data | no data | no data |  | BFP A
690.0 | BFP "A" IP FW discharge drain | 01-VBFW169 | Pipe Rack 1st | no data | OPEN | CLOSED | BFP A IP DISCHARGE DRAIN | BFW | no data | no data | no data |  | BFP A
5526.0 | BFP "A" IP FW discharge drain | 01-VBFW169 | Pipe Rack 1st | no data | OPEN | CLOSED | BFP A IP DISCHARGE DRAIN | BFW | no data | no data | no data |  | BFP A
691.0 | BFP "B" IP discharge PIT iso | 01-VBFW170 | Pipe Rack 1st | no data | CLOSED | OPEN | 01-PIT BFW175 PMP B IP DISCHARGE ISO | BFW IP | no data | no data | no data |  | BFP B
692.0 | BFP "B" IP discharge PIT iso | 01-VBFW171 | Pipe Rack 1st | no data | CLOSED | OPEN | 01-PIT BFW175 PMP B IP DISCHARGE ISO | BFW IP | no data | no data | no data |  | BFP B
693.0 | BFP "B" IP FW discharge vent (2) valve | 01-VBFW172 | Pipe Rack 1st | no data | OPEN | CLOSED | BFP B IP DISCHARGE VENT ISO | BFW IP | no data | no data | no data |  | BFP B
694.0 | BFP "B" IP FW discharge vent (2) valve | 01-VBFW173 | Pipe Rack 1st | no data | OPEN | CLOSED | BFP B IP DISCHARGE VENT ISO | BFW IP | no data | no data | no data |  | BFP B
695.0 | BFP B IP DISCHARGE CHECK | 01-VBFW174 | UNIT 1 PIPERACK DECK 1ST LEVEL | no data | OPEN | CLOSED | no data | no data | no data | no data | no data | no data | no data
696.0 | BFP "B" IP FW discharge drain | 01-VBFW175 | Pipe Rack 1st | no data | OPEN | CLOSED | BFP A IP DISCHARGE DRAIN | BFW IP | no data | no data | no data |  | BFP B
5547.0 | BFP "B" IP FW discharge drain | 01-VBFW175 | Pipe Rack 1st | no data | OPEN | CLOSED | BFP A IP DISCHARGE DRAIN | BFW IP | no data | no data | no data |  | BFP B
697.0 | BFP "B" IP FW discharge drain | 01-VBFW176 | Pipe Rack 1st | no data | OPEN | CLOSED | BFP A IP DISCHARGE DRAIN | BFW IP | no data | no data | no data |  | BFP B
5548.0 | BFP "B" IP FW discharge drain | 01-VBFW176 | Pipe Rack 1st | no data | OPEN | CLOSED | BFP A IP DISCHARGE DRAIN | BFW IP | no data | no data | no data |  | BFP B
698.0 | BFP "B" HP discharge PIT iso | 01-VBFW177 | Pipe Rack 1st | no data | CLOSED | OPEN | 01-PIT BFW165 PMP A HP DISCHARGE ISO | BFW | no data | no data | no data |  | BFP B
699.0 | BFP "B" HP discharge PIT iso | 01-VBFW178 | Pipe Rack 1st | no data | CLOSED | OPEN | 01-PIT BFW165 PMP A HP DISCHARGE ISO | BFW | no data | no data | no data |  | BFP B
700.0 | BFP "A" HP FW flow meter iso (8) valves | 01-VBFW181 | Pipe Rack 1st | no data | CLOSED | OPEN | 01-FIT BFW141B ISO BFP A HP FEEDWATER DISCHARGE | BFW | no data | no data | no data |  | BFP A
701.0 | BFP "A" HP FW flow meter iso (8) valves | 01-VBFW182 | Pipe Rack 1st | no data | CLOSED | OPEN | 01-FIT BFW141B ISO BFP A HP FEEDWATER DISCHARGE | BFW | no data | no data | no data |  | BFP A
702.0 | BFP "A" HP FW flow meter iso (8) valves | 01-VBFW183 | Pipe Rack 1st | no data | CLOSED | OPEN | 01-FIT BFW141A ISO BFP B HP FEEDWATER DISCHARGE | BFW | no data | no data | no data |  | BFP A
703.0 | BFP "A" HP FW flow meter iso (8) valves | 01-VBFW184 | Pipe Rack 1st | no data | CLOSED | OPEN | 01-FIT BFW141A ISO BFP B HP FEEDWATER DISCHARGE | BFW | no data | no data | no data |  | BFP A
704.0 | BFP "A" HP FW flow meter iso (8) valves | 01-VBFW185 | Pipe Rack 1st | no data | CLOSED | OPEN | 01-FIT BFW141A ISO BFP B HP FEEDWATER DISCHARGE | BFW | no data | no data | no data |  | BFP A
705.0 | BFP "A" HP FW flow meter iso (8) valves | 01-VBFW186 | Pipe Rack 1st | no data | CLOSED | OPEN | 01-FIT BFW141A ISO BFP B HP FEEDWATER DISCHARGE | BFW | no data | no data | no data |  | BFP A
706.0 | BFP "A" HP FW flow meter iso (8) valves | 01-VBFW187 | Pipe Rack 1st | no data | CLOSED | OPEN | 01-FIT BFW141B ISO BFP HP FEEDWATER DISCHARGE | BFW | no data | no data | no data |  | BFP A
707.0 | BFP "A" HP FW flow meter iso (8) valves | 01-VBFW188 | Pipe Rack 1st | no data | CLOSED | OPEN | 01-FIT BFW141B ISO BFP HP FEEDWATER DISCHARGE | BFW | no data | no data | no data |  | BFP A
708.0 | HP FEEDWATER VENT | 01-VBFW189 | UNIT 1 PIPERACK DECK 1ST LEVEL | no data | OPEN | CLOSED | no data | no data | no data | no data | no data | no data | no data
709.0 | HP FEEDWATER VENT | 01-VBFW190 | UNIT 1 PIPERACK DECK 1ST LEVEL | no data | OPEN | CLOSED | no data | no data | no data | no data | no data | no data | no data
710.0 | BFP A HP FEEDWATER DISCHARGE CHECK | 01-VBFW191 | UNIT 1 PIPERACK DECK 1ST LEVEL | no data | CLOSED | OPEN | no data | no data | no data | no data | no data | no data | no data
711.0 | BFP A HP FEEDWATER DISCHARGE DRAIN | 01-VBFW192 | UNIT 1 PIPERACK DECK 1ST LEVEL | no data | OPEN | CLOSED | no data | no data | no data | no data | no data | no data | no data
5523.0 | BFP A HP FEEDWATER DISCHARGE DRAIN | 01-VBFW192 | UNIT 1 PIPERACK DECK 1ST LEVEL | Valve | OPEN | CLOSED | no data | no data | no data | no data | no data | no data | no data
712.0 | BFP A HP FEEDWATER DISCHARGE DRAIN | 01-VBFW193 | UNIT 1 PIPERACK DECK 1ST LEVEL | no data | OPEN | CLOSED | no data | no data | no data | no data | no data | no data | no data
5524.0 | BFP A HP FEEDWATER DISCHARGE DRAIN | 01-VBFW193 | UNIT 1 PIPERACK DECK 1ST LEVEL | Valve | OPEN | CLOSED | no data | no data | no data | no data | no data | no data | no data
713.0 | BFP "A" HP FW discharge drain (2) valves | 01-VBFW194 | Pipe Rack 1st | no data | OPEN | CLOSED | BFP A HP FEEDWATER DISCHARGE DRAIN | BFW | no data | no data | no data |  | BFP A
5600.0 | BFP "A" HP FW discharge drain (2) valves | 01-VBFW194 | Pipe Rack 1st | no data | OPEN | CLOSED | BFP A HP FEEDWATER DISCHARGE DRAIN | BFW | no data | no data | no data |  | BFP A
714.0 | BFP "A" HP FW discharge drain (2) valves | 01-VBFW195 | Pipe Rack 1st | no data | OPEN | CLOSED | BFP A HP FEEDWATER DISCHARGE DRAIN | BFW | no data | no data | no data |  | BFP A
5601.0 | BFP "A" HP FW discharge drain (2) valves | 01-VBFW195 | Pipe Rack 1st | no data | OPEN | CLOSED | BFP A HP FEEDWATER DISCHARGE DRAIN | BFW | no data | no data | no data |  | BFP A
715.0 | HP BFW FILL FROM CONDENSATE CHECK | 01-VBFW196 | UNIT 1 PIPERACK DECK 1ST LEVEL | no data | CLOSED | OPEN | no data | no data | no data | no data | no data | no data | no data
716.0 | HP BFW FILL FROM CONDENSATE STOP CHECK | 01-VBFW197 | UNIT 1 PIPERACK DECK 1ST LEVEL | no data | CLOSED | OPEN | no data | no data | no data | no data | no data | no data | no data
717.0 | HP BFW FILL FROM CONDENSATE ISO | 01-VBFW198 | UNIT 1 PIPERACK DECK 1ST LEVEL | no data | CLOSED | OPEN | no data | no data | no data | no data | no data | no data | no data
718.0 | HP BFW PIT to the HRSG | 01-VBFW199 | Pipe Rack 1st | no data | CLOSED | OPEN | 01-PIT BFW201 HP FEEDWATER HEADER ISO | BFW HP | no data | no data | no data |  | HRSG/HP Drum
719.0 | HP BFW PIT to the HRSG | 01-VBFW200 | Pipe Rack 1st | no data | CLOSED | OPEN | 01-PIT BFW201 HP FEEDWATER HEADER ISO | BFW HP | no data | no data | no data |  | HRSG/HP Drum
720.0 | BFP "B" HP FW recirc vent (second pipe rack) | 01-VBFW209 | Pipe Rack 1st | no data | OPEN | CLOSED | BFP B HP DISCHARGE MIN FLOW VENT | BFW HP | no data | no data | no data |  | BFP B
5549.0 | BFP "B" HP FW recirc vent (second pipe rack) | 01-VBFW209 | Pipe Rack 1st | no data | OPEN | CLOSED | BFP B HP DISCHARGE MIN FLOW VENT | BFW HP | no data | no data | no data |  | BFP B
721.0 | BFP "B" HP FW recirc vent (second pipe rack) | 01-VBFW210 | Pipe Rack 1st | no data | OPEN | CLOSED | BFP B HP DISCHARGE MIN FLOW VENT | BFW HP | no data | no data | no data |  | BFP B
5550.0 | BFP "B" HP FW recirc vent (second pipe rack) | 01-VBFW210 | Pipe Rack 1st | no data | OPEN | CLOSED | BFP B HP DISCHARGE MIN FLOW VENT | BFW HP | no data | no data | no data |  | BFP B
722.0 | FW to HP interstage atemperator drain | 01-VBFW211 | HRSG West Landing | no data | OPEN | CLOSED | HP FEEDWATER HEADER DRAIN | no data | no data | no data | no data |  | Attemperator HP
723.0 | FW to HP interstage atemperator drain | 01-VBFW212 | HRSG West Landing | no data | OPEN | CLOSED | HP FEEDWATER HEADER DRAIN | no data | no data | no data | no data |  | Attemperator HP
724.0 | BFP "A" HP FW recirc vent after strainer | 01-VBFW213 | CRT landing | Drain/Vent Vlv | OPEN | CLOSED | BFP A MIN FLOW AFTER STRAINER VENT | BFW | no data | no data | no data |  | CRT
725.0 | BFP "A" HP FW recirc vent after strainer | 01-VBFW214 | CRT landing | Drain/Vent Vlv | OPEN | CLOSED | BFP A MIN FLOW AFTER STRAINER VENT | BFW | no data | no data | no data |  | CRT
5517.0 | BFP "A" HP FW strainer iso | 01-VBFW215 | CRT area | no data | CLOSED | OPEN | BFP A MIN FLOW STRAINER ISOLATION | BFW | no data | no data | no data |  | Strainer
5491.0 | 1A BFP RECIRC BYPASS 1 | 01-VBFW215A | CONDENSATE RECEIVER TANK AREA | no data | CLOSED | OPEN | no data | no data | no data | no data | no data | no data | no data
5518.0 | 1A BFP RECIRC BYPASS 1 | 01-VBFW215A | CONDENSATE RECEIVER TANK AREA | Valve | CLOSED | CLOSED | no data | no data | no data | no data | no data | no data | no data
5492.0 | 1A BFP RECIRC BYPASS 2 | 01-VBFW215B | CONDENSATE RECEIVER TANK AREA | no data | CLOSED | CLOSED | no data | no data | no data | no data | no data | no data | no data
5519.0 | 1A BFP RECIRC BYPASS 2 | 01-VBFW215B | CONDENSATE RECEIVER TANK AREA | Valve | CLOSED | CLOSED | no data | no data | no data | no data | no data | no data | no data
727.0 | BFP "A" HP FW strainer drain | 01-VBFW216 | CRT area | no data | OPEN | CLOSED | BFP A MIN FLOW STRAINER DRAIN | BFW | no data | no data | no data |  | Strainer
5598.0 | BFP "A" HP FW strainer drain | 01-VBFW216 | CRT area | no data | OPEN | CLOSED | BFP A MIN FLOW STRAINER DRAIN | BFW | no data | no data | no data |  | Strainer
728.0 | BFP "A" HP FW strainer drain | 01-VBFW217 | CRT area | no data | OPEN | CLOSED | BFP A MIN FLOW STRAINER DRAIN | BFW | no data | no data | no data |  | Strainer
5599.0 | BFP "A" HP FW strainer drain | 01-VBFW217 | CRT area | no data | OPEN | CLOSED | BFP A MIN FLOW STRAINER DRAIN | BFW | no data | no data | no data |  | Strainer
729.0 | BFP "A" HP FW recirc iso after CV | 01-VBFW218 | CRT landing | Iso Vlv | CLOSED | OPEN | BFP A MIN RECIRC ACC CONDENSATE RECEIVER ISO | BFW | no data | no data | no data |  | CV/CRT
5520.0 | BFP "A" HP FW recirc iso after CV | 01-VBFW218 | CRT landing | Iso Vlv | CLOSED | OPEN | BFP A MIN RECIRC ACC CONDENSATE RECEIVER ISO | BFW | no data | no data | no data |  | CV/CRT
730.0 | BFP "B" HP FW flow meter iso (8) valves | 01-VBFW219 | Pipe Rack 1st | no data | CLOSED | OPEN | 01-FIT BFW181B ISO BFP B HP FEEDWATER DISCHARGE | BFW HP | no data | no data | no data |  | BFP B
731.0 | BFP "B" HP FW flow meter iso (8) valves | 01-VBFW220 | Pipe Rack 1st | no data | CLOSED | OPEN | 01-FIT BFW181B ISO BFP B HP FEEDWATER DISCHARGE | BFW HP | no data | no data | no data |  | BFP B
732.0 | BFP "B" HP FW flow meter iso (8) valves | 01-VBFW221 | Pipe Rack 1st | no data | CLOSED | OPEN | 01-FIT BFW181A ISO BFP B HP FEEDWATER DISCHARGE | BFW HP | no data | no data | no data |  | BFP B
733.0 | BFP "B" HP FW flow meter iso (8) valves | 01-VBFW222 | Pipe Rack 1st | no data | CLOSED | OPEN | 01-FIT BFW181A ISO BFP B HP FEEDWATER DISCHARGE | BFW HP | no data | no data | no data |  | BFP B
734.0 | BFP "B" HP FW flow meter iso (8) valves | 01-VBFW223 | Pipe Rack 1st | no data | CLOSED | OPEN | 01-FIT BFW181A ISO BFP B HP FEEDWATER DISCHARGE | BFW HP | no data | no data | no data |  | BFP B
735.0 | BFP "B" HP FW flow meter iso (8) valves | 01-VBFW224 | Pipe Rack 1st | no data | CLOSED | OPEN | 01-FIT BFW181A ISO BFP B HP FEEDWATER DISCHARGE | BFW HP | no data | no data | no data |  | BFP B
736.0 | BFP "B" HP FW flow meter iso (8) valves | 01-VBFW225 | Pipe Rack 1st | no data | CLOSED | OPEN | 01-FIT BFW181B ISO BFP B HP FEEDWATER DISCHARGE | BFW HP | no data | no data | no data |  | BFP B
737.0 | BFP "B" HP FW flow meter iso (8) valves | 01-VBFW226 | Pipe Rack 1st | no data | CLOSED | OPEN | 01-FIT BFW181B ISO BFP B HP FEEDWATER DISCHARGE | BFW HP | no data | no data | no data |  | BFP B
738.0 | BFP "B" HP FW discharge vent (2) valves | 01-VBFW227 | Pipe Rack 1st | no data | OPEN | CLOSED | HP FEEDWATER VENT | BFW HP | no data | no data | no data |  | BFP B
739.0 | BFP "B" HP FW discharge vent (2) valves | 01-VBFW228 | Pipe Rack 1st | no data | OPEN | CLOSED | HP FEEDWATER VENT | BFW HP | no data | no data | no data |  | BFP B
740.0 | HP FEEDWATER VENT | 01-VBFW229 | UNIT 1 PIPERACK DECK 1ST LEVEL | no data | OPEN | CLOSED | no data | no data | no data | no data | no data | no data | no data
741.0 | BFP "B" HP FW recirc vent after strainer | 01-VBFW230 | CRT landing | Drain/Vent Vlv | OPEN | CLOSED | BFP B MIN FLOW AFTER STRAINER VENT | BFW | no data | no data | no data |  | CRT
742.0 | BFP "B" HP FW recirc vent after strainer | 01-VBFW231 | CRT landing | Drain/Vent Vlv | OPEN | CLOSED | BFP B MIN FLOW AFTER STRAINER VENT | BFW | no data | no data | no data |  | CRT
743.0 | BFP "B" HP FW strainer iso | 01-VBFW232 | CRT area | no data | CLOSED | OPEN | BFP B MIN FLOW STRAINER ISOLATION | BFW | no data | no data | no data |  | Strainer
5543.0 | BFP "B" HP FW strainer iso | 01-VBFW232 | CRT area | no data | CLOSED | OPEN | BFP B MIN FLOW STRAINER ISOLATION | BFW | no data | no data | no data |  | Strainer
5499.0 | 1B BFP RECIRC ISOLATION BYPASS 1 | 01-VBFW232A | CONDENSATE RECEIVER TANK AREA | Valve | CLOSED | CLOSED | no data | no data | no data | no data | no data | no data | no data
5500.0 | 1B BFP RECIRC ISOLATION BYPASS 2 | 01-VBFW232B | CONDENSATE RECEIVER TANK AREA | Valve | CLOSED | CLOSED | no data | no data | no data | no data | no data | no data | no data
744.0 | BFP "B" HP FW strainer drain | 01-VBFW233 | CRT area | no data | OPEN | CLOSED | BFP B MIN FLOW STRAINER DRAIN | BFW | no data | no data | no data |  | Strainer
745.0 | BFP "B" HP FW strainer drain | 01-VBFW234 | CRT area | no data | OPEN | CLOSED | BFP B MIN FLOW STRAINER DRAIN | BFW | no data | no data | no data |  | Strainer
746.0 | BFP "B" HP FW discharge drain (2) valves | 01-VBFW235 | Pipe Rack 1st | no data | OPEN | CLOSED | BFP B HP FEEDWATER DISCHARGE DRAIN | BFW HP | no data | no data | no data |  | BFP B
5545.0 | BFP "B" HP FW discharge drain (2) valves | 01-VBFW235 | Pipe Rack 1st | no data | OPEN | CLOSED | BFP B HP FEEDWATER DISCHARGE DRAIN | BFW HP | no data | no data | no data |  | BFP B
747.0 | BFP "B" HP FW discharge drain (2) valves | 01-VBFW236 | Pipe Rack 1st | no data | OPEN | CLOSED | BFP B HP FEEDWATER DISCHARGE DRAIN | BFW HP | no data | no data | no data |  | BFP B
5546.0 | BFP "B" HP FW discharge drain (2) valves | 01-VBFW236 | Pipe Rack 1st | no data | OPEN | CLOSED | BFP B HP FEEDWATER DISCHARGE DRAIN | BFW HP | no data | no data | no data |  | BFP B
748.0 | BFP "B" HP FW discharge drain (2) valves | 01-VBFW237 | Pipe Rack 1st | no data | OPEN | CLOSED | BFP B HP FEEDWATER DISCHARGE DRAIN | BFW HP | no data | no data | no data |  | BFP B
749.0 | BFP "B" HP FW discharge drain (2) valves | 01-VBFW238 | Pipe Rack 1st | no data | OPEN | CLOSED | BFP B HP FEEDWATER DISCHARGE DRAIN | BFW HP | no data | no data | no data |  | BFP B
750.0 | BFP "B" HP FW recirc iso after CV | 01-VBFW239 | CRT landing | Iso Vlv | CLOSED | OPEN | BFP B MIN RECIRC ACC CONDENSATE RECEIVER ISO | BFW | no data | no data | no data |  | CV/CRT
5544.0 | BFP "B" HP FW recirc iso after CV | 01-VBFW239 | CRT landing | Iso Vlv | CLOSED | OPEN | BFP B MIN RECIRC ACC CONDENSATE RECEIVER ISO | BFW | no data | no data | no data |  | CV/CRT
751.0 | FW to HP terminal atemperator drain after check valve | 01-VBFW240 | Pipe Rack 1st | no data | OPEN | CLOSED | HPS FINAL ATTEMP SPRAY HP FEEDWATER ROOT VALVE DRAIN | BFW HP | no data | no data | no data |  | Attemperator HP
752.0 | FW to HP terminal atemperator drain after check valve | 01-VBFW241 | Pipe Rack 1st | no data | OPEN | CLOSED | HPS FINAL ATTEMP SPRAY HP FEEDWATER DRAIN | BFW HP | no data | no data | no data |  | Attemperator HP
753.0 | FW to HP terminal atemperator strainer PDIT | 01-VBFW242 | Pipe Rack 1st | no data | CLOSED | OPEN | 01-PDIT BFW701 HP FEEDWATER TO HPS FINAL ATTEMP | BFW HP | no data | no data | no data |  | Attemperator HP
754.0 | FW to HP terminal atemperator strainer PDIT | 01-VBFW243 | Pipe Rack 1st | no data | CLOSED | OPEN | 01-PDIT BFW701 HP FEEDWATER TO HPS FINAL ATTEMP | BFW HP | no data | no data | no data |  | Attemperator HP
755.0 | FW to HP terminal atemperator strainer PDIT | 01-VBFW244 | Pipe Rack 1st | no data | CLOSED | OPEN | 01-PDIT BFW701 HP FEEDWATER TO HPS FINAL ATTEMP | BFW HP | no data | no data | no data |  | Attemperator HP
757.0 | FW to HP terminal atemperator strainer #1 vent | 01-VBFW246 | Pipe Rack 1st | no data | OPEN | CLOSED | HPS FINAL ATTEMP SPRAY HP FEEDWATER STRAINER VENT | BFW HP | no data | no data | no data |  | Attemperator HP
758.0 | FW to HP terminal atemperator strainer #1 vent | 01-VBFW247 | Pipe Rack 1st | no data | OPEN | CLOSED | HPS FINAL ATTEMP SPRAY HP FEEDWATER STRAINER VENT | BFW HP | no data | no data | no data |  | Attemperator HP
759.0 | FW to HP terminal atemperator strainer #2 vent | 01-VBFW248 | Pipe Rack 1st | no data | OPEN | CLOSED | HPS FINAL ATTEMP SPRAY HP FEEDWATER STRAINER VENT | BFW HP | no data | no data | no data |  | Attemperator HP
760.0 | FW to HP terminal atemperator strainer #2 vent | 01-VBFW249 | Pipe Rack 1st | no data | OPEN | CLOSED | HPS FINAL ATTEMP SPRAY HP FEEDWATER STRAINER VENT | BFW HP | no data | no data | no data |  | Attemperator HP
761.0 | 01-PDI BFW243 ISO IP FEEDWATER HEADER | 01-VBFW250 | UNIT 1 PIPERACK DECK 1ST LEVEL | no data | CLOSED | OPEN | no data | no data | no data | no data | no data | no data | no data
762.0 | 01-PDI BFW243 ISO IP FEEDWATER HEADER | 01-VBFW251 | UNIT 1 PIPERACK DECK 1ST LEVEL | no data | CLOSED | OPEN | no data | no data | no data | no data | no data | no data | no data
763.0 | 01-PDI BFW243 ISO IP FEEDWATER HEADER | 01-VBFW252 | UNIT 1 PIPERACK DECK 1ST LEVEL | no data | CLOSED | OPEN | no data | no data | no data | no data | no data | no data | no data
764.0 | 01-PDI BFW243 ISO IP FEEDWATER HEADER | 01-VBFW253 | UNIT 1 PIPERACK DECK 1ST LEVEL | no data | CLOSED | OPEN | no data | no data | no data | no data | no data | no data | no data
765.0 | 01-PDI BFW146 BFP A MIN FLOW STRAINER | 01-VBFW254 | UNIT 1 NORTH OF CONDENSATE PUMPS | no data | CLOSED | OPEN | no data | no data | no data | no data | no data | no data | no data
766.0 | 01-PDI BFW146 BFP A MIN FLOW STRAINER | 01-VBFW255 | UNIT 1 NORTH OF CONDENSATE PUMPS | no data | CLOSED | OPEN | no data | no data | no data | no data | no data | no data | no data
767.0 | 01-PDI BFW146 BFP A MIN FLOW STRAINER | 01-VBFW256 | UNIT 1 NORTH OF CONDENSATE PUMPS | no data | CLOSED | OPEN | no data | no data | no data | no data | no data | no data | no data
768.0 | 01-PDI BFW146 BFP A MIN FLOW STRAINER | 01-VBFW257 | UNIT 1 NORTH OF CONDENSATE PUMPS | no data | CLOSED | OPEN | no data | no data | no data | no data | no data | no data | no data
769.0 | 01-PDI BFW186 BFP B MIN FLOW STRAINER | 01-VBFW258 | UNIT 1 NORTH OF CONDENSATE PUMPS | no data | CLOSED | OPEN | no data | no data | no data | no data | no data | no data | no data
770.0 | 01-PDI BFW186 BFP B MIN FLOW STRAINER | 01-VBFW259 | UNIT 1 NORTH OF CONDENSATE PUMPS | no data | CLOSED | OPEN | no data | no data | no data | no data | no data | no data | no data
771.0 | 01-PDI BFW186 BFP B MIN FLOW STRAINER | 01-VBFW260 | UNIT 1 NORTH OF CONDENSATE PUMPS | no data | CLOSED | OPEN | no data | no data | no data | no data | no data | no data | no data
772.0 | 01-PDI BFW186 BFP B MIN FLOW STRAINER | 01-VBFW261 | UNIT 1 NORTH OF CONDENSATE PUMPS | no data | CLOSED | OPEN | no data | no data | no data | no data | no data | no data | no data
773.0 | Gas performance heater FW in PIT | 01-VBFW262 | FGPH | no data | CLOSED | OPEN | 01-PIT BFW427 IP FEEDWATER TO PERFORMANCE HEATER | BFW IP | no data | no data | no data |  | FGPH
774.0 | BFP SUCTION FROM CONDENSATE CHECK VALVE | 01-VBFW263 | UNIT 1 PIPERACK DECK 1ST LEVEL | no data | CLOSED | OPEN | no data | no data | no data | no data | no data | no data | no data
775.0 | BFP suction from condensate | 01-VBFW264 | Pipe Rack 1st | no data | CLOSED | OPEN | BFP SUCTION ISO FROM CONDENSATE | BFW | no data | no data | no data |  | BFP A/B suction
6718.0 | BFP suction from condensate | 01-VBFW264 | Pipe Rack 1st | no data | CLOSED | OPEN | BFP SUCTION ISO FROM CONDENSATE | BFW | no data | no data | no data |  | BFP A/B suction
6719.0 | BFP SUCTION ISO FROM CONDENSATE BYPASS | 01-VBFW264A | U1 BFP Pipe rack | no data | CLOSED | CLOSED | no data | no data | no data | no data | no data | no data | no data
776.0 | BFP "A" suction iso | 01-VBFW265 | Pipe Rack 1st | no data | CLOSED | OPEN | BFP A SUCTION ISOLATION | BFW | no data | no data | no data |  | BFP A
5482.0 | BFP "A" suction iso | 01-VBFW265 | Pipe Rack 1st | no data | CLOSED | OPEN | BFP A SUCTION ISOLATION | BFW | no data | no data | no data |  | BFP A
5485.0 | BFP "A" suction iso | 01-VBFW265 | Pipe Rack 1st | no data | CLOSED | OPEN | BFP A SUCTION ISOLATION | BFW | no data | no data | no data |  | BFP A
5509.0 | BFP "A" suction iso | 01-VBFW265 | Pipe Rack 1st | no data | CLOSED | OPEN | BFP A SUCTION ISOLATION | BFW | no data | no data | no data |  | BFP A
6720.0 | BFP "A" suction iso | 01-VBFW265 | Pipe Rack 1st | no data | CLOSED | OPEN | BFP A SUCTION ISOLATION | BFW | no data | no data | no data |  | BFP A
5488.0 | 1A BFP suction bypass | 01-VBFW265A | PIPE RACK | no data | CLOSED | CLOSED | no data | no data | no data | no data | no data | no data | no data
5510.0 | 1A BFP suction bypass | 01-VBFW265A | PIPE RACK | Valve | CLOSED | CLOSED | no data | no data | no data | no data | no data | no data | no data
5489.0 | 1A BFP SUCTION BYPASS | 01-VBFW265B | PIPE RACK | no data | CLOSED | CLOSED | no data | no data | no data | no data | no data | no data | no data
5511.0 | 1A BFP SUCTION BYPASS | 01-VBFW265B | PIPE RACK | Valve | CLOSED | CLOSED | no data | no data | no data | no data | no data | no data | no data
5814.0 | 1A BFP LP SUCTION BYPASS | 01-VBFW265B | PIPE RACK | Valve | CLOSED | CLOSED | no data | no data | no data | no data | no data | no data | no data
777.0 | BFP "B" suction iso | 01-VBFW266 | Pipe Rack 1st | no data | CLOSED | OPEN | BFP B SUCTION ISOLATION | BFW | no data | no data | no data |  | BFP B
5534.0 | BFP "B" suction iso | 01-VBFW266 | Pipe Rack 1st | no data | CLOSED | OPEN | BFP B SUCTION ISOLATION | BFW | no data | no data | no data |  | BFP B
6721.0 | BFP "B" suction iso | 01-VBFW266 | Pipe Rack 1st | no data | CLOSED | OPEN | BFP B SUCTION ISOLATION | BFW | no data | no data | no data |  | BFP B
5493.0 | 1B BFP suction bypass | 01-VBFW266A | PIPE RACK | no data | CLOSED | CLOSED | no data | no data | no data | no data | no data | no data | no data
5535.0 | 1B BFP suction bypass | 01-VBFW266A | PIPE RACK | Valve | CLOSED | CLOSED | no data | no data | no data | no data | no data | no data | no data
5494.0 | 1B BFP SUCTION BYPASS | 01-VBFW266B | PIPE RACK | no data | CLOSED | CLOSED | no data | no data | no data | no data | no data | no data | no data
5536.0 | 1B BFP SUCTION BYPASS | 01-VBFW266B | PIPE RACK | Valve | CLOSED | CLOSED | no data | no data | no data | no data | no data | no data | no data
778.0 | BFP "B" HP FW recirc drain (under first pipe rack) | 01-VBFW267 | Pipe Rack 1st | no data | OPEN | CLOSED | BFP B HP DISCHARGE MIN FLOW DRAIN | BFW HP | no data | no data | no data |  | BFP B
779.0 | BFP "A" IP FW discharge iso | 01-VBFW269 | Pipe Rack 1st | no data | CLOSED | OPEN | BFP A IP DISCHARGE ISOLATION | BFW | no data | no data | no data |  | BFP A
5512.0 | BFP "A" IP FW discharge iso | 01-VBFW269 | Pipe Rack 1st | no data | CLOSED | OPEN | BFP A IP DISCHARGE ISOLATION | BFW | no data | no data | no data |  | BFP A
5490.0 | 1A BFP IP FEEDWATER MANUAL DISCHARGE BYPASS | 01-VBFW269A | PIPE RACK | Valve | CLOSED | CLOSED | no data | no data | no data | no data | no data | no data | no data
780.0 | BFP "B" IP FW discharge iso | 01-VBFW270 | Pipe Rack 1st | no data | CLOSED | OPEN | BFP B IP DISCHARGE ISOLATION | BFW IP | no data | no data | no data |  | BFP B
5537.0 | BFP "B" IP FW discharge iso | 01-VBFW270 | Pipe Rack 1st | no data | CLOSED | OPEN | BFP B IP DISCHARGE ISOLATION | BFW IP | no data | no data | no data |  | BFP B
5495.0 | 1B BFP IP FEEDWATER MANUAL DISCHARGE BYPASS | 01-VBFW270A | PIPE RACK | Valve | CLOSED | CLOSED | no data | no data | no data | no data | no data | no data | no data
5538.0 | 1B BFP IP FEEDWATER MANUAL DISCHARGE BYPASS | 01-VBFW270A | PIPE RACK | Valve | CLOSED | CLOSED | no data | no data | no data | no data | no data | no data | no data
781.0 | BFP A HP FEEDWATER DISCHARGE ISOLATION | 01-VBFW271 | UNIT 1 PIPERACK DECK 1ST LEVEL | no data | CLOSED | OPEN | no data | no data | no data | no data | no data | no data | no data
5513.0 | BFP A HP FEEDWATER DISCHARGE ISOLATION | 01-VBFW271 | UNIT 1 PIPERACK DECK 1ST LEVEL | Valve | CLOSED | OPEN | no data | no data | no data | no data | no data | no data | no data
5501.0 | 1A BFP manual discharge bypass | 01-vbfw271a | PIPE RACK | Valve | CLOSED | CLOSED | no data | no data | no data | no data | no data | no data | no data
5514.0 | 1A BFP manual discharge bypass | 01-vbfw271a | PIPE RACK | Valve | CLOSED | CLOSED | no data | no data | no data | no data | no data | no data | no data
5813.0 | 1A BFP HP manual discharge bypass | 01-vbfw271a | PIPE RACK | Valve | CLOSED | CLOSED | no data | no data | no data | no data | no data | no data | no data
782.0 | BFP "B" HP FW discharge iso | 01-VBFW272 | Pipe Rack 1st | no data | CLOSED | OPEN | BFP B HP FEEDWATER DISCHARGE ISOLATION | BFW HP | no data | no data | no data |  | BFP B
5541.0 | BFP "B" HP FW discharge iso | 01-VBFW272 | Pipe Rack 1st | no data | CLOSED | OPEN | BFP B HP FEEDWATER DISCHARGE ISOLATION | BFW HP | no data | no data | no data |  | BFP B
5497.0 | 1B BFP manual discharge bypass | 01-vbfw272a | PIPE RACK | Valve | CLOSED | CLOSED | no data | no data | no data | no data | no data | no data | no data
783.0 | Gas performance heater Level switch vessel 1 | 01-VBFW273 | FGPH | no data | CLOSED | OPEN | 01-LSH BFW431A PERFORMANCE HEATER LEAK DETECTION ISO | BFW IP | no data | no data | no data |  | FGPH
784.0 | Gas performance heater Level switch vessel 1 | 01-VBFW274 | FGPH | no data | CLOSED | OPEN | 01-LSH BFW431A PERFORMANCE HEATER LEAK DETECTION ISO | BFW IP | no data | no data | no data |  | FGPH
785.0 | Gas performance heater Level switch vessel 1 | 01-VBFW275 | FGPH | no data | CLOSED | OPEN | 01-LSH BFW431B PERFORMANCE HEATER LEAK DETECTION ISO | BFW IP | no data | no data | no data |  | FGPH
786.0 | Gas performance heater Level switch vessel 1 | 01-VBFW276 | FGPH | no data | CLOSED | OPEN | 01-LSH BFW431B PERFORMANCE HEATER LEAK DETECTION ISO | BFW IP | no data | no data | no data |  | FGPH
787.0 | Gas performance heater Level switch vessel 2 vent | 01-VBFW277 | FGPH | no data | OPEN | CLOSED | FUEL GAS PERFORMANCE HEATER LEAK DECTECTION VENT | BFW IP | no data | no data | no data |  | FGPH
788.0 | 01-LSH BFW441A PERFORMANCE HEATER LEAK DETECTION ISO | 01-VBFW278 | U1 PERFORMACE HEATER AREA | no data | CLOSED | OPEN | no data | no data | no data | no data | no data | no data | no data
789.0 | Gas performance heater Level switch vessel 2 | 01-VBFW279 | FGPH | no data | CLOSED | OPEN | 01-LSH BFW441A PERFORMANCE HEATER LEAK DETECTION ISO | BFW IP | no data | no data | no data |  | FGPH
790.0 | Gas performance heater Level switch vessel 2 | 01-VBFW280 | FGPH | no data | CLOSED | OPEN | 01-LSH BFW441B PERFORMANCE HEATER LEAK DETECTION ISO | BFW IP | no data | no data | no data |  | FGPH
791.0 | Gas performance heater Level switch vessel 2 | 01-VBFW281 | FGPH | no data | CLOSED | OPEN | 01-LSH BFW441B PERFORMANCE HEATER LEAK DETECTION ISO | BFW IP | no data | no data | no data |  | FGPH
792.0 | Gas performance heater FW out PIT | 01-VBFW282 | FGPH | no data | CLOSED | OPEN | 01-PIT BFW439 IP FEEDWATER ISO | BFW IP | no data | no data | no data |  | FGPH
793.0 | Gas performance heater vent | 01-VBFW283 | FGPH | no data | OPEN | CLOSED | FUEL GAS PERFORMANCE HEATER IP FEEDWATER VENT | BFW IP | no data | no data | no data |  | FGPH
794.0 | Gas performance heater FW in PIT | 01-VBFW284 | FGPH | no data | CLOSED | OPEN | 01-PIT BFW427 IP FEEDWATER TO PERFORMANCE HEATER | BFW IP | no data | no data | no data |  | FGPH
795.0 | Gas performance heater nitrogen connection (after CV) | 01-VBFW285 | FGPH | no data | CLOSED | CLOSED | N2 CONNECTION ISO VALVE | BFW IP | no data | no data | no data |  | FGPH
796.0 | Gas performance heater drain | 01-VBFW286 | FGPH | no data | OPEN | CLOSED | IP FEEDWATER TO PERFORMANCE HEATER DRAIN | BFW IP | no data | no data | no data |  | FGPH
797.0 | 01-PDI BFW435 PERFORMANCE HEATER IP FEEDWATER | 01-VBFW287 | U1 PERFORMACE HEATER AREA | no data | CLOSED | OPEN | no data | no data | no data | no data | no data | no data | no data
798.0 | 01-PDI BFW435 PERFORMANCE HEATER IP FEEDWATER | 01-VBFW288 | U1 PERFORMACE HEATER AREA | no data | CLOSED | OPEN | no data | no data | no data | no data | no data | no data | no data
799.0 | Gas performance heater drain before block valve | 01-VBFW289 | FGPH | no data | OPEN | CLOSED | IP FEEDWATER FROM PERFORMANCE HEATER DRAIN | BFW IP | no data | no data | no data |  | FGPH
800.0 | Gas performance heater to receiver tank iso (2) valves | 01-VBFW290 | CRT | no data | CLOSED | OPEN | PERFORMANCE HEATER TO ACC IP FEEDWATER ISO | BFW IP | no data | no data | no data |  | FGPH
5588.0 | PERFORMANCE HEATER TO ACC IP FEEDWATER bypass | 01-VBFW290a | UNIT 1 NORTH OF CONDENSATE PUMPS | no data | CLOSED | CLOSED | no data | no data | no data | no data | no data | no data | no data
801.0 | Gas performance heater drain before CV | 01-VBFW291 | FGPH | no data | OPEN | CLOSED | PERFORMANCE HEATER TO CONDENSATE DRAIN | BFW IP | no data | no data | no data |  | FGPH
802.0 | Gas performance heater to receiver tank strainer drain | 01-VBFW292 | CRT | no data | OPEN | CLOSED | PERFORMANCE HEATER TO ACC IP FEEDWATER STRAINER DRAIN | BFW IP | no data | no data | no data |  | FGPH
803.0 | 01-PDI BFW471 PERFORMANCE HEATER TO ACC STRAINER | 01-VBFW293 | UNIT 1 NORTH OF CONDENSATE PUMPS | no data | CLOSED | OPEN | no data | no data | no data | no data | no data | no data | no data
804.0 | Drain After TCA coller | 01-VBFW294 | Pipe Rack 1st | no data | OPEN | CLOSED | HP FEEDWATER HEADER AFTER TCA COOLER DRAIN | BFW HP | no data | no data | no data |  | TCA
805.0 | 01-FIT BFW301/A/B HP FEEDWATER HEADER TO TCA COOLER | 01-VBFW295 | UNIT 1 PIPERACK DECK 1ST LEVEL | no data | CLOSED | OPEN | no data | no data | no data | no data | no data | no data | no data
806.0 | FW to TCA flow meter (4) valves | 01-VBFW296 | Pipe Rack 1st | no data | CLOSED | OPEN | 01-FIT BFW301C HP FEEDWATER HEADER TO TCA COOLER | BFW HP | no data | no data | no data |  | TCA
807.0 | FW to TCA flow meter (4) valves | 01-VBFW297 | Pipe Rack 1st | no data | CLOSED | OPEN | 01-FIT BFW301C HP FEEDWATER HEADER TO TCA COOLER | BFW HP | no data | no data | no data |  | TCA
808.0 | FW to TCA flow meter (4) valves | 01-VBFW298 | Pipe Rack 1st | no data | CLOSED | OPEN | 01-FIT BFW301C HP FEEDWATER HEADER TO TCA COOLER | BFW HP | no data | no data | no data |  | TCA
809.0 | FW to TCA flow meter (4) valves | 01-VBFW299 | Pipe Rack 1st | no data | CLOSED | OPEN | 01-FIT BFW301C HP FEEDWATER HEADER TO TCA COOLER | BFW HP | no data | no data | no data |  | TCA
810.0 | FW to TCA iso | 01-VBFW300 | Pipe Rack 1st | no data | CLOSED | OPEN | HP FEEDWATER HEADER TO TCA COOLER ISO | BFW HP | no data | no data | no data |  | TCA
811.0 | FW to TCA drain | 01-VBFW301 | Pipe Rack 1st | no data | OPEN | CLOSED | HP FEEDWATER HEADER TO TCA COOLER DRAIN | BFW HP | no data | no data | no data |  | TCA
812.0 | FW to TCA drain | 01-VBFW302 | Pipe Rack 1st | no data | OPEN | CLOSED | HP FEEDWATER HEADER TO TCA COOLER DRAIN | BFW HP | no data | no data | no data |  | TCA
813.0 | FW to TCA drain after CV | 01-VBFW303 | Pipe Rack 1st | no data | OPEN | CLOSED | HP FEEDWATER HEADER TO TCA COOLER DRAIN | BFW HP | no data | no data | no data |  | TCA
814.0 | FW to TCA drain after CV | 01-VBFW304 | Pipe Rack 1st | no data | OPEN | CLOSED | HP FEEDWATER HEADER TO TCA COOLER DRAIN | BFW HP | no data | no data | no data |  | TCA
815.0 | From TCA to Cond. Receiver Tank drain after strainer | 01-VBFW305 | CRT | no data | OPEN | CLOSED | HP FEEDWATER HEADER AFTER TCA COOLER DRAIN | BFW HP | no data | no data | no data |  | TCA
816.0 | From TCA to Cond. Receiver Tank drain after strainer | 01-VBFW306 | CRT | no data | CLOSED | OPEN | CT TCA COOLER HP FEEDWATER OUTLET ISOLATION | BFW HP | no data | no data | no data |  | TCA
817.0 | FW from TCA PITx2 (4) valves | 01-VBFW307 | Pipe Rack 1st | no data | CLOSED | OPEN | 01-PIT BFW331A HP FEEDWATER TCA COOLER OUTLET | BFW HP | no data | no data | no data |  | TCA
818.0 | FW from TCA PITx2 (4) valves | 01-VBFW308 | Pipe Rack 1st | no data | CLOSED | OPEN | - | BFW HP | no data | no data | no data |  | TCA
819.0 | FW from TCA PITx2 (4) valves | 01-VBFW309 | Pipe Rack 1st | no data | CLOSED | OPEN | 01-PIT BFW331B HP FEEDWATER TCA COOLER OUTLET | BFW HP | no data | no data | no data |  | TCA
820.0 | FW from TCA PITx2 (4) valves | 01-VBFW310 | Pipe Rack 1st | no data | CLOSED | OPEN | 01-PIT BFW331B HP FEEDWATER TCA COOLER OUTLET | BFW HP | no data | no data | no data |  | TCA
821.0 | From TCA flow meter (4) valves | 01-VBFW311 | Pipe Rack 1st | no data | CLOSED | OPEN | 01-FIT BFW339A HP FEEDWATER TO HRSG FROM TCA COOLER | BFW HP | no data | no data | no data |  | TCA
822.0 | From TCA flow meter (4) valves | 01-VBFW312 | Pipe Rack 1st | no data | CLOSED | OPEN | 01-FIT BFW339A HP FEEDWATER TO HRSG FROM TCA COOLER | BFW HP | no data | no data | no data |  | TCA
823.0 | From TCA flow meter (4) valves | 01-VBFW313 | Pipe Rack 1st | no data | CLOSED | OPEN | 01-FIT BFW339A HP FEEDWATER TO HRSG FROM TCA COOLER | BFW HP | no data | no data | no data |  | TCA
824.0 | From TCA flow meter (4) valves | 01-VBFW314 | Pipe Rack 1st | no data | CLOSED | OPEN | 01-FIT BFW339A HP FEEDWATER TO HRSG FROM TCA COOLER | BFW HP | no data | no data | no data |  | TCA
825.0 | From TCA flow meter (4) valves | 01-VBFW315 | Pipe Rack 1st | no data | CLOSED | OPEN | 01-FIT BFW339B HP FEEDWATER TO HRSG FROM TCA COOLER | BFW HP | no data | no data | no data |  | TCA
826.0 | From TCA flow meter (4) valves | 01-VBFW316 | Pipe Rack 1st | no data | CLOSED | OPEN | 01-FIT BFW339B HP FEEDWATER TO HRSG FROM TCA COOLER | BFW HP | no data | no data | no data |  | TCA
827.0 | From TCA flow meter (4) valves | 01-VBFW317 | Pipe Rack 1st | no data | CLOSED | OPEN | 01-FIT BFW339B HP FEEDWATER TO HRSG FROM TCA COOLER | BFW HP | no data | no data | no data |  | TCA
828.0 | From TCA flow meter (4) valves | 01-VBFW318 | Pipe Rack 1st | no data | CLOSED | OPEN | 01-FIT BFW339B HP FEEDWATER TO HRSG FROM TCA COOLER | BFW HP | no data | no data | no data |  | TCA
829.0 | CRH to AUX steam LOW flow attemperator ISO after CV | 01-VBFW319 | Pipe Rack 3rd | no data | CLOSED | OPEN | CRH ATTEMP SPRAY IP FEEDWATER ISO VALVE | BFW IP | no data | no data | no data |  | Attempeator Aux
830.0 | From TCA to HP economizer PDIT (4) valves | 01-VBFW320 | Pipe Rack 1st | no data | CLOSED | OPEN | 01-PDTBFW345A/B HP FEEWATER TO HRSG FROM TCA COOLER | BFW HP | no data | no data | no data |  | TCA
831.0 | From TCA to HP economizer PDIT (4) valves | 01-VBFW321 | Pipe Rack 1st | no data | CLOSED | OPEN | 01-PDTBFW345A/B HP FEEWATER TO HRSG FROM TCA COOLER | BFW HP | no data | no data | no data |  | TCA
832.0 | From TCA to Cond. Receiver Tank vent after srtainer | 01-VBFW322 | CRT | no data | OPEN | CLOSED | HP FEEDWATER FROM TCA TO ACC AFTER STRAINER VENT | BFW HP | no data | no data | no data |  | TCA
833.0 | From TCA to Cond. Receiver Tank vent after srtainer | 01-VBFW323 | CRT | no data | OPEN | CLOSED | HP FEEDWATER FROM TCA TO ACC AFTER STRAINER VENT | BFW HP | no data | no data | no data |  | TCA
834.0 | From TCA to HP economizer vent | 01-VBFW324 | Pipe Rack 1st | no data | OPEN | CLOSED | HP FEEDWATER TO HRSG FROM TCA COOLER VENT | BFW HP | no data | no data | no data |  | TCA
835.0 | From TCA to HP economizer vent | 01-VBFW325 | Pipe Rack 1st | no data | OPEN | CLOSED | HP FEEDWATER TO HRSG FROM TCA COOLER VENT | BFW HP | no data | no data | no data |  | TCA
836.0 | From TCA to HP economizer PDIT (4) valves | 01-VBFW326 | Pipe Rack 1st | no data | CLOSED | OPEN | 01-PDTBFW345A/B HP FEEWATER TO HRSG FROM TCA COOLER | BFW HP | no data | no data | no data |  | TCA
837.0 | From TCA to HP economizer PDIT (4) valves | 01-VBFW327 | Pipe Rack 1st | no data | CLOSED | OPEN | 01-PDTBFW345A/B HP FEEWATER TO HRSG FROM TCA COOLER | BFW HP | no data | no data | no data |  | TCA
838.0 | From TCA to HP economizer drain after CV | 01-VBFW328 | Pipe Rack 1st | no data | OPEN | CLOSED | HP FEEWATER TO HRSG FROM TCA COOLER DRAIN | BFW HP | no data | no data | no data |  | TCA
839.0 | From TCA to HP economizer drain after CV | 01-VBFW329 | Pipe Rack 1st | no data | OPEN | CLOSED | HP FEEWATER TO HRSG FROM TCA COOLER DRAIN | BFW HP | no data | no data | no data |  | TCA
840.0 | From TCA to Cond. Receiver Tank iso (2) vlvs | 01-VBFW330 | CRT | no data | CLOSED | OPEN | HP FEEDWATER FROM TCA COOLER TO ACC ISO | BFW HP | no data | no data | no data |  | TCA
5583.0 | HP FEEDWATER FROM TCA COOLER TO ACC bypass | 01-VBFW330a | UNIT 1 NORTH OF CONDENSATE PUMPS | no data | CLOSED | CLOSED | no data | no data | no data | no data | no data | no data | no data
841.0 | From TCA to Cond. Receiver Tank vent | 01-VBFW331 | CRT | no data | OPEN | CLOSED | HP FEEDWATER FROM TCA COOLER TO ACC VENT | BFW HP | no data | no data | no data |  | TCA
842.0 | From TCA to Cond. Receiver Tank vent | 01-VBFW332 | CRT | no data | OPEN | CLOSED | HP FEEDWATER FROM TCA COOLER TO ACC VENT | BFW HP | no data | no data | no data |  | TCA
843.0 | From TCA to Cond. Receiver Tank strainer drain | 01-VBFW333 | CRT | no data | OPEN | CLOSED | HP FEEDWATER FROM TCA TO ACC STRAINER DRAIN | BFW HP | no data | no data | no data |  | TCA
844.0 | From TCA to Cond. Receiver Tank strainer drain | 01-VBFW334 | CRT | no data | OPEN | CLOSED | HP FEEDWATER FROM TCA TO ACC STRAINER DRAIN | BFW HP | no data | no data | no data |  | TCA
845.0 | HP FEEDWATER FROM TCA TO ACC AFTER STRAINER DRAIN | 01-VBFW335 | UNIT 1 NW OF CONDENSATE RECEIVER TANK (LADDER) | no data | OPEN | CLOSED | no data | no data | no data | no data | no data | no data | no data
846.0 | HP FEEDWATER FROM TCA TO ACC AFTER STRAINER DRAIN | 01-VBFW336 | UNIT 1 NW OF CONDENSATE RECEIVER TANK (LADDER) | no data | OPEN | CLOSED | no data | no data | no data | no data | no data | no data | no data
847.0 | BFP "B" HP FW recirc drain (under first pipe rack) | 01-VBFW337 | Pipe Rack 1st | no data | OPEN | CLOSED | BFP B HP DISCHARGE MIN FLOW DRAIN | BFW HP | no data | no data | no data |  | BFP B
848.0 | BFP "B" HP FW recirc drain after strainer | 01-VBFW338 | CRT area | no data | OPEN | CLOSED | BFP B HP DISCHARGE MIN FLOW AFTER STRAINER DRAIN | BFW | no data | no data | no data |  | CRT
849.0 | From TCA to Cond. Receiver Tank after CV iso | 01-VBFW339 | CRT | no data | CLOSED | OPEN | CT TCA COOLER RECIRC ACC ISOLATION | BFW HP | no data | no data | no data |  | TCA
850.0 | Gas performance heater flow | 01-VBFW340 | FGPH | no data | CLOSED | OPEN | 01-FIT BFW407A/B IP FEEDWATER TO PERFORMANCE HEATER | BFW IP | no data | no data | no data |  | FGPH
851.0 | Gas performance heater flow | 01-VBFW341 | FGPH | no data | CLOSED | OPEN | 01-FIT BFW407A/B IP FEEDWATER TO PERFORMANCE HEATER | BFW IP | no data | no data | no data |  | FGPH
852.0 | Gas performance heater flow | 01-VBFW342 | FGPH | no data | CLOSED | OPEN | 01-FIT BFW407A/B IP FEEDWATER TO PERFORMANCE HEATER | BFW IP | no data | no data | no data |  | FGPH
853.0 | Gas performance heater flow | 01-VBFW343 | FGPH | no data | CLOSED | OPEN | 01-FIT BFW407A/B IP FEEDWATER TO PERFORMANCE HEATER | BFW IP | no data | no data | no data |  | FGPH
854.0 | Gas performance heater High flow CV iso (before) | 01-VBFW344 | FGPH | no data | CLOSED | OPEN | IP FEEDWATER TO PERFORMANCE HEATER ISO VALVE | BFW IP | no data | no data | no data |  | FGPH
855.0 | Gas performance heater High flow CV iso (after) | 01-VBFW345 | FGPH | no data | CLOSED | OPEN | IP FEEDWATER TO PERFORMANCE HEATER ISO VALVE | BFW IP | no data | no data | no data |  | FGPH
856.0 | IP FEEDWATER TO PERFORMANCE HEATER ISO VALVE | 01-VBFW346 | UNIT 1 PERFORMANCE HEATER AREA | no data | CLOSED | OPEN | no data | no data | no data | no data | no data | no data | no data
857.0 | Gas performance heater Low flow CV iso (after) | 01-VBFW347 | FGPH | no data | CLOSED | OPEN | IP FEEDWATER TO PERFORMANCE HEATER ISO VALVE | BFW IP | no data | no data | no data |  | FGPH
858.0 | Gas performance heater nitrogen connection (after CV) | 01-VBFW348 | FGPH | no data | CLOSED | CLOSED | N2 CONNECTION ISO VALVE | BFW IP | no data | no data | no data |  | FGPH
859.0 | Gas performance heater vent | 01-VBFW349 | FGPH | no data | OPEN | CLOSED | FUEL GAS PERFORMANCE HEATER IP FEEDWATER VENT | BFW IP | no data | no data | no data |  | FGPH
860.0 | Gas performance heater iso | 01-VBFW350 | FGPH | no data | CLOSED | OPEN | IP FEEDWATER TO PERFORMANCE HEATER ISO VALVE | BFW IP | no data | no data | no data |  | FGPH
861.0 | Gas performance heater drain | 01-VBFW351 | FGPH | no data | OPEN | CLOSED | IP FEEDWATER TO PERFORMANCE HEATER DRAIN | BFW IP | no data | no data | no data |  | FGPH
862.0 | Gas performance heater iso | 01-VBFW352 | FGPH | no data | CLOSED | OPEN | IP FEEDWATER TO PERFORMANCE HEATER ISO VALVE | BFW IP | no data | no data | no data |  | FGPH
863.0 | Gas performance heater Level switch vessel 1 vent | 01-VBFW353 | FGPH | no data | OPEN | CLOSED | FUEL GAS PERFORMANCE HEATER LEAK DECTECTION VENT | BFW IP | no data | no data | no data |  | FGPH
864.0 | Gas performance heater Level switch vessel 1 | 01-VBFW354 | FGPH | no data | CLOSED | OPEN | 01-LSH BFW431B PERFORMANCE HEATER LEAK DETECTION ISO | BFW IP | no data | no data | no data |  | FGPH
865.0 | Gas performance heater Level switch vessel 1 | 01-VBFW355 | FGPH | no data | CLOSED | OPEN | 01-LSH BFW431B PERFORMANCE HEATER LEAK DETECTION ISO | BFW IP | no data | no data | no data |  | FGPH
866.0 | Gas performance heater Level switch vessel 1 | 01-VBFW356 | FGPH | no data | CLOSED | OPEN | 01-LSH BFW431A PERFORMANCE HEATER LEAK DETECTION ISO | BFW IP | no data | no data | no data |  | FGPH
867.0 | Gas performance heater Level switch vessel 1 | 01-VBFW357 | FGPH | no data | CLOSED | OPEN | 01-LSH BFW431A PERFORMANCE HEATER LEAK DETECTION ISO | BFW IP | no data | no data | no data |  | FGPH
868.0 | Gas performance heater FW out PIT | 01-VBFW359 | FGPH | no data | CLOSED | OPEN | 01-PIT BFW439 IP FEEDWATER ISO | BFW IP | no data | no data | no data |  | FGPH
869.0 | Gas performance heater drain before block valve | 01-VBFW360 | FGPH | no data | OPEN | CLOSED | IP FEEDWATER FROM PERFORMANCE HEATER DRAIN | BFW IP | no data | no data | no data |  | FGPH
870.0 | Gas performance heater to receiver tank iso (2) valves | 01-VBFW361 | CRT | no data | CLOSED | OPEN | PERFORMANCE HEATER TO ACC IP FEEDWATER ISO | BFW IP | no data | no data | no data |  | FGPH
5587.0 | PERFORMANCE HEATER TO ACC IP FEEDWATER bypass | 01-VBFW361a | UNIT 1 NORTH OF CONDENSATE PUMPS | no data | CLOSED | CLOSED | no data | no data | no data | no data | no data | no data | no data
871.0 | HRH terminal drain after check valve (2) valves (3rd pipe rack) | 01-VBFW362 | Pipe Rack 2nd | no data | OPEN | CLOSED | HRH FINAL ATTEMP SPRAY IP FEEDWATER DRAIN | BFW IP | no data | no data | no data |  | Attemperator HRH
872.0 | HRH terminal drain after check valve (2) valves (3rd pipe rack) | 01-VBFW363 | Pipe Rack 2nd | no data | OPEN | CLOSED | HRH FINAL ATTEMP SPRAY IP FEEDWATER DRAIN | BFW IP | no data | no data | no data |  | Attemperator HRH
873.0 | Gas performance heater drain before CV | 01-VBFW364 | FGPH | no data | OPEN | CLOSED | PERFORMANCE HEATER TO CONDENSATE DRAIN | BFW IP | no data | no data | no data |  | FGPH
874.0 | BFP "B" HP FW recirc drain after strainer | 01-VBFW365 | CRT area | no data | OPEN | CLOSED | BFP B HP DISCHARGE MIN FLOW AFTER STRAINER DRAIN | BFW | no data | no data | no data |  | CRT
875.0 | Gas performance heater to receiver tank strainer drain | 01-VBFW366 | CRT | no data | OPEN | CLOSED | PERFORMANCE HEATER TO ACC IP FEEDWATER STRAINER DRAIN | BFW IP | no data | no data | no data |  | FGPH
876.0 | Gas performance heater outlet iso | 01-VBFW367 | FGPH | no data | CLOSED | OPEN | PERFORMANCE HEATER TO CONDENSATE ISO VALVE | BFW IP | no data | no data | no data |  | FGPH
877.0 | PERFORMANCE HEATER TO CONDENSATE IP CHECK VALVE | 01-VBFW368 | UNIT 1 PERFORMANCE HEATER AREA | no data | CLOSED | OPEN | no data | no data | no data | no data | no data | no data | no data
878.0 | Gas performance heater Level switch vessel 2 vent | 01-VBFW369 | FGPH | no data | OPEN | CLOSED | FUEL GAS PERFORMANCE HEATER LEAK DECTECTION VENT | BFW IP | no data | no data | no data |  | FGPH
879.0 | Gas performance heater Level switch vessel 2 | 01-VBFW370 | FGPH | no data | CLOSED | OPEN | 01-LSH BFW441B PERFORMANCE HEATER LEAK DETECTION ISO | BFW IP | no data | no data | no data |  | FGPH
880.0 | Gas performance heater Level switch vessel 2 | 01-VBFW371 | FGPH | no data | CLOSED | OPEN |  | BFW IP | no data | no data | no data |  | FGPH
881.0 | Gas performance heater Level switch vessel 2 | 01-VBFW372 | FGPH | no data | CLOSED | OPEN | 01-LSH BFW431A PERFORMANCE HEATER LEAK DETECTION ISO | BFW IP | no data | no data | no data |  | FGPH
882.0 | Gas performance heater Level switch vessel 2 | 01-VBFW373 | FGPH | no data | CLOSED | OPEN | 01-LSH BFW431A PERFORMANCE HEATER LEAK DETECTION ISO | BFW IP | no data | no data | no data |  | FGPH
883.0 | HPS FINAL ATTEMP SPRAY HP FEEDWATER CHECK VALVE | 01-VBFW374 | UNIT 1 PIPE RACK 3RD LEVEL | no data | CLOSED | OPEN | no data | no data | no data | no data | no data | no data | no data
884.0 | FW to HP terminal atemperator strainer #1 inlet | 01-VBFW375 | Pipe Rack 1st | no data | CLOSED | OPEN | HPS FINAL ATTEMP SPRAY STRAINER HP FEEDWATER ISO | BFW HP | no data | no data | no data |  | Attemperator HP
885.0 | FW to HP terminal atemperator strainer #2 inet | 01-VBFW376 | Pipe Rack 1st | no data | CLOSED | OPEN | HPS FINAL ATTEMP SPRAY STRAINER HP FEEDWATER ISO | BFW HP | no data | no data | no data |  | Attemperator HP
886.0 | FW to HP terminal atemperator strainer #2 drain | 01-VBFW377 | Pipe Rack 1st | no data | OPEN | CLOSED | HPS FINAL ATTEMP SPRAY HP FEEDWATER STRAINER DRAIN | BFW HP | no data | no data | no data |  | Attemperator HP
887.0 | IP FW to HP bypass FT iso | 01-VBFW378 | Pipe Rack 3rd | no data | CLOSED | OPEN | 01-FE BFW714/A IP FEEDWATER TP HP BYPASS | BFW IP | no data | no data | no data |  | Attemperator HP
888.0 | Gas performance heater to receiver tank iso after CV | 01-VBFW379 | CRT | no data | CLOSED | OPEN | PERFORMANCE HEATER TO ACC IP FEEDWATER ISO VALVE | BFW IP | no data | no data | no data |  | FGPH
889.0 | FW to HP terminal atemperator strainer #1 drain | 01-VBFW380 | Pipe Rack 1st | no data | OPEN | CLOSED | HPS TERMINAL ATTEMP SPRAY HP FEEDWATER STRAINER DRAIN | BFW HP | no data | no data | no data |  | Attemperator HP
890.0 | BFP "A" HP FW recirc drain after strainer | 01-VBFW381 | CRT area | no data | OPEN | CLOSED | BFP A HP DISCHARGE MIN FLOW AFTER STRAINER DRAIN | BFW | no data | no data | no data |  | Strainer
891.0 | FROM PERFORMANCE HEATER TO CONDENSATE DRAIN VALVE | 01-VBFW382 | CONDENSATE RECEIVER TANK AREA | no data | OPEN | CLOSED | no data | no data | no data | no data | no data | no data | no data
892.0 | FW to HP terminal atemperator strainer #2 outlet | 01-VBFW383 | Pipe Rack 1st | no data | CLOSED | OPEN | HPS FINAL ATTEMP SPRAY STRAINER HP FEEDWATER ISO | BFW HP | no data | no data | no data |  | Attemperator HP
893.0 | 01-FIT BFW301/301A/301B HP FEEDWATER HEADER | 01-VBFW384 | UNIT 1 PIPERACK DECK 1ST LEVEL | no data | CLOSED | OPEN | no data | no data | no data | no data | no data | no data | no data
894.0 | 01-FIT BFW301/301A/301B HP FEEDWATER HEADER | 01-VBFW386 | UNIT 1 PIPERACK DECK 1ST LEVEL | no data | CLOSED | OPEN | no data | no data | no data | no data | no data | no data | no data
895.0 | IP FW to HP bypass drain before CV | 01-VBFW387 | Pipe Rack 3rd | no data | OPEN | CLOSED | HPS BYPASS SPRAY ATTEMP IP FEEDWATER DRAIN | BFW IP | no data | no data | no data |  | Attemperator HP
896.0 | IP FW strainer #2 inlet iso | 01-VBFW388 | Pipe Rack 1st | no data | CLOSED | OPEN | SHARED SPRAY SUPPLY STRAINER ISOLATION IP FEEDWATER | BFW IP | no data | no data | no data |  | Attemperator/Strainer
897.0 | HRH terminal drain after block valve (2) valves | 01-VBFW389 | Pipe Rack 2nd | no data | OPEN | CLOSED | HRH FINAL ATTEMP SPRAY IP FEEDWATER DRAIN | BFW IP | no data | no data | no data |  | Attemperator HRH
898.0 | IP FW strainer #2 drain | 01-VBFW390 | Pipe Rack 1st | no data | OPEN | CLOSED | IP FEEDWATER ATTEMP STRAINER DRAIN | BFW IP | no data | no data | no data |  | TCA
899.0 | IP FW strainer #2 outlet iso | 01-VBFW391 | Pipe Rack 1st | no data | CLOSED | OPEN | SHARED SPRAY SUPPLY STRAINER ISOLATION IP FEEDWATER | BFW IP | no data | no data | no data |  | Attemperator/Strainer
900.0 | HRH FINAL ATTEMP SPRAY IP FEEDWATER CHECK VALVE | 01-VBFW392 | UNIT 1 PIPE RACK 3RD LEVEL | no data | CLOSED | OPEN | no data | no data | no data | no data | no data | no data | no data
901.0 | Gas performance heater to receiver tank drain | 01-VBFW402 | CRT | no data | OPEN | CLOSED | PERFORMANCE HEATER TO ACC IP FEEDWATER DRAIN | BFW IP | no data | no data | no data |  | FGPH
902.0 | Gas performance heater to receiver tank drain | 01-VBFW403 | CRT | no data | OPEN | CLOSED | PERFORMANCE HEATER TO ACC IP FEEDWATER DRAIN | BFW IP | no data | no data | no data |  | FGPH
903.0 | BFP "A" HP discharge PIT iso | 01-VBFW404 | Pipe Rack 1st | no data | CLOSED | OPEN | 01-PIT-BFW125 BFP A HP DISCHARGE | BFW | no data | no data | no data |  | BFP A
904.0 | BFP "A" HP discharge PIT iso | 01-VBFW405 | Pipe Rack 1st | no data | CLOSED | OPEN | 01-PIT-BFW125 BFP A HP DISCHARGE | BFW | no data | no data | no data |  | BFP A
905.0 | BFP "A" IP discharge PIT iso | 01-VBFW406 | Pipe Rack 1st | no data | CLOSED | OPEN | 01-PIT BFW135 BFP A IP DISCHARGE | BFW | no data | no data | no data |  | BFP A
906.0 | BFP "A" IP discharge PIT iso | 01-VBFW407 | Pipe Rack 1st | no data | CLOSED | OPEN | 01-PIT BFW135 BFP A IP DISCHARGE | BFW | no data | no data | no data |  | BFP A
907.0 | IP BFW COLD FILL FROM CONDENSATE CHECK | 01-VBFW408 | UNIT 1 PIPERACK DECK 1ST LEVEL | no data | CLOSED | OPEN | no data | no data | no data | no data | no data | no data | no data
908.0 | IP BFW COLD FILL FROM CONDENSATE STOP CHECK | 01-VBFW409 | UNIT 1 PIPERACK DECK 1ST LEVEL | no data | CLOSED | OPEN | no data | no data | no data | no data | no data | no data | no data
909.0 | IP BFW FILL FROM CONDENSATE ISO VALVE | 01-VBFW410 | UNIT 1 PIPERACK DECK 1ST LEVEL | no data | CLOSED | OPEN | no data | no data | no data | no data | no data | no data | no data
910.0 | BFP "A" HP FW strainer vent | 01-VBFW411 | CRT area | no data | OPEN | CLOSED | BFP A MIN FLOW STRAINER VENT | BFW | no data | no data | no data |  | Strainer
911.0 | BFP "A" HP FW strainer vent | 01-VBFW412 | CRT area | no data | OPEN | CLOSED | BFP A MIN FLOW STRAINER VENT | BFW | no data | no data | no data |  | Strainer
912.0 | BFP "A" HP FW recirc drain after strainer | 01-VBFW415 | CRT area | no data | OPEN | CLOSED | BFP A HP DISCHARGE MIN FLOW AFTER STRAINER DRAIN | BFW | no data | no data | no data |  | Strainer
913.0 | IP FW header Vent | 01-VBFW416 | Pipe Rack 1st | no data | OPEN | CLOSED | IP FEEDWATER HEADER VENT | BFW IP | no data | no data | no data |  | HRSG/ IP Drum
914.0 | IP FW header Vent | 01-VBFW417 | Pipe Rack 1st | no data | OPEN | CLOSED | IP FEEDWATER HEADER VENT | BFW IP | no data | no data | no data |  | HRSG/ IP Drum
915.0 | HP BFW header drain (2) valves | 01-VBFW422 | Pipe Rack 1st | no data | OPEN | CLOSED | HP FEEDWATER DISHARGE HEADER DRAIN | BFW HP | no data | no data | no data |  | HRSG/HP Drum
916.0 | HP BFW header drain (2) valves | 01-VBFW423 | Pipe Rack 1st | no data | OPEN | CLOSED | HP FEEDWATER DISHARGE HEADER DRAIN | BFW HP | no data | no data | no data |  | HRSG/HP Drum
917.0 | IP FW header PIT | 01-VBFW424 | Pipe Rack 1st | no data | CLOSED | OPEN | 01-PIT BFW233 ISO IP FEEDWATER HEADER | BFW IP | no data | no data | no data |  | Attemperator/Strainer
918.0 | HP FEEDWATER HEADER VENT | 01-VBFW425 |  | no data | OPEN | CLOSED | no data | no data | no data | no data | no data | no data | no data
919.0 | HP FEEDWATER HEADER VENT | 01-VBFW426 |  | no data | OPEN | CLOSED | no data | no data | no data | no data | no data | no data | no data
920.0 | BFP "B" HP FW strainer vent | 01-VBFW427 | CRT area | no data | OPEN | CLOSED | BFP B MIN FLOW STRAINER VENT | BFW | no data | no data | no data |  | Strainer
921.0 | BFP "B" HP FW strainer vent | 01-VBFW428 | CRT area | no data | OPEN | CLOSED | BFP B MIN FLOW STRAINER VENT | BFW | no data | no data | no data |  | Strainer
922.0 | BFW SUCTION LP DRUM SUPPLY CHECK | 01-VBFW429 | UNIT 1 PIPERACK DECK 1ST LEVEL | no data | CLOSED | OPEN | no data | no data | no data | no data | no data | no data | no data
923.0 | BFP "A" IP FW discharge vent (2) valve | 01-VBFW430 | Pipe Rack 1st | no data | OPEN | CLOSED | BFP A IP DISCHARGE VENT VALVE | BFW | no data | no data | no data |  | BFP A
924.0 | Flow transmitter (4) valves | 01-VBFW431 | Pipe Rack 3rd | no data | CLOSED | OPEN | 01-FITBFW741 IP FEEDWATER TO CRH ATTEMP | BFW IP | no data | no data | no data |  | Attempeator Aux
925.0 | Flow transmitter (4) valves | 01-VBFW432 | Pipe Rack 3rd | no data | CLOSED | OPEN | 01-FITBFW741 IP FEEDWATER TO CRH ATTEMP | BFW IP | no data | no data | no data |  | Attempeator Aux
926.0 | CRH to AUX steam LOW flow attemperator ISO before CV | 01-VBFW433 | Pipe Rack 3rd | no data | CLOSED | OPEN | IP FEEDWATER TO CRH LETDOWN ATTEMP ISO | BFW IP | no data | no data | no data |  | Attempeator Aux
927.0 | CRH to AUX steam LOW flow attemperator ISO before CV | 01-VBFW434 | Pipe Rack 3rd | no data | CLOSED | OPEN | IP FEEDWATER TO CRH LETDOWN ATTEMP ISO | BFW IP | no data | no data | no data |  | Attempeator Aux
928.0 | 01-FIT BFW301/301A/301B HP FEEDWATER HEADER | 01-VBFW435 | UNIT 1 PIPERACK DECK 1ST LEVEL | no data | CLOSED | OPEN | no data | no data | no data | no data | no data | no data | no data
929.0 | Drain before CV (2) valves | 01-VBFW436 | Pipe Rack 3rd | no data | OPEN | CLOSED | IP FEEDWATER TO CRH ATTEMP DRAIN | BFW IP | no data | no data | no data |  | Attempeator Aux
930.0 | Drain before CV (2) valves | 01-VBFW437 | Pipe Rack 3rd | no data | OPEN | CLOSED | IP FEEDWATER TO CRH ATTEMP DRAIN | BFW IP | no data | no data | no data |  | Attempeator Aux
931.0 | IP FW header PIT | 01-VBFW438 | Pipe Rack 1st | no data | CLOSED | OPEN | 01-PIT BFW233 ISO IP FEEDWATER HEADER | BFW IP | no data | no data | no data |  | Attemperator/Strainer
932.0 | 01-PDI BFW471 PERFORMANCE HEATER TO ACC STRAINER | 01-VBFW439 | UNIT 1 NORTH OF CONDENSATE PUMPS | no data | CLOSED | OPEN | no data | no data | no data | no data | no data | no data | no data
933.0 | Gas performance heater to receiver tank strainer vent | 01-VBFW440 | CRT | no data | OPEN | CLOSED | 01-PDI BFW471 PERFORMANCE HEATER TO ACC STRAINER VENT | BFW IP | no data | no data | no data |  | FGPH
934.0 | Gas performance heater to receiver tank strainer vent | 01-VBFW441 | CRT | no data | OPEN | CLOSED | 01-PDI BFW471 PERFORMANCE HEATER TO ACC STRAINER VENT | BFW IP | no data | no data | no data |  | FGPH
935.0 | 01-PDI BFW471 PERFORMANCE HEATER TO ACC STRAINER | 01-VBFW442 | UNIT 1 NORTH OF CONDENSATE PUMPS | no data | CLOSED | OPEN | no data | no data | no data | no data | no data | no data | no data
936.0 | 01-PDI BFW471 PERFORMANCE HEATER TO ACC STRAINER | 01-VBFW443 | UNIT 1 NORTH OF CONDENSATE PUMPS | no data | CLOSED | OPEN | no data | no data | no data | no data | no data | no data | no data
937.0 | 01-PDI BFW435 PERFORMANCE HEATER IP FEEDWATER | 01-VBFW444 | UNIT 1 PERFORMANCE HEATER AREA | no data | CLOSED | OPEN | no data | no data | no data | no data | no data | no data | no data
938.0 | 01-PDI BFW435 PERFORMANCE HEATER IP FEEDWATER | 01-VBFW445 | UNIT 1 PERFORMANCE HEATER AREA | no data | CLOSED | OPEN | no data | no data | no data | no data | no data | no data | no data
939.0 | Drain between attemperator isolation valves | 01-VBFW447 | Pipe Rack 3rd | no data | OPEN | CLOSED | IP FEEDWATER TO CRH LETDOWN ATTEMP DRAIN | BFW IP | no data | no data | no data |  | Attempeator Aux
940.0 | Drain between attemperator isolation valves | 01-VBFW448 | Pipe Rack 3rd | no data | OPEN | CLOSED | IP FEEDWATER TO CRH LETDOWN ATTEMP DRAIN | BFW IP | no data | no data | no data |  | Attempeator Aux
941.0 | Gas performance heater to receiver tank after strainer drain | 01-VBFW449 | CRT | no data | OPEN | CLOSED | PERFORMANCE HEATER TO ACC IP FEEDWATER DRAIN | BFW IP | no data | no data | no data |  | FGPH
942.0 | Gas performance heater to receiver tank after strainer drain | 01-VBFW450 | CRT | no data | OPEN | CLOSED | PERFORMANCE HEATER TO ACC IP FEEDWATER DRAIN | BFW IP | no data | no data | no data |  | FGPH
943.0 | Drain after check (2) valves | 01-VBFW451 | Pipe Rack 3rd | no data | OPEN | CLOSED | IP FEEDWATER TO CRH ATTEMP DRAIN | BFW IP | no data | no data | no data |  | Attempeator Aux
944.0 | Drain after check (2) valves | 01-VBFW452 | Pipe Rack 3rd | no data | OPEN | CLOSED | IP FEEDWATER TO CRH ATTEMP DRAIN | BFW IP | no data | no data | no data |  | Attempeator Aux
945.0 | Drain after check (2) valves | 01-VBFW453 | Pipe Rack 3rd | no data | OPEN | CLOSED | IP FEEDWATER TO CRH ATTEMP DRAIN | BFW IP | no data | no data | no data |  | Attempeator Aux
946.0 | Drain after check (2) valves | 01-VBFW454 | Pipe Rack 3rd | no data | OPEN | CLOSED | IP FEEDWATER TO CRH ATTEMP DRAIN | BFW IP | no data | no data | no data |  | Attempeator Aux
947.0 | Gas performance heater to receiver tank after strainer vent | 01-VBFW459 | CRT | no data | OPEN | CLOSED | PERFORMANCE HEATER TO ACC IP FEEDWATER VENT | BFW IP | no data | no data | no data |  | FGPH
948.0 | Gas performance heater to receiver tank after strainer vent | 01-VBFW460 | CRT | no data | OPEN | CLOSED | PERFORMANCE HEATER TO ACC IP FEEDWATER VENT | BFW IP | no data | no data | no data |  | FGPH
949.0 | Drain berore startap heater | 01-VBFW461 | Pipe Rack 1st | no data | OPEN | CLOSED | IP FEEDWATER TO STARTUP HEAT EXCHANGER DRAIN | BFW IP | no data | no data | no data |  | FGPH
950.0 | Drain berore startap heater | 01-VBFW462 | Pipe Rack 1st | no data | OPEN | CLOSED | IP FEEDWATER TO STARTUP HEAT EXCHANGER DRAIN | BFW IP | no data | no data | no data |  | FGPH
951.0 | FW to HP terminal atemperator strainer #2 drain | 01-VBFW503 | Pipe Rack 1st | no data | OPEN | CLOSED | HPS FINAL ATTEMP SPRAY HP FEEDWATER STRAINER DRAIN | BFW HP | no data | no data | no data |  | Attemperator HP
952.0 | FW to HP terminal atemperator iso after CV | 01-VBFW505 | Pipe Rack 1st | no data | CLOSED | OPEN | HPS FINAL ATTEMP SPRAY STRAINER HP FEEDWATER ISOLATION | BFW HP | no data | no data | no data |  | Attemperator HP
953.0 | BFP "A" IP FW discharge vent (2) valve | 01-VBFW506 | Pipe Rack 1st | no data | OPEN | CLOSED | BFP A IP DISCHARGE VENT VALVE | BFW | no data | no data | no data |  | BFP A
954.0 | FW to HP terminal atemperator strainer #1 drain | 01-VBFW509 | Pipe Rack 1st | no data | OPEN | CLOSED | HPS FINAL ATTEMP SPRAY HP FEEDWATER STRAINER DRAIN | BFW HP | no data | no data | no data |  | Attemperator HP
955.0 | IP FW to HP bypass iso | 01-VBFW513 | Pipe Rack 3rd | no data | CLOSED | OPEN | HPS BYPASS SPRAY ATTEMP IP FEEDWATER ISO | BFW IP | no data | no data | no data |  | Attemperator HP
956.0 | IP FW to HP bypass FT iso | 01-VBFW519 | Pipe Rack 3rd | no data | CLOSED | OPEN | 01-FE BFW714/A IP FEEDWATER | BFW IP | no data | no data | no data |  | Attemperator HP
957.0 | FW to HP terminal atemperator strainer #1 inlet | 01-VBFW521 | Pipe Rack 1st | no data | CLOSED | OPEN | HPS FINAL ATTEMP SPRAY STRAINER HP FEEDWATER ISO | BFW HP | no data | no data | no data |  | Attemperator HP
958.0 | FW to HP terminal atemperator strainer #1 outlet | 01-VBFW523 | Pipe Rack 1st | no data | CLOSED | OPEN | HPS FINAL ATTEMP SPRAY STRAINER HP FEEDWATER ISO | BFW HP | no data | no data | no data |  | Attemperator HP
959.0 | FW to HP terminal atemperator strainer #2 outlet | 01-VBFW525 | Pipe Rack 1st | no data | CLOSED | OPEN | HPS FINAL ATTEMP SPRAY STRAINER HP FEEDWATER ISO | BFW HP | no data | no data | no data |  | Attemperator HP
960.0 | FW to HP terminal atemperator drain | 01-VBFW529 | Pipe Rack 1st | no data | OPEN | CLOSED | HPS FINAL ATTEMP SPRAY HP FEEDWATER DRAIN | BFW HP | no data | no data | no data |  | Attemperator HP
961.0 | FW to HP terminal atemperator iso after CV | 01-VBFW531 | Pipe Rack 1st | no data | CLOSED | OPEN | HPS FINAL ATTEMP SPRAY STRAINER HP FEEDWATER ISOLATION | BFW HP | no data | no data | no data |  | Attemperator HP
962.0 | From TCA to Cond. Receiver Tank strainer vent | 01-VBFW532 | CRT | no data | OPEN | CLOSED | HP FEEDWATER FROM TCA TO ACC STRAINER VENT | BFW HP | no data | no data | no data |  | TCA
963.0 | HPS BYPASS SPRAY ATTEMP IP FEEDWATER CHECK VALVE | 01-VBFW539 | UNIT 1 PIPE RACK 3RD LEVEL | no data | CLOSED | OPEN | no data | no data | no data | no data | no data | no data | no data
964.0 | FW to HP terminal atemperator drain after block valve | 01-VBFW545 | Pipe Rack 1st | no data | OPEN | CLOSED | HPS FINAL ATTEMP SPRAY STRAINER HP FEEDWATER DRAIN | BFW HP | no data | no data | no data |  | Attemperator HP
965.0 | FW to HP terminal atemperator drain after block valve | 01-VBFW547 | Pipe Rack 1st | no data | OPEN | CLOSED | HPS FINAL ATTEMP SPRAY STRAINER HP FEEDWATER DRAIN | BFW HP | no data | no data | no data |  | Attemperator HP
966.0 | FW to HP terminal atemperator strainer #2 inet | 01-VBFW549 | Pipe Rack 1st | no data | CLOSED | OPEN | HPS FINAL ATTEMP SPRAY STRAINER HP FEEDWATER ISO | BFW HP | no data | no data | no data |  | Attemperator HP
967.0 | IP FW to HP bypass drain | 01-VBFW551 | Pipe Rack 3rd | no data | OPEN | CLOSED | HPS BYPASS SPRAY ATTEMP IP FEEDWATER DRAIN | BFW IP | no data | no data | no data |  | Attemperator HP
968.0 | FW to HP terminal atemperator drain | 01-VBFW553 | Pipe Rack 1st | no data | OPEN | CLOSED | HPS FINAL ATTEMP SPRAY HP FEEDWATER DRAIN | BFW HP | no data | no data | no data |  | Attemperator HP
969.0 | FW to HP terminal atemperator strainer #1 outlet | 01-VBFW555 | Pipe Rack 1st | no data | CLOSED | OPEN | HPS FINAL ATTEMP SPRAY STRAINER HP FEEDWATER ISO | BFW HP | no data | no data | no data |  | Attemperator HP
970.0 | IP FW to HP bypass drain | 01-VBFW557 | Pipe Rack 3rd | no data | OPEN | CLOSED | HPS BYPASS SPRAY ATTEMP IP FEEDWATER DRAIN | BFW IP | no data | no data | no data |  | Attemperator HP
971.0 | FW to HP terminal atemperator vent after flow meters | 01-VBFW563 | Pipe Rack 1st | no data | OPEN | CLOSED | HPS FINAL ATTEMP SPRAY STRAINER HP FEEDWATER VENT | BFW HP | no data | no data | no data |  | Attemperator HP
972.0 | FW to HP terminal atemperator vent after flow meters | 01-VBFW565 | Pipe Rack 1st | no data | OPEN | CLOSED | HPS FINAL ATTEMP SPRAY STRAINER HP FEEDWATER VENT | BFW HP | no data | no data | no data |  | Attemperator HP
973.0 | IP FW to HP bypass vent | 01-VBFW567 | Pipe Rack 3rd | no data | OPEN | CLOSED | HPS BYPASS SPRAY ATTEMP IP FEEDWATER VENT | BFW IP | no data | no data | no data |  | Attemperator HP
974.0 | IP FW to HP bypass vent | 01-VBFW569 | Pipe Rack 3rd | no data | OPEN | CLOSED | HPS BYPASS SPRAY ATTEMP IP FEEDWATER VENT | BFW IP | no data | no data | no data |  | Attemperator HP
975.0 | CRH to AUX steam HIGH flow attemperator ISO before CV | 01-VBFW570 | Pipe Rack 3rd | no data | CLOSED | OPEN | IP FEEDWATER TO CRH LETDOWN ATTEMP ISO | BFW IP | no data | no data | no data |  | Attempeator Aux
976.0 | CRH to AUX steam HIGH flow attemperator ISO before CV | 01-VBFW571 | Pipe Rack 3rd | no data | CLOSED | OPEN | IP FEEDWATER TO CRH LETDOWN ATTEMP ISO | BFW IP | no data | no data | no data |  | Attempeator Aux
977.0 | Drain between attemperator isolation valves | 01-VBFW572 | Pipe Rack 3rd | no data | OPEN | CLOSED | IP FEEDWATER TO CRH LETDOWN ATTEMP DRAIN | BFW IP | no data | no data | no data |  | Attempeator Aux
978.0 | Drain between attemperator isolation valves | 01-VBFW573 | Pipe Rack 3rd | no data | OPEN | CLOSED | IP FEEDWATER TO CRH LETDOWN ATTEMP DRAIN | BFW IP | no data | no data | no data |  | Attempeator Aux
979.0 | HRH terminal attemperator before CV iso | 01-VBFW574 | Pipe Rack 2nd | no data | CLOSED | OPEN | HRH ATTEMP SPRAY ISO IP FEEDWATER | BFW IP | no data | no data | no data |  | Attemperator HRH
980.0 | HRH terminal attemperator before CV iso | 01-VBFW575 | Pipe Rack 2nd | no data | CLOSED | OPEN | HRH ATTEMP SPRAY ISO IP FEEDWATER | BFW IP | no data | no data | no data |  | Attemperator HRH
981.0 | HRH terminal attemperator drain | 01-VBFW576 | Pipe Rack 2nd | no data | CLOSED | CLOSED | HRH ATTEMP SPRAY DRAIN IP FEEDWATER | BFW IP | no data | no data | no data |  | Attemperator HRH
982.0 | HRH terminal attemperator drain | 01-VBFW577 | Pipe Rack 2nd | no data | CLOSED | CLOSED | HRH ATTEMP SPRAY DRAIN IP FEEDWATER | BFW IP | no data | no data | no data |  | Attemperator HRH
983.0 | Vent after startap heater | 01-VBFW578 | FGPH | no data | OPEN | CLOSED | IP FEEDWATER TO PERFORMANCE HEATER VENT | BFW IP | no data | no data | no data |  | FGPH
984.0 | Vent after startap heater | 01-VBFW579 | FGPH | no data | OPEN | CLOSED | IP FEEDWATER TO PERFORMANCE HEATER VENT | BFW IP | no data | no data | no data |  | FGPH
985.0 | Gas performance heater to receiver tank vent | 01-VBFW600 | CRT | no data | OPEN | CLOSED | PERFORMANCE HEATER TO ACC IP FEEDWATER VENT | BFW IP | no data | no data | no data |  | FGPH
986.0 | Gas performance heater to receiver tank vent | 01-VBFW601 | CRT | no data | OPEN | CLOSED | PERFORMANCE HEATER TO ACC IP FEEDWATER VENT | BFW IP | no data | no data | no data |  | FGPH
987.0 | Drain after Gas performance heater | 01-VBFW602 | FGPH | no data | OPEN | CLOSED | IP FEEDWATER FROM PERFORMANCE HEATER DRAIN | BFW IP | no data | no data | no data |  | FGPH
988.0 | Drain after Gas performance heater | 01-VBFW603 | FGPH | no data | OPEN | CLOSED | IP FEEDWATER FROM PERFORMANCE HEATER DRAIN | BFW IP | no data | no data | no data |  | FGPH
989.0 | BFP "A" HP FW discharge vent (2) valves | 01-VBFW604 | Pipe Rack 1st | no data | OPEN | CLOSED | HP FEEDWATER VENT | BFW | no data | no data | no data |  | BFP A
990.0 | BFP "A" HP FW discharge vent (2) valves | 01-VBFW605 | Pipe Rack 1st | no data | OPEN | CLOSED | HP FEEDWATER VENT | BFW | no data | no data | no data |  | BFP A
991.0 | BFP "B" HP FW discharge vent (2) valves | 01-VBFW606 | Pipe Rack 1st | no data | OPEN | CLOSED | HP FEEDWATER VENT | BFW HP | no data | no data | no data |  | BFP B
992.0 | BFP "B" HP FW discharge vent (2) valves | 01-VBFW607 | Pipe Rack 1st | no data | OPEN | CLOSED | HP FEEDWATER VENT | BFW HP | no data | no data | no data |  | BFP B
993.0 | HP BFW header to HRSG vent | 01-VBFW608 | Pipe Rack 1st | no data | OPEN | CLOSED | HP FEEDWATER HEADER VENT | BFW HP | no data | no data | no data |  | HRSG/HP Drum
994.0 | HP BFW header to HRSG vent | 01-VBFW609 | Pipe Rack 1st | no data | OPEN | CLOSED | HP FEEDWATER HEADER VENT | BFW HP | no data | no data | no data |  | HRSG/HP Drum
995.0 | From TCA to Cond. Receiver Tank drain | 01-VBFW610 | CRT | no data | CLOSED | OPEN | HP FEEDWATER FROM TCA COOLER TO CONDENSATE RECIEVER TANK | BFW HP | no data | no data | no data |  | TCA
996.0 | From TCA to Cond. Receiver Tank drain | 01-VBFW611 | CRT | no data | OPEN | CLOSED | HP FEEDWATER FROM TCA COOLER TO ACC DRAIN | BFW HP | no data | no data | no data |  | TCA
997.0 | VENT VALVE | 01-VBFW612 | UNIT 1 PIPE RACK 3RD LEVEL NORTH END | no data | OPEN | CLOSED | no data | no data | no data | no data | no data | no data | no data
998.0 | VENT VALVE | 01-VBFW613 | UNIT 1 PIPE RACK 3RD LEVEL NORTH END | no data | OPEN | CLOSED | no data | no data | no data | no data | no data | no data | no data
999.0 | From TCA to Cond. Receiver Tank vent (smr bldng) | 01-VBFW614 | CRT | no data | OPEN | CLOSED | HP FEEDWATER FROM TCA COOLER TO ACC VENT | BFW HP | no data | no data | no data |  | TCA
1000.0 | From TCA to Cond. Receiver Tank vent (smr bldng) | 01-VBFW615 | CRT | no data | OPEN | CLOSED | HP FEEDWATER FROM TCA COOLER TO ACC VENT | BFW HP | no data | no data | no data |  | TCA
1001.0 | Gas performance heater drain | 01-VBFW616 | FGPH | no data | OPEN | CLOSED | FUEL GAS PERFORMANCE HEATER IP FEEDWATER DRAIN | BFW IP | no data | no data | no data |  | FGPH
1002.0 | Gas performance heater drain | 01-VBFW617 | FGPH | no data | OPEN | CLOSED | FUEL GAS PERFORMANCE HEATER IP FEEDWATER DRAIN | BFW IP | no data | no data | no data |  | FGPH
1003.0 | HRH terminal attemperator vent after check (3rd pipe rack) | 01-VBFW618 | Pipe Rack 2nd | no data | OPEN | CLOSED | VENT VALVE | BFW IP | no data | no data | no data |  | Attemperator HRH
1004.0 | HRH terminal attemperator vent after check (3rd pipe rack) | 01-VBFW619 | Pipe Rack 2nd | no data | OPEN | CLOSED | VENT VALVE | BFW IP | no data | no data | no data |  | Attemperator HRH
1005.0 | Vent after CV (2) valves | 01-VBFW622 | Pipe Rack 3rd | no data | OPEN | CLOSED | IP FEEDWATER TO CRH ATTEMP VENT | BFW IP | no data | no data | no data |  | Attempeator Aux
1006.0 | Vent after CV (2) valves | 01-VBFW623 | Pipe Rack 3rd | no data | OPEN | CLOSED | IP FEEDWATER TO CRH ATTEMP VENT | BFW IP | no data | no data | no data |  | Attempeator Aux
1007.0 | Vent after CV (2) valves | 01-VBFW624 | Pipe Rack 3rd | no data | OPEN | CLOSED | IP FEEDWATER TO CRH ATTEMP VENT | BFW IP | no data | no data | no data |  | Attempeator Aux
1008.0 | Vent after CV (2) valves | 01-VBFW625 | Pipe Rack 3rd | no data | OPEN | CLOSED | IP FEEDWATER TO CRH ATTEMP VENT | BFW IP | no data | no data | no data |  | Attempeator Aux
1009.0 | Drain after CV (2) valves | 01-VBFW626 | Pipe Rack 3rd | no data | OPEN | CLOSED | IP FEEDWATER TO CRH ATTEMP DRAIN | BFW IP | no data | no data | no data |  | Attempeator Aux
1010.0 | Drain after CV (2) valves | 01-VBFW627 | Pipe Rack 3rd | no data | OPEN | CLOSED | IP FEEDWATER TO CRH ATTEMP DRAIN | BFW IP | no data | no data | no data |  | Attempeator Aux
1011.0 | Drain after CV (2) valves | 01-VBFW628 | Pipe Rack 3rd | no data | OPEN | CLOSED | IP FEEDWATER TO CRH ATTEMP DRAIN | BFW IP | no data | no data | no data |  | Attempeator Aux
1012.0 | Drain after CV (2) valves | 01-VBFW629 | Pipe Rack 3rd | no data | OPEN | CLOSED | IP FEEDWATER TO CRH ATTEMP DRAIN | BFW IP | no data | no data | no data |  | Attempeator Aux
1013.0 | INSTRUMENT | 01-VBFW630 | UNIT 1 PERFORMACE HEATER AREA | no data | CLOSED | OPEN | no data | no data | no data | no data | no data | no data | no data
1014.0 | INSTRUMENT ISOLATION | 01-VBFW631 | UNIT 1 PERFORMACE HEATER AREA | no data | CLOSED | OPEN | no data | no data | no data | no data | no data | no data | no data
1015.0 | PDI across TCA | 01-VBFW700 | Pipe Rack 1st | no data | OPEN | CLOSED | 01-PDI BFW327 HP FEEDWATER THRU TCA COOLER | BFW HP | no data | no data | no data |  | TCA
1016.0 | PDI across TCA | 01-VBFW701 | Pipe Rack 1st | no data | OPEN | CLOSED | 01-PDI BFW327 HP FEEDWATER THRU TCA COOLER | BFW HP | no data | no data | no data |  | TCA
1017.0 | From TCA to Cond. Receiver Tank iso (2) vlvs | 01-VBFW922 | CRT | no data | CLOSED | OPEN | HP FEEDWATER FROM TCA COOLER TO ACC ISO | BFW HP | no data | no data | no data |  | TCA
5584.0 | HP FEEDWATER FROM TCA COOLER TO ACC bypass | 01-VBFW922a | UNIT 1 NORTH OF CONDENSATE PUMPS | no data | CLOSED | CLOSED | no data | no data | no data | no data | no data | no data | no data
1018.0 | From TCA to Cond. Receiver Tank strainer vent | 01-VBFW923 | CRT | no data | OPEN | CLOSED | HP FEEDWATER FROM TCA TO ACC STRAINER VENT | BFW HP | no data | no data | no data |  | TCA
1019.0 | 01-PDI BFW351 HP FEEDWATER STRAINER FROM TCA TO ACC ISO | 01-VBFW924 | UNIT 1 NORTH OF CONDENSATE PUMPS | no data | CLOSED | OPEN | no data | no data | no data | no data | no data | no data | no data
1020.0 | 01-PDI BFW351 HP FEEDWATER STRAINER FROM TCA TO ACC ISO | 01-VBFW925 | UNIT 1 NORTH OF CONDENSATE PUMPS | no data | CLOSED | OPEN | no data | no data | no data | no data | no data | no data | no data
1021.0 | 01-PDI BFW351 HP FEEDWATER STRAINER FROM TCA TO ACC ISO | 01-VBFW926 | UNIT 1 NORTH OF CONDENSATE PUMPS | no data | CLOSED | OPEN | no data | no data | no data | no data | no data | no data | no data
1022.0 | 01-PDI BFW351 HP FEEDWATER STRAINER FROM TCA TO ACC ISO | 01-VBFW927 | UNIT 1 NORTH OF CONDENSATE PUMPS | no data | CLOSED | OPEN | no data | no data | no data | no data | no data | no data | no data
1023.0 | PDI across TCA | 01-VBFW928 | Pipe Rack 1st | no data | CLOSED | OPEN | 01-PDI BFW327 HP FEEDWATER THRU TCA COOLER | BFW HP | no data | no data | no data |  | TCA
1024.0 | PDI across TCA | 01-VBFW929 | Pipe Rack 1st | no data | CLOSED | OPEN | 01-PDI BFW327 HP FEEDWATER THRU TCA COOLER | BFW HP | no data | no data | no data |  | TCA
1025.0 | 01-PDI BFW401 STARTUP HEAT EXCHANGER IP FEEDWATER | 01-VBFW933 | UNIT 1 PIPE RACK 1ST LEVEL MIDDLE | no data | CLOSED | OPEN | no data | no data | no data | no data | no data | no data | no data
1026.0 | 01-PDI BFW401 STARTUP HEAT EXCHANGER IP FEEDWATER | 01-VBFW934 | UNIT 1 PIPE RACK 1ST LEVEL MIDDLE | no data | CLOSED | OPEN | no data | no data | no data | no data | no data | no data | no data
1027.0 | 01-PDI BFW401 STARTUP HEAT EXCHANGER IP FEEDWATER | 01-VBFW935 | UNIT 1 PIPE RACK 1ST LEVEL MIDDLE | no data | CLOSED | OPEN | no data | no data | no data | no data | no data | no data | no data
1028.0 | 01-PDI BFW401 STARTUP HEAT EXCHANGER IP FEEDWATER | 01-VBFW936 | UNIT 1 PIPE RACK 1ST LEVEL MIDDLE | no data | CLOSED | OPEN | no data | no data | no data | no data | no data | no data | no data
1029.0 | UNIT 1 ENCLOSURE CONTAINMENT DRAIN ISOLATION VALVE | 01-VCCF104 | UNIT 1 CHEM SHACK AREA EAST SIDE | no data | OPEN | CLOSED | no data | no data | no data | no data | no data | no data | no data
1030.0 | UNIT 1 CONDENSATE AMMONIA FEED ISOLATION VALVE | 01-VCCF105 | UNIT 1 PIPE RACK 1ST LEVEL MIDDLE | no data | CLOSED | OPEN | no data | no data | no data | no data | no data | no data | no data
1031.0 | ACHE OUTLET PI 219 ISOLATION | 01-VCCW100 | UNIT 1 ACHE AREA EAST SIDE | no data | CLOSED | OPEN | no data | no data | no data | no data | no data | no data | no data
1032.0 | ACHE OUTLET PI 229 ISOLATION | 01-VCCW101 | UNIT 1 ACHE AREA EAST SIDE | no data | CLOSED | OPEN | no data | no data | no data | no data | no data | no data | no data
1033.0 | HEAD TANK TO PUMP SUCTION ISOLATION | 01-VCCW102 | UNIT 1 DUCT BURNER SKID AREA | no data | CLOSED | OPEN | no data | no data | no data | no data | no data | no data | no data
1034.0 | CCW HEAD TANK DRAIN | 01-VCCW103 | UNIT 1 CCW HEAD TANK AREA | no data | OPEN | CLOSED | no data | no data | no data | no data | no data | no data | no data
1035.0 | CCW PMP B SUCTION STRAINER PDIT ISOLATION | 01-VCCW104 | UNIT 1 CCW PUMP AREA | no data | CLOSED | OPEN | no data | no data | no data | no data | no data | no data | no data
1036.0 | ACHE OUTLET ISOLATION/THROTTLING | 01-VCCW105 | UNIT 1 ACHE AREA EAST SIDE | no data | CLOSED | OPEN | no data | no data | no data | no data | no data | no data | no data
1037.0 | PUMP "B" SUCTION ISOLATION | 01-VCCW106 | UNIT 1 CCW PUMP AREA | no data | CLOSED | OPEN | no data | no data | no data | no data | no data | no data | no data
1038.0 | PUMP "B" DISCHARGE ISOLATION | 01-VCCW107 | UNIT 1 CCW PUMP AREA | no data | CLOSED | OPEN | no data | no data | no data | no data | no data | no data | no data
1039.0 | ACHE OUTLET ISOLATION/THROTTLING | 01-VCCW108 | UNIT 1 ACHE AREA EAST SIDE | no data | CLOSED | OPEN | no data | no data | no data | no data | no data | no data | no data
1040.0 | PUMP "A" DISCHARGE ISOLATION | 01-VCCW109 | UNIT 1 CCW PUMP AREA | no data | CLOSED | OPEN | no data | no data | no data | no data | no data | no data | no data
1041.0 | ACHE INLET VENT VALVE | 01-VCCW110 | UNIT 1 ACHE AREA EAST SIDE | no data | OPEN | CLOSED | no data | no data | no data | no data | no data | no data | no data
1042.0 | CCW PMP "B" VENT | 01-VCCW111 | UNIT 1 CCW PUMP AREA | no data | OPEN | CLOSED | no data | no data | no data | no data | no data | no data | no data
1043.0 | CCW PMP "A" VENT | 01-VCCW112 | UNIT 1 CCW PUMP AREA | no data | OPEN | CLOSED | no data | no data | no data | no data | no data | no data | no data
1044.0 | DRAIN | 01-VCCW113 | UNIT 1 CCW PUMP AREA | no data | OPEN | CLOSED | no data | no data | no data | no data | no data | no data | no data
1045.0 | POT FEEDER INLET ISOLATION | 01-VCCW114 | UNIT 1 CCW PUMP AREA | no data | CLOSED | OPEN | no data | no data | no data | no data | no data | no data | no data
1046.0 | CCW PMP B SUCTION STRAINER PDIT ISOLATION | 01-VCCW115 | UNIT 1 CCW PUMP AREA | no data | CLOSED | OPEN | no data | no data | no data | no data | no data | no data | no data
1047.0 | BFP "A" CCW INLET PI 301 ISOLATION | 01-VCCW116 | UNIT 1 BOILER FEED A AREA | no data | CLOSED | OPEN | no data | no data | no data | no data | no data | no data | no data
1048.0 | CCW PMP "A" DRAIN | 01-VCCW117 | UNIT 1 CCW PUMP AREA | no data | OPEN | CLOSED | no data | no data | no data | no data | no data | no data | no data
1049.0 | PUMP DISCHARGE CHECK | 01-VCCW118 | UNIT 1 CCW PUMP AREA | no data | CLOSED | OPEN | no data | no data | no data | no data | no data | no data | no data
1050.0 | INSTRUMENTATION | 01-VCCW119 | UNIT 1 CCW PUMP AREA | no data | CLOSED | OPEN | no data | no data | no data | no data | no data | no data | no data
1051.0 | ACHE INLET ISOLATION | 01-VCCW120 | UNIT 1 ACHE AREA EAST SIDE | no data | CLOSED | OPEN | no data | no data | no data | no data | no data | no data | no data
1052.0 | PUMP "A" SUCTION ISOLATION | 01-VCCW121 | UNIT 1 CCW PUMP AREA | no data | CLOSED | OPEN | no data | no data | no data | no data | no data | no data | no data
1053.0 | INSTRUMENTATION | 01-VCCW122 | UNIT 1 CCW PUMP AREA | no data | CLOSED | OPEN | no data | no data | no data | no data | no data | no data | no data
1054.0 | ACHE INLET ISOLATION | 01-VCCW123 | UNIT 1 ACHE AREA EAST SIDE | no data | CLOSED | OPEN | no data | no data | no data | no data | no data | no data | no data
1055.0 | ACHE INLET VENT VALVE | 01-VCCW124 | UNIT 1 ACHE AREA EAST SIDE | no data | OPEN | CLOSED | no data | no data | no data | no data | no data | no data | no data
1056.0 | ACHE OUTLET ISOLATION/THROTTLING | 01-VCCW125 | UNIT 1 ACHE AREA EAST SIDE | no data | CLOSED | OPEN | no data | no data | no data | no data | no data | no data | no data
1057.0 | BYPASS FOR ACHE BYPASS CV | 01-VCCW126 | UNIT 1 CCW PUMP AREA | no data | CLOSED | CLOSED | no data | no data | no data | no data | no data | no data | no data
1058.0 | PUMP DISCHARGE CHECK | 01-VCCW127 | UNIT 1 CCW PUMP AREA | no data | CLOSED | OPEN | no data | no data | no data | no data | no data | no data | no data
1059.0 | ECA COMPRESSOR CCW INLET PI 501 ISO | 01-VCCW128 | UNIT 1 ECA COMPRESSOR EAST SIDE AREA | no data | CLOSED | OPEN | no data | no data | no data | no data | no data | no data | no data
1060.0 | ACHE INLET HEADER ISOLATION | 01-VCCW129 | UNIT 1 ACHE AREA EAST SIDE | no data | CLOSED | OPEN | no data | no data | no data | no data | no data | no data | no data
1061.0 | CCW HEAD TANK LIT 101 ISOLATION | 01-VCCW130 | UNIT 1 CCW HEAD TANK AREA | no data | CLOSED | OPEN | no data | no data | no data | no data | no data | no data | no data
1062.0 | CCW PMP "B" DISCHARGE PIT 131 ISOLATION | 01-VCCW131 | UNIT 1 CCW PUMP AREA | no data | CLOSED | OPEN | no data | no data | no data | no data | no data | no data | no data
1063.0 | CCW PMP "A" SUCTION STRAINER DRAIN | 01-VCCW132 | UNIT 1 CCW PUMP AREA | no data | OPEN | CLOSED | no data | no data | no data | no data | no data | no data | no data
1064.0 | POT FEEDER OUTLET ISOLATION/THROTTLING | 01-VCCW133 | UNIT 1 CCW PUMP AREA | no data | OPEN | CLOSED | no data | no data | no data | no data | no data | no data | no data
1065.0 | CCW PMP "A" DISCHARGE DRAIN | 01-VCCW134 | UNIT 1 CCW PUMP AREA | no data | OPEN | CLOSED | no data | no data | no data | no data | no data | no data | no data
1066.0 | CCW PMP "A" DISCHARGE PIT 171 ISOLATION | 01-VCCW135 | UNIT 1 CCW PUMP AREA | no data | CLOSED | OPEN | no data | no data | no data | no data | no data | no data | no data
1067.0 | CCW PMP "A" DISCHARGE VENT | 01-VCCW136 | UNIT 1 CCW PUMP AREA | no data | OPEN | CLOSED | no data | no data | no data | no data | no data | no data | no data
1068.0 | CCW PMP "A" SUCTION STRAINER PDIT 151 ISOLATION | 01-VCCW137 | UNIT 1 CCW PUMP AREA | no data | CLOSED | OPEN | no data | no data | no data | no data | no data | no data | no data
1069.0 | CCW PMP "A" SUCTION STRAINER PDIT 151 ISOLATION | 01-VCCW138 | UNIT 1 CCW PUMP AREA | no data | CLOSED | OPEN | no data | no data | no data | no data | no data | no data | no data
1070.0 | CCW PMP "A" DRAIN | 01-VCCW139 | UNIT 1 CCW PUMP AREA | no data | OPEN | CLOSED | no data | no data | no data | no data | no data | no data | no data
1071.0 | ACHE BYPASS LINE DRAIN | 01-VCCW140 | UNIT 1 CCW PUMP AREA | no data | OPEN | CLOSED | no data | no data | no data | no data | no data | no data | no data
1072.0 | CCW PMP "B" DRAIN | 01-VCCW141 | UNIT 1 CCW PUMP AREA | no data | OPEN | CLOSED | no data | no data | no data | no data | no data | no data | no data
1073.0 | POT FEEDER OUTLET ISOLATION/THROTTLING | 01-VCCW142 | UNIT 1 CCW PUMP AREA | no data | OPEN | CLOSED | no data | no data | no data | no data | no data | no data | no data
1074.0 | ACHE INLET VENT VALVE | 01-VCCW143 | UNIT 1 ACHE AREA EAST SIDE | no data | OPEN | CLOSED | no data | no data | no data | no data | no data | no data | no data
1075.0 | ACHE INLET ISOLATION | 01-VCCW144 | UNIT 1 ACHE AREA EAST SIDE | no data | CLOSED | OPEN | no data | no data | no data | no data | no data | no data | no data
1076.0 | ACHE INLET ISOLATION | 01-VCCW145 | UNIT 1 ACHE AREA EAST SIDE | no data | CLOSED | OPEN | no data | no data | no data | no data | no data | no data | no data
1077.0 | ACHE INLET VENT VALVE | 01-VCCW146 | UNIT 1 ACHE AREA EAST SIDE | no data | OPEN | CLOSED | no data | no data | no data | no data | no data | no data | no data
1078.0 | CTG CONTROL OIL COOLER CCW OUTLET VENT | 01-VCCW147 | UNIT 1 CONTROL OIL AREA | no data | OPEN | CLOSED | no data | no data | no data | no data | no data | no data | no data
1079.0 | ACHE BYPASS TCV ISOLATION | 01-VCCW148 | UNIT 1 ACHE AREA EAST SIDE | no data | CLOSED | OPEN | no data | no data | no data | no data | no data | no data | no data
1080.0 | ACHE BYPASS TCV ISOLATION | 01-VCCW149 | UNIT 1 ACHE AREA EAST SIDE | no data | CLOSED | OPEN | no data | no data | no data | no data | no data | no data | no data
1081.0 | ACHE INLET VENT VALVE | 01-VCCW150 | UNIT 1 ACHE AREA EAST SIDE | no data | OPEN | CLOSED | no data | no data | no data | no data | no data | no data | no data
1082.0 | CCW PMP "B" DRAIN | 01-VCCW151 | UNIT 1 CCW PUMP AREA | no data | OPEN | CLOSED | no data | no data | no data | no data | no data | no data | no data
1083.0 | CCW PMP "B" SUCTION STRAINER DRAIN | 01-VCCW152 | UNIT 1 CCW PUMP AREA | no data | OPEN | CLOSED | no data | no data | no data | no data | no data | no data | no data
1084.0 | RECIRC CV ISOLATION | 01-VCCW153 | UNIT 1 CCW PUMP AREA | no data | CLOSED | OPEN | no data | no data | no data | no data | no data | no data | no data
1085.0 | RECIRC CV ISOLATION | 01-VCCW154 | UNIT 1 CCW PUMP AREA | no data | CLOSED | OPEN | no data | no data | no data | no data | no data | no data | no data
1086.0 | RECIRC CV BYPASS | 01-VCCW155 | UNIT 1 CCW PUMP AREA | no data | CLOSED | OPEN | no data | no data | no data | no data | no data | no data | no data
1087.0 | RECIRC LINE DRAIN | 01-VCCW156 | UNIT 1 CCW PUMP AREA | no data | OPEN | CLOSED | no data | no data | no data | no data | no data | no data | no data
1088.0 | ACHE OUTLET PI 239 ISOLATION | 01-VCCW157 | UNIT 1 ACHE AREA EAST SIDE | no data | CLOSED | OPEN | no data | no data | no data | no data | no data | no data | no data
1089.0 | CCW PMP "B" SUCTION STRAINER VENT | 01-VCCW158 | UNIT 1 CCW PUMP AREA | no data | OPEN | CLOSED | no data | no data | no data | no data | no data | no data | no data
1090.0 | CCW PMP "A" SUCTION STRAINER VENT | 01-VCCW159 | UNIT 1 CCW PUMP AREA | no data | OPEN | CLOSED | no data | no data | no data | no data | no data | no data | no data
1091.0 | ACHE INLET ISOLATION | 01-VCCW160 | UNIT 1 ACHE AREA EAST SIDE | no data | CLOSED | OPEN | no data | no data | no data | no data | no data | no data | no data
1092.0 | CTG CONTROL OIL COOLER CCW INLET VENT | 01-VCCW161 | UNIT 1 CONTROL OIL AREA | no data | OPEN | CLOSED | no data | no data | no data | no data | no data | no data | no data
1093.0 | CTG CONTROL OIL COOLER CCW INLET PI 541 ISO | 01-VCCW162 | UNIT 1 CONTROL OIL AREA | no data | CLOSED | OPEN | no data | no data | no data | no data | no data | no data | no data
1094.0 | ECA COMPRESSOR "B" CCW OUTLET PI 537 ISO | 01-VCCW163 | UNIT 1 ECA COMPRESSOR EAST SIDE AREA | no data | CLOSED | OPEN | no data | no data | no data | no data | no data | no data | no data
1095.0 | BFP "A" COOLER INLET VENT | 01-VCCW164 | UNIT 1 BOILER FEED A AREA | no data | OPEN | CLOSED | no data | no data | no data | no data | no data | no data | no data
1096.0 | CTG CONTROL OIL COOLER CCW OUTLET DRAIN | 01-VCCW165 | UNIT 1 CONTROL OIL AREA | no data | OPEN | CLOSED | no data | no data | no data | no data | no data | no data | no data
1097.0 | ECA COMPRESSOR "B" CCW INLET PI 521 ISO | 01-VCCW166 | UNIT 1 ECA COMPRESSOR EAST SIDE AREA | no data | CLOSED | OPEN | no data | no data | no data | no data | no data | no data | no data
1098.0 | ACHE OUTLET ISOLATION/THROTTLING | 01-VCCW167 | UNIT 1 ACHE AREA EAST SIDE | no data | CLOSED | OPEN | no data | no data | no data | no data | no data | no data | no data
1099.0 | SAMPLE PANEL COOLER INLET DRAIN | 01-VCCW168 | UNIT 1 CHEM SHACK AREA WEST SIDE | no data | OPEN | CLOSED | no data | no data | no data | no data | no data | no data | no data
1100.0 | CTG CONTROL OIL COOLER CCW OUTLET PI 557 ISO | 01-VCCW169 | UNIT 1 CONTROL OIL AREA | no data | CLOSED | OPEN | no data | no data | no data | no data | no data | no data | no data
1101.0 | ACHE OUTLET ISOLATION/THROTTLING | 01-VCCW170 | UNIT 1 ACHE AREA EAST SIDE | no data | CLOSED | OPEN | no data | no data | no data | no data | no data | no data | no data
1102.0 | ACHE OUTLET PIT 271 ISOLATION | 01-VCCW171 | UNIT 1 ACHE AREA EAST SIDE | no data | CLOSED | OPEN | no data | no data | no data | no data | no data | no data | no data
1103.0 | BFP "A" SUPPLY ISOLATION | 01-VCCW172 | UNIT 1 BOILER FEED A AREA | no data | CLOSED | OPEN | no data | no data | no data | no data | no data | no data | no data
1104.0 | SAMPLE PANEL COOLER OUTLET PI 357 ISO | 01-VCCW173 | UNIT 1 SAMPLE PANEL BUILDING OUTSIDE | no data | CLOSED | OPEN | no data | no data | no data | no data | no data | no data | no data
1105.0 | ACHE OUTLET PI 249 ISOLATION | 01-VCCW174 | UNIT 1 ACHE AREA EAST SIDE | no data | CLOSED | OPEN | no data | no data | no data | no data | no data | no data | no data
1106.0 | SAMPLE PANEL FLOW THROTTLING | 01-VCCW175 | UNIT 1 SAMPLE PANEL BUILDING OUTSIDE | no data | CLOSED | OPEN | no data | no data | no data | no data | no data | no data | no data
1107.0 | BFP "B" COOLER OUTLET VENT | 01-VCCW176 | UNIT 1 BOILER FEED B AREA | no data | OPEN | CLOSED | no data | no data | no data | no data | no data | no data | no data
1108.0 | BFP "B" SUPPLY ISOLATION | 01-VCCW177 | UNIT 1 BOILER FEED B AREA | no data | CLOSED | OPEN | no data | no data | no data | no data | no data | no data | no data
1109.0 | BFP "B" COOLER INLET DRAIN | 01-VCCW178 | UNIT 1 BOILER FEED B AREA | no data | OPEN | CLOSED | no data | no data | no data | no data | no data | no data | no data
1110.0 | BFP "A" COOLER OUTLET PI 371 ISO | 01-VCCW179 | UNIT 1 BOILER FEED A AREA | no data | CLOSED | OPEN | no data | no data | no data | no data | no data | no data | no data
1111.0 | BFP "B" COOLER OUTLET PI 337 ISO | 01-VCCW180 | UNIT 1 BOILER FEED B AREA | no data | CLOSED | OPEN | no data | no data | no data | no data | no data | no data | no data
1112.0 | BFP "A" FLOW THROTTLING | 01-VCCW181 | UNIT 1 BOILER FEED B AREA | no data | CLOSED | OPEN | no data | no data | no data | no data | no data | no data | no data
1113.0 | BFP "B" FLOW THROTTLING | 01-VCCW182 | UNIT 1 BOILER FEED B AREA | no data | CLOSED | OPEN | no data | no data | no data | no data | no data | no data | no data
1114.0 | SAMPLE PANEL SUPPLY ISOLATION | 01-VCCW183 | UNIT 1 SAMPLE PANEL BUILDING OUTSIDE | no data | CLOSED | OPEN | no data | no data | no data | no data | no data | no data | no data
1115.0 | SAMPLE PANEL COOLER OUTLET VENT | 01-VCCW184 | UNIT 1 SAMPLE PANEL BUILDING OUTSIDE | no data | OPEN | CLOSED | no data | no data | no data | no data | no data | no data | no data
1116.0 | TCU RETURN ISOLATION | 01-VCCW185 | UNIT 1 SAMPLE PANEL BUILDING OUTSIDE | no data | CLOSED | OPEN | no data | no data | no data | no data | no data | no data | no data
1117.0 | TCU SUPPLY ISOLATION | 01-VCCW186 | UNIT 1 SAMPLE PANEL BUILDING OUTSIDE | no data | CLOSED | OPEN | no data | no data | no data | no data | no data | no data | no data
1118.0 | SAMPLE PANEL COOLER INLET PI 341 ISO | 01-VCCW187 | UNIT 1 SAMPLE PANEL BUILDING OUTSIDE | no data | CLOSED | OPEN | no data | no data | no data | no data | no data | no data | no data
1119.0 | BFP "A" COOLER INLET DRAIN | 01-VCCW188 | UNIT 1 BOILER FEED A AREA | no data | OPEN | CLOSED | no data | no data | no data | no data | no data | no data | no data
1120.0 | BFP "A" COOLER OUTLET VENT | 01-VCCW189 | UNIT 1 BOILER FEED A AREA | no data | OPEN | CLOSED | no data | no data | no data | no data | no data | no data | no data
1121.0 | CCW HEAD TANK LG ISOLATION | 01-VCCW190 | UNIT 1 CCW HEAD TANK AREA | no data | CLOSED | OPEN | no data | no data | no data | no data | no data | no data | no data
1122.0 | CCW HEAD TANK LG ISOLATION | 01-VCCW191 | UNIT 1 CCW HEAD TANK AREA | no data | CLOSED | OPEN | no data | no data | no data | no data | no data | no data | no data
1123.0 | RECIRC LINE VENT | 01-VCCW192 | UNIT 1 CCW PUMP AREA | no data | OPEN | CLOSED | no data | no data | no data | no data | no data | no data | no data
1124.0 | ACHE BYPASS LINE VENT | 01-VCCW193 | UNIT 1 CCW PUMP AREA | no data | OPEN | CLOSED | no data | no data | no data | no data | no data | no data | no data
1125.0 | BFP "B" COOLER INLET VENT | 01-VCCW194 | UNIT 1 BOILER FEED B AREA | no data | OPEN | CLOSED | no data | no data | no data | no data | no data | no data | no data
1126.0 | CTG CONTROL OIL COOLER CCW INLET DRAIN | 01-VCCW195 | UNIT 1 CONTROL OIL AREA | no data | OPEN | CLOSED | no data | no data | no data | no data | no data | no data | no data
1127.0 | CCW CHEMICAL FEEDER POT DRAIN | 01-VCCW196 | UNIT 1 CCW PUMP AREA | no data | OPEN | CLOSED | no data | no data | no data | no data | no data | no data | no data
1128.0 | CCW PMP "B" VENT | 01-VCCW200 | UNIT 1 CCW PUMP AREA | no data | OPEN | CLOSED | no data | no data | no data | no data | no data | no data | no data
1129.0 | CCW PMP "A" VENT | 01-VCCW201 | UNIT 1 CCW PUMP AREA | no data | OPEN | OPEN | no data | no data | no data | no data | no data | no data | no data
1130.0 | GENERATOR COOLER OUTLET PI 445 ISO | 01-VCCW211 | UNIT 1 GENERATOR AREA | no data | CLOSED | OPEN | no data | no data | no data | no data | no data | no data | no data
1131.0 | GENERATOR COOLER INLET PI 481 ISO | 01-VCCW212 | UNIT 1 GENERATOR AREA | no data | CLOSED | OPEN | no data | no data | no data | no data | no data | no data | no data
1132.0 | GENERATOR COOLER OUTLET PI 435 ISO | 01-VCCW213 | UNIT 1 GENERATOR AREA | no data | CLOSED | OPEN | no data | no data | no data | no data | no data | no data | no data
1133.0 | GENERATOR COOLER OUTLET PI 425 ISO | 01-VCCW214 | UNIT 1 GENERATOR AREA | no data | CLOSED | OPEN | no data | no data | no data | no data | no data | no data | no data
1134.0 | GENERATOR COOLER OUTLET PI 415 ISO | 01-VCCW215 | UNIT 1 GENERATOR AREA | no data | CLOSED | OPEN | no data | no data | no data | no data | no data | no data | no data
1135.0 | ACHE OUTLET DRAIN | 01-VCCW216 | UNIT 1 ACHE AREA EAST SIDE | no data | OPEN | CLOSED | no data | no data | no data | no data | no data | no data | no data
1136.0 | ACHE OUTLET DRAIN | 01-VCCW217 | UNIT 1 ACHE AREA EAST SIDE | no data | OPEN | CLOSED | no data | no data | no data | no data | no data | no data | no data
1137.0 | ACHE OUTLET DRAIN | 01-VCCW218 | UNIT 1 ACHE AREA EAST SIDE | no data | OPEN | CLOSED | no data | no data | no data | no data | no data | no data | no data
1138.0 | ACHE OUTLET DRAIN | 01-VCCW219 | UNIT 1 ACHE AREA EAST SIDE | no data | OPEN | CLOSED | no data | no data | no data | no data | no data | no data | no data
1139.0 | ACHE OUTLET DRAIN | 01-VCCW220 | UNIT 1 ACHE AREA EAST SIDE | no data | OPEN | CLOSED | no data | no data | no data | no data | no data | no data | no data
1140.0 | GENERATOR COOLER OUTLET PI 455 ISO | 01-VCCW221 | UNIT 1 GENERATOR AREA | no data | CLOSED | OPEN | no data | no data | no data | no data | no data | no data | no data
1141.0 | GENERATOR COOLER OUTLET PI 465 ISO | 01-VCCW222 | UNIT 1 GENERATOR AREA | no data | CLOSED | OPEN | no data | no data | no data | no data | no data | no data | no data
1142.0 | GENERATOR COOLER OUTLET PI 475 ISO | 01-VCCW224 | UNIT 1 GENERATOR AREA | no data | CLOSED | OPEN | no data | no data | no data | no data | no data | no data | no data
1143.0 | GENERATOR COOLER OUTLET PI 485 ISO | 01-VCCW225 | UNIT 1 GENERATOR AREA | no data | CLOSED | OPEN | no data | no data | no data | no data | no data | no data | no data
1144.0 | ACHE INLET DRAIN VALVE | 01-VCCW226 | UNIT 1 ACHE AREA EAST SIDE | no data | OPEN | CLOSED | no data | no data | no data | no data | no data | no data | no data
1145.0 | ACHE INLET DRAIN VALVE | 01-VCCW227 | UNIT 1 ACHE AREA EAST SIDE | no data | OPEN | CLOSED | no data | no data | no data | no data | no data | no data | no data
1146.0 | ACHE INLET DRAIN VALVE | 01-VCCW228 | UNIT 1 ACHE AREA EAST SIDE | no data | OPEN | CLOSED | no data | no data | no data | no data | no data | no data | no data
1147.0 | ACHE INLET DRAIN VALVE | 01-VCCW229 | UNIT 1 ACHE AREA EAST SIDE | no data | OPEN | CLOSED | no data | no data | no data | no data | no data | no data | no data
1148.0 | ACHE INLET DRAIN VALVE | 01-VCCW230 | UNIT 1 ACHE AREA EAST SIDE | no data | OPEN | CLOSED | no data | no data | no data | no data | no data | no data | no data
1149.0 | ACHE OUTLET PI 259 ISOLATION | 01-VCCW300 | UNIT 1 ACHE AREA EAST SIDE | no data | CLOSED | OPEN | no data | no data | no data | no data | no data | no data | no data
1150.0 | VENT | 01-VCCW301 | UNIT 1 CCW LUBE OIL COOLER AREA (NEED LADDER) | no data | OPEN | CLOSED | no data | no data | no data | no data | no data | no data | no data
1151.0 | VENT | 01-VCCW302 | UNIT 1 CCW LUBE OIL COOLER AREA (NEED LADDER) | no data | OPEN | CLOSED | no data | no data | no data | no data | no data | no data | no data
1152.0 | LUBE OIL MODULE SUPPLY ISOLATION | 01-VCCW304 | UNIT 1 CCW LUBE OIL COOLER AREA | no data | CLOSED | OPEN | no data | no data | no data | no data | no data | no data | no data
1153.0 | LUBE OIL MODULE OUTLET ISOLATION/THROTTLING | 01-VCCW305 | UNIT 1 CCW LUBE OIL COOLER AREA | no data | CLOSED | OPEN | no data | no data | no data | no data | no data | no data | no data
1154.0 | GLYCOL FILL CHECK | 01-VCCW306 | UNIT 1 DUCT BURNER AREA | no data | CLOSED | OPEN | no data | no data | no data | no data | no data | no data | no data
1155.0 | LUBE OIL COOLER OUTLET PI 393 ISO | 01-VCCW307 | UNIT 1 CCW LUBE OIL COOLER AREA | no data | CLOSED | OPEN | no data | no data | no data | no data | no data | no data | no data
1156.0 | LUBE OIL COOLER OUTLET DRAIN | 01-VCCW308 | UNIT 1 CCW LUBE OIL COOLER AREA | no data | OPEN | CLOSED | no data | no data | no data | no data | no data | no data | no data
1157.0 | GENERATOR COOLER INLET DRAIN | 01-VCCW318 | UNIT 1 GENERATOR AREA | no data | OPEN | CLOSED | no data | no data | no data | no data | no data | no data | no data
1158.0 | GENERATOR COOLER INLET DRAIN | 01-VCCW319 | UNIT 1 GENERATOR AREA | no data | OPEN | CLOSED | no data | no data | no data | no data | no data | no data | no data
1159.0 | GENERATOR COOLER SUPPLY ISOLATION | 01-VCCW320 | UNIT 1 GENERATOR AREA | no data | CLOSED | OPEN | no data | no data | no data | no data | no data | no data | no data
1160.0 | GENERATOR COOLER INLET PI 411 ISO | 01-VCCW321 | UNIT 1 GENERATOR AREA | no data | CLOSED | OPEN | no data | no data | no data | no data | no data | no data | no data
1161.0 | DRAIN | 01-VCCW322 | UNIT 1 CCW LUBE OIL COOLER AREA | no data | OPEN | CLOSED | no data | no data | no data | no data | no data | no data | no data
1162.0 | INSTRUMENTATION | 01-VCCW323 | UNIT 1 CCW LUBE OIL COOLER AREA | no data | CLOSED | OPEN | no data | no data | no data | no data | no data | no data | no data
1163.0 | LUBE OIL COOLER INLET DRAIN | 01-VCCW324 | UNIT 1 CCW LUBE OIL COOLER AREA | no data | OPEN | CLOSED | no data | no data | no data | no data | no data | no data | no data
1164.0 | LUBE OIL MODULE SUPPLY ISOLATION | 01-VCCW325 | UNIT 1 CCW LUBE OIL COOLER AREA | no data | CLOSED | OPEN | no data | no data | no data | no data | no data | no data | no data
1165.0 | LUBE OIL COOLER INLET DRAIN | 01-VCCW326 | UNIT 1 CCW LUBE OIL COOLER AREA | no data | OPEN | CLOSED | no data | no data | no data | no data | no data | no data | no data
1166.0 | LUBE OIL COOLER INLET PI 375 ISO | 01-VCCW327 | UNIT 1 CCW LUBE OIL COOLER AREA | no data | CLOSED | OPEN | no data | no data | no data | no data | no data | no data | no data
1167.0 | LUBE OIL COOLER INLET VENT | 01-VCCW328 | UNIT 1 CCW LUBE OIL COOLER AREA | no data | OPEN | CLOSED | no data | no data | no data | no data | no data | no data | no data
1168.0 | LUBE OIL COOLER INLET PI 377 ISO | 01-VCCW329 | UNIT 1 CCW LUBE OIL COOLER AREA | no data | CLOSED | OPEN | no data | no data | no data | no data | no data | no data | no data
1169.0 | GENERATOR COOLER SUPPLY ISOLATION | 01-VCCW330 | UNIT 1 GENERATOR AREA | no data | CLOSED | OPEN | no data | no data | no data | no data | no data | no data | no data
1170.0 | ACHE INLET PI ISOLATION | 01-VCCW331 | UNIT 1 ACHE AREA EAST SIDE | no data | CLOSED | OPEN | no data | no data | no data | no data | no data | no data | no data
1171.0 | GENERATOR COOLER SUPPLY ISOLATION | 01-VCCW332 | UNIT 1 GENERATOR AREA | no data | CLOSED | OPEN | no data | no data | no data | no data | no data | no data | no data
1172.0 | ACHE INLET PI ISOLATION | 01-VCCW333 | UNIT 1 ACHE AREA EAST SIDE | no data | CLOSED | OPEN | no data | no data | no data | no data | no data | no data | no data
1173.0 | GENERATOR COOLER SUPPLY ISOLATION | 01-VCCW334 | UNIT 1 GENERATOR AREA | no data | CLOSED | OPEN | no data | no data | no data | no data | no data | no data | no data
1174.0 | ACHE INLET PI ISOLATION | 01-VCCW335 | UNIT 1 ACHE AREA EAST SIDE | no data | CLOSED | OPEN | no data | no data | no data | no data | no data | no data | no data
1175.0 | GENERATOR COOLER SUPPLY ISOLATION | 01-VCCW336 | UNIT 1 GENERATOR AREA | no data | CLOSED | OPEN | no data | no data | no data | no data | no data | no data | no data
1176.0 | ACHE INLET PI ISOLATION | 01-VCCW337 | UNIT 1 ACHE AREA EAST SIDE | no data | CLOSED | OPEN | no data | no data | no data | no data | no data | no data | no data
1177.0 | GENERATOR COOLER SUPPLY ISOLATION | 01-VCCW338 | UNIT 1 GENERATOR AREA | no data | CLOSED | OPEN | no data | no data | no data | no data | no data | no data | no data
1178.0 | ACHE INLET PI ISOLATION | 01-VCCW339 | UNIT 1 ACHE AREA EAST SIDE | no data | CLOSED | OPEN | no data | no data | no data | no data | no data | no data | no data
1179.0 | LUBE OIL COOLER INLET VENT | 01-VCCW340 | UNIT 1 CCW LUBE OIL COOLER AREA | no data | OPEN | CLOSED | no data | no data | no data | no data | no data | no data | no data
1180.0 | LUBE OIL MODULE OUTLET ISOLATION/THROTTLING | 01-VCCW341 | UNIT 1 CCW LUBE OIL COOLER AREA | no data | CLOSED | OPEN | no data | no data | no data | no data | no data | no data | no data
1181.0 | GENERATOR COOLER SUPPLY ISOLATION | 01-VCCW342 | UNIT 1 GENERATOR AREA | no data | CLOSED | OPEN | no data | no data | no data | no data | no data | no data | no data
1182.0 | GENERATOR COOLER INLET PI 471 ISO | 01-VCCW343 | UNIT 1 GENERATOR AREA | no data | CLOSED | OPEN | no data | no data | no data | no data | no data | no data | no data
1183.0 | GENERATOR COOLER SUPPLY ISOLATION | 01-VCCW344 | UNIT 1 GENERATOR AREA | no data | CLOSED | OPEN | no data | no data | no data | no data | no data | no data | no data
1184.0 | GLYCOL FILL ISOLATION | 01-VCCW345 | UNIT 1 DUCT BURNER AREA | no data | CLOSED | CLOSED | no data | no data | no data | no data | no data | no data | no data
1185.0 | ECA COMPRESSOR RETURN ISOLATION | 01-VCCW346 | UNIT 1 ECA COMPRESSOR EAST SIDE AREA | no data | CLOSED | OPEN | no data | no data | no data | no data | no data | no data | no data
1186.0 | GENERATOR COOLER RETURN ISOLATION/THROTTLING | 01-VCCW347 | UNIT 1 GENERATOR AREA | no data | CLOSED | OPEN | no data | no data | no data | no data | no data | no data | no data
1187.0 | GENERATOR COOLER INLET DRAIN | 01-VCCW348 | UNIT 1 GENERATOR AREA | no data | OPEN | CLOSED | no data | no data | no data | no data | no data | no data | no data
1188.0 | GENERATOR COOLER RETURN HEADER ISOLATION/THROTTLING | 01-VCCW349 | UNIT 1 GENERATOR AREA | no data | CLOSED | OPEN | no data | no data | no data | no data | no data | no data | no data
1189.0 | GENERATOR COOLER INLET PI 421 ISO | 01-VCCW350 | UNIT 1 GENERATOR AREA | no data | CLOSED | OPEN | no data | no data | no data | no data | no data | no data | no data
1190.0 | GENERATOR COOLER RETURN ISOLATION/THROTTLING | 01-VCCW351 | UNIT 1 GENERATOR AREA | no data | CLOSED | OPEN | no data | no data | no data | no data | no data | no data | no data
1191.0 | GENERATOR COOLER INLET PI 431 ISO | 01-VCCW352 | UNIT 1 GENERATOR AREA | no data | CLOSED | OPEN | no data | no data | no data | no data | no data | no data | no data
1192.0 | GENERATOR COOLER RETURN ISOLATION/THROTTLING | 01-VCCW353 | UNIT 1 GENERATOR AREA | no data | CLOSED | OPEN | no data | no data | no data | no data | no data | no data | no data
1193.0 | GENERATOR COOLER INLET PI 441 ISO | 01-VCCW354 | UNIT 1 GENERATOR AREA | no data | CLOSED | OPEN | no data | no data | no data | no data | no data | no data | no data
1194.0 | GENERATOR COOLER RETURN ISOLATION/THROTTLING | 01-VCCW355 | UNIT 1 GENERATOR AREA | no data | CLOSED | OPEN | no data | no data | no data | no data | no data | no data | no data
1195.0 | GENERATOR COOLER INLET PI 451 ISO | 01-VCCW356 | UNIT 1 GENERATOR AREA | no data | CLOSED | OPEN | no data | no data | no data | no data | no data | no data | no data
1196.0 | GENERATOR COOLER RETURN ISOLATION/THROTTLING | 01-VCCW357 | UNIT 1 GENERATOR AREA | no data | CLOSED | OPEN | no data | no data | no data | no data | no data | no data | no data
1197.0 | GENERATOR COOLER INLET PI 461 ISO | 01-VCCW358 | UNIT 1 GENERATOR AREA | no data | CLOSED | OPEN | no data | no data | no data | no data | no data | no data | no data
1198.0 | GENERATOR COOLER RETURN ISOLATION/THROTTLING | 01-VCCW359 | UNIT 1 GENERATOR AREA | no data | CLOSED | OPEN | no data | no data | no data | no data | no data | no data | no data
1199.0 | ECA COMPRESSOR "A" COOLER OUTLET PI | 01-VCCW360 | UNIT 1 ECA COMPRESSOR EAST SIDE AREA | no data | CLOSED | OPEN | no data | no data | no data | no data | no data | no data | no data
1200.0 | GENERATOR COOLER RETURN ISOLATION/THROTTLING | 01-VCCW361 | UNIT 1 GENERATOR AREA | no data | CLOSED | OPEN | no data | no data | no data | no data | no data | no data | no data
1201.0 | ECA COMPRESSOR SUPPLY ISOLATION | 01-VCCW362 | UNIT 1 ECA COMPRESSOR EAST SIDE AREA | no data | CLOSED | OPEN | no data | no data | no data | no data | no data | no data | no data
1202.0 | GENERATOR COOLER RETURN ISOLATION/THROTTLING | 01-VCCW363 | UNIT 1 GENERATOR AREA | no data | CLOSED | OPEN | no data | no data | no data | no data | no data | no data | no data
1203.0 | GENERATOR COOLER SUPPLY HEADER ISOLATION | 01-VCCW364 | UNIT 1 GENERATOR AREA | no data | CLOSED | OPEN | no data | no data | no data | no data | no data | no data | no data
1204.0 | VENT | 01-VCCW365 | UNIT 1 CCW PUMP AREA | no data | OPEN | CLOSED | no data | no data | no data | no data | no data | no data | no data
1205.0 | ACHE OUTLET HEADER ISOLATION | 01-VCCW366 | UNIT 1 CCW PUMP AREA | no data | CLOSED | OPEN | no data | no data | no data | no data | no data | no data | no data
1206.0 | INSTRUMENTATION | 01-VCCW367 | UNIT 1 CCW PUMP AREA | no data | CLOSED | OPEN | no data | no data | no data | no data | no data | no data | no data
1207.0 | INSTRUMENTATION | 01-VCCW368 | UNIT 1 CCW PUMP AREA | no data | CLOSED | OPEN | no data | no data | no data | no data | no data | no data | no data
1208.0 | ECA COMPRESSOR FLOW THROTTLING | 01-VCCW369 | UNIT 1 ECA COMPRESSOR EAST SIDE AREA | no data | CLOSED | OPEN | no data | no data | no data | no data | no data | no data | no data
1209.0 | ECA COMPRESSOR "B" RETURN ISOLATION | 01-VCCW370 | UNIT 1 ECA COMPRESSOR EAST SIDE AREA | no data | CLOSED | OPEN | no data | no data | no data | no data | no data | no data | no data
1210.0 | GENERATOR COOLER INLET DRAIN | 01-VCCW371 | UNIT 1 GENERATOR AREA | no data | OPEN | OPEN | no data | no data | no data | no data | no data | no data | no data
1211.0 | DRAIN | 01-VCCW372 | UNIT 1 GENERATOR AREA | no data | OPEN | CLOSED | no data | no data | no data | no data | no data | no data | no data
1212.0 | DRAIN | 01-VCCW373 | UNIT 1 GENERATOR AREA | no data | OPEN | CLOSED | no data | no data | no data | no data | no data | no data | no data
1213.0 | DRAIN | 01-VCCW374 | UNIT 1 GENERATOR AREA | no data | OPEN | CLOSED | no data | no data | no data | no data | no data | no data | no data
1214.0 | DRAIN | 01-VCCW375 | UNIT 1 GENERATOR AREA | no data | OPEN | CLOSED | no data | no data | no data | no data | no data | no data | no data
1215.0 | DRAIN | 01-VCCW376 | UNIT 1 GENERATOR AREA | no data | OPEN | CLOSED | no data | no data | no data | no data | no data | no data | no data
1216.0 | DRAIN | 01-VCCW377 | UNIT 1 GENERATOR AREA | no data | OPEN | CLOSED | no data | no data | no data | no data | no data | no data | no data
1217.0 | DRAIN | 01-VCCW378 | UNIT 1 GENERATOR AREA | no data | OPEN | CLOSED | no data | no data | no data | no data | no data | no data | no data
1218.0 | DRAIN | 01-VCCW379 | UNIT 1 GENERATOR AREA | no data | OPEN | CLOSED | no data | no data | no data | no data | no data | no data | no data
1219.0 | ECA COMPRESSOR "A" SUPPLY ISOLATION | 01-VCCW380 | UNIT 1 ECA COMPRESSOR EAST SIDE AREA | no data | CLOSED | OPEN | no data | no data | no data | no data | no data | no data | no data
1220.0 | ECA COMPRESSOR "B" FLOW THROTTLING | 01-VCCW381 | UNIT 1 ECA COMPRESSOR EAST SIDE AREA | no data | CLOSED | OPEN | no data | no data | no data | no data | no data | no data | no data
1221.0 | GEN COOLER VENT | 01-VCCW382 | UNIT 1 GENERATOR AREA | no data | OPEN | CLOSED | no data | no data | no data | no data | no data | no data | no data
1222.0 | GEN COOLER VENT | 01-VCCW383 | UNIT 1 GENERATOR AREA | no data | OPEN | CLOSED | no data | no data | no data | no data | no data | no data | no data
1223.0 | GEN COOLER VENT | 01-VCCW384 | UNIT 1 GENERATOR AREA | no data | OPEN | CLOSED | no data | no data | no data | no data | no data | no data | no data
1224.0 | GEN COOLER VENT | 01-VCCW385 | UNIT 1 GENERATOR AREA | no data | OPEN | CLOSED | no data | no data | no data | no data | no data | no data | no data
1225.0 | GEN COOLER VENT | 01-VCCW386 | UNIT 1 GENERATOR AREA | no data | OPEN | CLOSED | no data | no data | no data | no data | no data | no data | no data
1226.0 | GEN COOLER VENT | 01-VCCW387 | UNIT 1 GENERATOR AREA | no data | OPEN | CLOSED | no data | no data | no data | no data | no data | no data | no data
1227.0 | GEN COOLER VENT | 01-VCCW388 | UNIT 1 GENERATOR AREA | no data | OPEN | CLOSED | no data | no data | no data | no data | no data | no data | no data
1228.0 | GEN COOLER VENT | 01-VCCW389 | UNIT 1 GENERATOR AREA | no data | OPEN | CLOSED | no data | no data | no data | no data | no data | no data | no data
1229.0 | ECA "A" COOLER INLET VENT | 01-VCCW391 | UNIT 1 ECA COMPRESSOR EAST SIDE AREA | no data | OPEN | CLOSED | no data | no data | no data | no data | no data | no data | no data
1230.0 | ECA COMPRESSOR "B" COOLER OUTLET DRAIN | 01-VCCW392 | UNIT 1 ECA COMPRESSOR EAST SIDE AREA | no data | OPEN | CLOSED | no data | no data | no data | no data | no data | no data | no data
1231.0 | ECA COMPRESSOR "A" COOLER OUTLET DRAIN | 01-VCCW393 | UNIT 1 ECA COMPRESSOR EAST SIDE AREA | no data | OPEN | CLOSED | no data | no data | no data | no data | no data | no data | no data
1232.0 | ECA "B" COOLER INLET VENT | 01-VCCW396 | UNIT 1 ECA COMPRESSOR EAST SIDE AREA | no data | OPEN | CLOSED | no data | no data | no data | no data | no data | no data | no data
1233.0 | GENERATOR COOLER INLET DRAIN | 01-VCCW398 | UNIT 1 GENERATOR AREA | no data | OPEN | CLOSED | no data | no data | no data | no data | no data | no data | no data
1234.0 | GENERATOR COOLER INLET DRAIN | 01-VCCW399 | UNIT 1 GENERATOR AREA | no data | OPEN | CLOSED | no data | no data | no data | no data | no data | no data | no data
1235.0 | GENERATOR COOLER INLET DRAIN | 01-VCCW400 | UNIT 1 GENERATOR AREA | no data | OPEN | CLOSED | no data | no data | no data | no data | no data | no data | no data
1236.0 | GENERATOR COOLER INLET DRAIN | 01-VCCW401 | UNIT 1 GENERATOR AREA | no data | OPEN | CLOSED | no data | no data | no data | no data | no data | no data | no data
1237.0 | GENERATOR COOLER OUTLET DRAIN | 01-VCCW402 | UNIT 1 GENERATOR AREA | no data | OPEN | CLOSED | no data | no data | no data | no data | no data | no data | no data
1238.0 | GENERATOR COOLER OUTLET DRAIN | 01-VCCW403 | UNIT 1 GENERATOR AREA | no data | OPEN | CLOSED | no data | no data | no data | no data | no data | no data | no data
1239.0 | GENERATOR COOLER OUTLET DRAIN | 01-VCCW404 | UNIT 1 GENERATOR AREA | no data | OPEN | CLOSED | no data | no data | no data | no data | no data | no data | no data
1240.0 | GENERATOR COOLER OUTLET DRAIN | 01-VCCW405 | UNIT 1 GENERATOR AREA | no data | OPEN | CLOSED | no data | no data | no data | no data | no data | no data | no data
1241.0 | GENERATOR COOLER OUTLET DRAIN | 01-VCCW406 | UNIT 1 GENERATOR AREA | no data | OPEN | CLOSED | no data | no data | no data | no data | no data | no data | no data
1242.0 | GENERATOR COOLER OUTLET DRAIN | 01-VCCW407 | UNIT 1 GENERATOR AREA | no data | OPEN | CLOSED | no data | no data | no data | no data | no data | no data | no data
1243.0 | GENERATOR COOLER OUTLET DRAIN | 01-VCCW408 | UNIT 1 GENERATOR AREA | no data | OPEN | CLOSED | no data | no data | no data | no data | no data | no data | no data
1244.0 | GENERATOR COOLER OUTLET DRAIN | 01-VCCW409 | UNIT 1 GENERATOR AREA | no data | OPEN | CLOSED | no data | no data | no data | no data | no data | no data | no data
1245.0 | GENERATOR COOLER INLET HEADER VENT | 01-VCCW410 | UNIT 1 GENERATOR AREA | no data | OPEN | CLOSED | no data | no data | no data | no data | no data | no data | no data
1246.0 | GENERATOR COOLER OUTLET HEADER VENT | 01-VCCW411 | UNIT 1 GENERATOR AREA | no data | OPEN | CLOSED | no data | no data | no data | no data | no data | no data | no data
1247.0 | BFP RETURN ISOLATION | 01-VCCW412 | UNIT 1 BOILER FEED A AREA | no data | CLOSED | OPEN | no data | no data | no data | no data | no data | no data | no data
1248.0 | BFP RETURN ISOLATION | 01-VCCW413 | UNIT 1 BOILER FEED B AREA | no data | CLOSED | OPEN | no data | no data | no data | no data | no data | no data | no data
1249.0 | TCU FILL ISOLATION | 01-VCCW414 | UNIT 1 SAMPLE PANEL BUILDING OUTSIDE | no data | CLOSED | OPEN | no data | no data | no data | no data | no data | no data | no data
1250.0 | SAMPLE PANEL RETURN ISOLATION | 01-VCCW415 | UNIT 1 SAMPLE PANEL BUILDING OUTSIDE | no data | CLOSED | OPEN | no data | no data | no data | no data | no data | no data | no data
1251.0 | BFP "B" COOLER INLET PI | 01-VCCW453 | UNIT 1 BOILER FEED B AREA | no data | CLOSED | OPEN | no data | no data | no data | no data | no data | no data | no data
1252.0 | CO2 ISOLATION VALVE | 01-VCMG102 | UNIT 1 CO2 EVAPORATOR AREA | no data | CLOSED | OPEN | no data | no data | no data | no data | no data | no data | no data
1253.0 | H2 ISOLATION | 01-VCMG103 | UNIT 1 EAST BUILDING WALL OUTSIDE | no data | CLOSED | OPEN | no data | no data | no data | no data | no data | no data | no data
1254.0 | NITROGEN SUPPLY ISOLATION | 01-VCMG104 | UNIT 1 N.W. BUILING INSIDE | no data | OPEN | CLOSED | no data | no data | no data | no data | no data | no data | no data
1255.0 | H2 ISOLATION | 01-VCMG113 | UNIT 1 EAST BUILDING WALL OUTSIDE | no data | CLOSED | OPEN | no data | no data | no data | no data | no data | no data | no data
1256.0 | NITROGEN SUPPLY ISOLATION | 01-VCMG119 | UNIT 1 N.E. BY HRSG GROUND LEVEL | no data | OPEN | CLOSED | no data | no data | no data | no data | no data | no data | no data
1257.0 | INSTRUMENTATION | 01-VCMG122 |  | no data | CLOSED | OPEN | no data | no data | no data | no data | no data | no data | no data
1258.0 | H2 VENT | 01-VCMG602 | UNIT 1 EAST BUILDING WALL OUTSIDE | no data | OPEN | CLOSED | no data | no data | no data | no data | no data | no data | no data
1259.0 | N2 PURGE CONNECTION | 01-VCMG604 | UNIT 1 EAST BUILDING WALL OUTSIDE | no data | OPEN | CLOSED | no data | no data | no data | no data | no data | no data | no data
1260.0 | Strainer Vent valves (4) | 01-VCND100 | CRT area | no data | OPEN | CLOSED | CONDENSATE STRAINER VENT VALVE | CND | no data | no data | no data |  | CND pump A
1261.0 | Filter Drains (2) | 01-VCND101 | CRT area | no data | OPEN | CLOSED | IRON FILTER DRAIN | CND | no data | no data | no data |  | IRON Filer B
1262.0 | Condensate Dump isolation | 01-VCND103 | HRSG lower NW | no data | CLOSED | OPEN | CONDENSATE EMERGENCY DUMP CV ISOLATION | CND | no data | no data | no data |  | no data
1263.0 | Pump Discharge pressure transmitter | 01-VCND104 | CRT area | no data | CLOSED | OPEN | CND PUMP "A" DISCHARGE PIT 115 | CND | no data | no data | no data |  | CND pump A
1264.0 | LP Bypass spray drain (OUTSIDE DECK) | 01-VCND105 | ST upper East (OUTSIDE DECK) | no data | OPEN | CLOSED | LP BYPASS SPRAY DRAIN VALVE (AFTER CHECK) | CND | no data | no data | no data |  | Attemperator
1265.0 | ST DT pump discharge Vent | 01-VCND106 | CRT landing | Drain/Vent Vlv | OPEN | CLOSED | LP DRAINS TANK PUMP COMMON DISCHARGE VENT VALVE | CND | no data | no data | no data |  | CRT
1266.0 | CRH ventilator spray drain | 01-VCND108 | ST upper East | no data | OPEN | CLOSED | CRH VENTILATOR LINE SPRAY DRAIN VALVE | CND | no data | no data | no data |  | Attemperator
1267.0 | CRH ventilator spray isolation | 01-VCND109 | ST upper East | no data | CLOSED | OPEN | CRH VENTILATOR SPRAY SUPPLY ISOLATION | CND | no data | no data | no data |  | Attemperator
1268.0 | CRH ventilator spray vent (OUTSIDE DECK) | 01-VCND110 | ST upper East (OUTSIDE DECK) | no data | OPEN | CLOSED | CRH VENTILATOR SPRAY VENT ROOT | CND | no data | no data | no data |  | Attemperator
1269.0 | CRH VENTILATOR SPRAY SUPPLY CHECK VALVE | 01-VCND111 | UNIT 1 DRAINS TANK PIPE RACK | no data | CLOSED | OPEN | no data | no data | no data | no data | no data | no data | no data
1270.0 | DP transmitter isolation (2) valves | 01-VCND112 | CRT area | no data | CLOSED | OPEN | CND PMP C SUCTION STRAINER PDIT 143 HIGH SIDE ISOLATION | CND | no data | no data | no data |  | CND pump C
1271.0 | Air vent valve | 01-VCND113 | CRT area | no data | OPEN | CLOSED | CND PUMP CAN VENT VALVE | CND | no data | no data | no data |  | CND pump C
1272.0 | Filter Drains (2) | 01-VCND114 | CRT area | no data | CLOSED | OPEN | IRON FILTER "A" DRAIN VALVE | CND | no data | no data | no data |  | IRON Filer A
1273.0 | LPS BYPASS SPRAY SUPPLY CHECK VALVE | 01-VCND115 | UNIT 1 DRAINS TANK PIPE RACK | no data | CLOSED | OPEN | no data | no data | no data | no data | no data | no data | no data
1274.0 | HRH spray drain | 01-VCND116 | ST upper East | no data | OPEN | CLOSED | HRH BYPASS SPRAY DRAIN VALVE | CND | no data | no data | no data |  | Attemperator
1275.0 | CND PUMP DISCHARGE CHECK VALVE | 01-VCND117 | UNIT 1 CONDENSATE PUMP AREA | no data | OPEN | CLOSED | no data | no data | no data | no data | no data | no data | no data
1276.0 | Strainer Vent valves (4) | 01-VCND118 | CRT area | no data | OPEN | CLOSED | CND PMP A SUCTION STRAINER VENT VALVE ROOT | CND | no data | no data | no data |  | CND pump A
1277.0 | HRH spray isolation | 01-VCND119 | ST upper East | no data | CLOSED | OPEN | HRH BYPASS SPRAY SUPPLY ISOLATION | CND | no data | no data | no data |  | Attemperator
1278.0 | HRH BYPASS SPRAY SUPPLY CHECK VALVE | 01-VCND121 | UNIT 1 DRAINS TANK PIPE RACK | no data | CLOSED | OPEN | no data | no data | no data | no data | no data | no data | no data
1279.0 | Hood spray local gauge | 01-VCND123 | ST upper East | no data | CLOSED | OPEN | EXHAUST HOOD SPRAY PI 243 | CND | no data | no data | no data |  | Attemperator
1280.0 | Flow Transmitter (4 valves) | 01-VCND124 | ST upper East | no data | CLOSED | OPEN | CND FLOW FIT 231A LOW SIDE ISOLATION | CND | no data | no data | no data |  | FT
1281.0 | HRH spray flow transmitter (4) valves | 01-VCND125 | ST upper East | no data | CLOSED | OPEN | HRH SPRAY FIT 703B | CND | no data | no data | no data |  | Attemperator
1282.0 | Hood spray FCV isolation valves (2) | 01-VCND126 | ST upper East | no data | CLOSED | OPEN | ST HOOD SPRAY SUPPLY ISOLATION | CND | no data | no data | no data |  | Attemperator
1283.0 | Common Condensate Discharge Header Vent | 01-VCND127 | CRT area | no data | OPEN | CLOSED | VENT VALVE | CND | no data | no data | no data |  | CND header
1284.0 | CND Pump Discharge equalizing valve | 01-VCND128 | CRT area | no data | CLOSED | OPEN | CND "A" PUMP DISCHARGE ISOLATION | CND | no data | no data | no data |  | CND pump A
1285.0 | Strainer Vent valves (4) | 01-VCND129 | CRT area | no data | OPEN | CLOSED | CND PMP "B" SUCTION STRAINER VENT VALVE | CND | no data | no data | no data |  | CND pump B
1286.0 | Pump Discharge pressure transmitter | 01-VCND130 | CRT area | no data | CLOSED | OPEN | CND PMP "C" DISCHARGE PIT 155 ISOLATION | CND | no data | no data | no data |  | CND pump C
1287.0 | CND pump suction pressure gauge isolation. | 01-VCND131 | CRT area | no data | CLOSED | OPEN | CND PMP "C" SUCTION STRAINER PI 145 ISO | CND | no data | no data | no data |  | CND pump C
1288.0 | Condensate Recirc after CV | 01-VCND132 | CRT landing | Iso Vlv | CLOSED | OPEN | CONDENSATE RECIRC CV DOWNSTREAM ISOLATION | CND | 20023894-PD-053A | no data | no data |  | CV/CRT
1289.0 | Strainer Vent valves (4) | 01-VCND133 | CRT area | no data | OPEN | CLOSED | CND PMP "C" SUCTION STRAINER VENT VALVE | CND | no data | no data | no data |  | CND pump C
1290.0 | Curtain spray isolation valve | 01-VCND134 | ST upper East | no data | CLOSED | OPEN | CND TO ACC CURTAIN SPRAY FE ISOLATION | CND | no data | no data | no data |  | Attemperator
1291.0 | Strainer Vent valves (4) | 01-VCND135 | CRT area | no data | OPEN | CLOSED | CND PMP "B" SUCTION STRAINER VENT VALVE (ROOT) | CND | no data | no data | no data |  | CND pump B
1292.0 | GLAND STEAM CONDENSER CONDENSATE DRAIN (INLET) | 01-VCND136 | UNIT 1 CONDENSATE CORNER AREA | no data | CLOSED | OPEN | no data | no data | no data | no data | no data | no data | no data
1293.0 | Pump Discharge pressure transmitter | 01-VCND137 | CRT area | no data | CLOSED | OPEN | CND PMP "B" DISCHARGE PIT 136 ISOLATION | CND | no data | no data | no data |  | CND pump B
1294.0 | Vent before Gland Steam Condenser | 01-VCND138 | ST upper East | no data | OPEN | CLOSED | CONDENSATE HEADER VENT (GLAND STEAM CONDENSER) | CND | no data | no data | no data |  | GS condenser
1295.0 | Filter Vent | 01-VCND139 | CRT area | no data | OPEN | CLOSED | IRON FILTER "A" VENT VALVE | CND | no data | no data | no data |  | IRON Filer A
1296.0 | Filter Vent | 01-VCND140 | CRT area | no data | OPEN | CLOSED | IRON FILTER "B" VENT VALVE | CND | no data | no data | no data |  | IRON Filer B
1297.0 | LP Bypass spray isolation | 01-VCND141 | ST upper East | no data | CLOSED | OPEN | LPS BYPASS SPRAY SUPPLY ISOLATION | CND | no data | no data | no data |  | Attemperator
1298.0 | DP transmitter isolation (2) valves | 01-VCND142 | CRT area | no data | CLOSED | OPEN | CND PMP A SUCTION STRAINER PDIT 103 LOW SIDE ISOLATION | CND | no data | no data | no data |  | CND pump A
1299.0 | CND pump suction pressure gauge isolation. | 01-VCND143 | CRT area | no data | CLOSED | OPEN | CND PMP A SUCTION STRAINER PI 105 | CND | no data | no data | no data |  | CND pump A
1300.0 | Filter Drains (2) | 01-VCND144 | CRT area | no data | OPEN | CLOSED | IRON FILTER A DRAIN VALVE | CND | no data | no data | no data |  | IRON Filer A
1301.0 | Hood spray FCV isolation valves (2) | 01-VCND145 | ST upper East | no data | CLOSED | OPEN | ST HOOD SPRAY VALVE ISOLATION | CND | no data | no data | no data |  | Attemperator
1302.0 | Local Pressure Gauge | 01-VCND146 | ST upper East | no data | CLOSED | OPEN | COND HEADER PI 251 (GLAND STEAM CONDENSER) | CND | no data | no data | no data |  | GS condenser
1303.0 | Hood spray FCV bypass valve | 01-VCND147 | ST upper East | no data | CLOSED | CLOSED | ST HOOD SPRAY CV BYPASS VALVE | CND | no data | no data | no data |  | Attemperator
1304.0 | CND PUMP DISCHARGE CHECK VALVE | 01-VCND148 | UNIT 1 CONDENSATE PUMP AREA | no data | CLOSED | OPEN | no data | no data | no data | no data | no data | no data | no data
1305.0 | VENT VALVE | 01-VCND149 |  | no data | OPEN | CLOSED | no data | no data | no data | no data | no data | no data | no data
1306.0 | CND DISCHARGE SAMPLE ISOLATION | 01-VCND150 | UNIT 1 1ST LEVEL PIPE RACK | no data | CLOSED | OPEN | no data | no data | no data | no data | no data | no data | no data
1307.0 | Common Condensate Discharge Header PIT | 01-VCND151 | CRT area | no data | CLOSED | OPEN | CONDENSATE HEADER LOCAL PI GAUGE | CND | no data | no data | no data |  | PIT
1308.0 | Condensate Recirc Drain (after CV) | 01-VCND152 | CRT landing | Drain/Vent Vlv | OPEN | CLOSED | CONDENSATE RECIRC DRAIN VALVE (AFTER CV) | CND | 20023894-PD-053A | no data | no data |  | CRT
1309.0 | Drain before condensate dump CV | 01-VCND153 | HRSG lower NW | no data | OPEN | CLOSED | CONDENSATE DUMP LINE DRAIN VALVE | CND | no data | no data | no data |  | no data
1310.0 | Strainer Vent valves (4) | 01-VCND154 | CRT area | no data | OPEN | CLOSED | CND PMP "B" STRAINER VENT VALVE (ROOT) | CND | no data | no data | no data |  | CND pump B
1311.0 | CND DISCHARGE SAMPLE ISOLATION | 01-VCND155 | UNIT 1 1ST LEVEL PIPE RACK | no data | CLOSED | OPEN | no data | no data | no data | no data | no data | no data | no data
1312.0 | LP Bypass spray flow transmitter (2) valves | 01-VCND156 | ST upper East | no data | CLOSED | OPEN | LP BYPASS SPRAY FIT 724 ISO | CND | no data | no data | no data |  | Attemperator
1313.0 | Air vent valve | 01-VCND157 | CRT area | no data | OPEN | CLOSED | CND PUMP "A" CAN VENT VALVE | CND | no data | no data | no data |  | CND pump A
1314.0 | LP Bypass spray drain | 01-VCND158 | ST upper East | no data | OPEN | CLOSED | LP BYPASS SPRAY DRAIN VALVE (AFTER CV) | CND | no data | no data | no data |  | Attemperator
1315.0 | CRH ventilator spray Flow transmitter (2) valves | 01-VCND159 | ST upper East | no data | CLOSED | OPEN | CRH VENTILATOR LINE SPRAY FIT 701 ISO | CND | no data | no data | no data |  | Attemperator
1316.0 | Before MOV equalizing valve | 01-VCND160 | CRT area | no data | CLOSED | OPEN | CONDENSATE IRON FILTER BYPASS VALVE ISOLATION | CND | no data | no data | no data |  | IRON Filter Bypass
1317.0 | CRH ventilator spray Flow transmitter (2) valves | 01-VCND162 | ST upper East | no data | CLOSED | OPEN | CRH VENTILATOR LINE SPRAY FIT 701 ISO | CND | no data | no data | no data |  | Attemperator
1318.0 | After MOV bypass valve | 01-VCND163 | CRT area | no data | CLOSED | OPEN | CONDENSATE IRON FILTER BYPASS VALVE ISOLATION | CND | no data | no data | no data |  | IRON Filter Bypass
1319.0 | DP transmitter isolation (2) valves | 01-VCND164 | CRT area | no data | CLOSED | OPEN | CND PMP "B" SUCTION STRAINER PDIT 123 ISO | CND | no data | no data | no data |  | CND pump B
1320.0 | Strainer Vent valves (4) | 01-VCND165 | CRT area | no data | OPEN | CLOSED | CND PMP "C" SUCTION STRAINER VENT VALVE (BLOCK) | CND | no data | no data | no data |  | CND pump C
1321.0 | Strainer Drain valves (2) | 01-VCND166 | CRT area | no data | OPEN | CLOSED | CND PMP A SUCTION STRAINER DRAIN VALVE | CND | no data | no data | no data |  | CND pump A
1322.0 | Pump Discharge Drain | 01-VCND167 | CRT area | no data | OPEN | CLOSED | CND PMP "B" DISCHARGE DRAIN | CND | no data | no data | no data |  | CND pump B
1323.0 | Strainer Vent valves (4) | 01-VCND168 | CRT area | no data | OPEN | CLOSED | CND PMP "C" SUCTION STRAINER VENT (ROOT) | CND | no data | no data | no data |  | CND pump C
1324.0 | LP Bypass spray flow transmitter (2) valves | 01-VCND169 | ST upper East | no data | CLOSED | OPEN | LP BYPASS SPRAY FIT 724 ISO | CND | no data | no data | no data |  | Attemperator
1325.0 | HRH spray flow transmitter (4) valves | 01-VCND170 | ST upper East | no data | OPEN | CLOSED | HRH SPRAY FIT 703B | CND | no data | no data | no data |  | Attemperator
1326.0 | Strainer Drain valves (2) | 01-VCND171 | CRT area | no data | OPEN | CLOSED | CND PMP "A" SUCTION STRAINER DRAIN VALVE | CND | no data | no data | no data |  | CND pump A
1327.0 | Filter Outlet Equalizing Valve | 01-VCND172 | CRT area | no data | CLOSED | OPEN | CONDENSATE IRON FILTER "A" MANUAL ISOLATION | CND | no data | no data | no data |  | IRON Filer A
1328.0 | Strainer Drain valves (2) | 01-VCND173 | CRT area | no data | OPEN | CLOSED | CND PMP "C" SUTION STRAINER DRAIN VALVE | CND | no data | no data | no data |  | CND pump C
1329.0 | Filter Outlet Equalizing Valve | 01-VCND174 | CRT area | no data | CLOSED | OPEN | CONDENSATE IRON FILTER MANUAL ISOLATION | CND | no data | no data | no data |  | IRON Filer B
1330.0 | Flow Transmitter (4 valves) | 01-VCND175 | ST upper East | no data | CLOSED | OPEN | CND FLOW FIT 231B LOW SIDE | CND | no data | no data | no data |  | FT
1331.0 | Strainer Drain valves (2) | 01-VCND176 | CRT area | no data | OPEN | CLOSED | CND PMP "B" SUTION STRAINER DRAIN VALVE | CND | no data | no data | no data |  | CND pump B
1332.0 | Filter D/P Transmitter (2) isolation valves | 01-VCND177 | CRT area | no data | CLOSED | OPEN | IRON FILTER "A" PDIT 205 | CND | no data | no data | no data |  | IRON Filer A
1333.0 | Strainer Drain valves (2) | 01-VCND178 | CRT area | no data | OPEN | CLOSED | CND PMP "C" SUTION STRAINER DRAIN VALVE | CND | no data | no data | no data |  | CND pump C
1334.0 | DP transmitter isolation (2) valves | 01-VCND179 | CRT area | no data | CLOSED | OPEN | CND PMP "A" SUCTION STRAINER PDIT 103 ISO | CND | no data | no data | no data |  | CND pump A
1335.0 | Filter D/P Transmitter (2) isolation valves | 01-VCND180 | CRT area | no data | CLOSED | OPEN | IRON FILTER "B" PDIT 215 | CND | no data | no data | no data |  | IRON Filer B
1336.0 | DP transmitter isolation (2) valves | 01-VCND181 | CRT area | no data | CLOSED | OPEN | CND PMP "B" SUCTION STRAINER PDIT 123 ISO | CND | no data | no data | no data |  | CND pump B
1337.0 | IRON FILTER BYPASS LINE VENT VALVE | 01-VCND182 | UNIT 1 CONDENSATE PUMP AREA | no data | OPEN | CLOSED | no data | no data | no data | no data | no data | no data | no data
1338.0 | CND pump suction pressure gauge isolation. | 01-VCND183 | CRT area | no data | CLOSED | OPEN | CND PMP "B" SUCTION STRAINER PI 125 ISOLATION | CND | no data | no data | no data |  | CND pump B
1339.0 | Filter D/P Transmitter (2) isolation valves | 01-VCND184 | CRT area | no data | CLOSED | OPEN | IRON FILTER "A" PDIT 205 | CND | no data | no data | no data |  | IRON Filer A
1340.0 | CND PUMP DISCHARGE CHECK VALVE | 01-VCND185 | UNIT 1 CONDENSATE PUMP AREA | no data | CLOSED | OPEN | no data | no data | no data | no data | no data | no data | no data
1341.0 | Hood spray vent | 01-VCND186 | ST upper East | no data | OPEN | CLOSED | HOOD SPRAY VENT | CND | no data | no data | no data |  | Attemperator
1342.0 | Filter D/P Transmitter (2) isolation valves | 01-VCND187 | CRT area | no data | CLOSED | OPEN | IRON FILTER "B" PDIT 215 | CND | no data | no data | no data |  | IRON Filer B
1343.0 | Iron Filter Bypass line drain | 01-VCND188 | CRT area | no data | OPEN | CLOSED | IRON FILTER BYPASS LINE DRAIN VALVE | CND | no data | no data | no data |  | IRON Filter Bypass
1344.0 | Pump Discharge Drain | 01-VCND189 | CRT area | no data | OPEN | CLOSED | CND PMP "C" DISCHARGE DRAIN | CND | no data | no data | no data |  | CND pump C
1345.0 | Flow Transmitter (4 valves) | 01-VCND190 | ST upper East | no data | CLOSED | OPEN | CND FLOW FIT 231B HIGH SIDE ISOLATION | CND | no data | no data | no data |  | FT
1346.0 | Strainer Vent valves (4) | 01-VCND191 | CRT area | no data | OPEN | CLOSED | CND PMP "A" SUCTION STRAINER VENT VALVE (ROOT) | CND | no data | no data | no data |  | CND pump A
1347.0 | DP transmitter isolation (2) valves | 01-VCND192 | CRT area | no data | CLOSED | OPEN | CND PMP C SUCTION STRAINER PDIT 143 LOW SIDE ISOLATION | CND | no data | no data | no data |  | CND pump C
1348.0 | Local Pressure Gauge after GSC | 01-VCND193 | ST upper East | no data | CLOSED | OPEN | GLAND STEAM CONDENSER CONDENSATE DISCHARGE PI 275 ISO | CND | no data | no data | no data |  | GS condenser
1349.0 | CND Pump Discharge equalizing valve | 01-VCND194 | CRT area | no data | CLOSED | OPEN | CND PUMP "B" DISCHARGE ISOLATION | CND | no data | no data | no data |  | CND pump B
1350.0 | Condensate Recirc Strainer Drain | 01-VCND195 | CRT area | no data | OPEN | CLOSED | CND RECIRC LINE STRAINER DRAIN | CND | no data | no data | no data |  | CRT
1351.0 | Pump Discharge Drain | 01-VCND196 | CRT area | no data | OPEN | CLOSED | CND PMP "A" DISCHARGE DRAIN | CND | no data | no data | no data |  | CND pump A
1352.0 | 2C cooler drain | 01-VCND197 | HRSG SE | no data | OPEN | CLOSED | 2C COOLER CONENSATE INLET DRAIN VALVE | CND | no data | no data | no data |  | ECA
1353.0 | HP Drains Tank spray CV iso | 01-VCND198 | ST Drains Tank area | no data | CLOSED | OPEN | HP DRAINS TANK QUENCH SPRAY VALVE ISOLATION | CND | no data | no data | no data |  | HP DT
1354.0 | HP Drains Tank spray supply drain | 01-VCND200 | ST Drains Tank area | no data | OPEN | CLOSED | DRAIN VALVE | CND | no data | no data | no data |  | HP DT
1355.0 | Gland steam attemperator isolation | 01-VCND201 | ST upper East | no data | CLOSED | OPEN | LP GLAND STEAM DESUPERHEATER SPRAY CV ISO | CND | no data | no data | no data |  | Attemperator
1356.0 | Gland steam attemperator flow transmitter (2) valves | 01-VCND207 | ST upper East | no data | CLOSED | OPEN | LP GLAND STEAM DESUPERHEATER SPRAY FIT 716 ISO | CND | no data | no data | no data |  | Attemperator
1357.0 | Gland steam attemperator flow transmitter (2) valves | 01-VCND209 | ST upper East | no data | CLOSED | OPEN | LP GLAND STEAM DESUPERHEATER SPRAY FIT 716 ISO | CND | no data | no data | no data |  | Attemperator
1358.0 | 2C cooler vent | 01-VCND210 | HRSG SE | no data | OPEN | CLOSED | 2C COOLER CONENSATE DISCHARGE VENT VALVE | CND | no data | no data | no data |  | ECA
1359.0 | Gland steam attemperator drain | 01-VCND211 | ST upper East | no data | OPEN | CLOSED | LP GLAND STEAM DESUPERHEATER SPRAY DRAIN VALVE | CND | no data | no data | no data |  | Attemperator
1360.0 | Gland steam attemperator isolation | 01-VCND212 | ST upper East | no data | CLOSED | OPEN | LP GLAND STEAM DESUPERHEATER SPRAY CV ISO | CND | no data | no data | no data |  | Attemperator
1361.0 | GLAND STEAM DSH SPRAY SUPPLY CHECK | 01-VCND213 | UNIT 1 S TURBINE BUILDING LOWER | no data | CLOSED | OPEN | no data | no data | no data | no data | no data | no data | no data
1362.0 | LP Drains Tank spray CV iso | 01-VCND214 | ST Drains Tank area | no data | CLOSED | OPEN | LP DRAINS TANK SPRAY SUPPLY CV ISOLATION | STP | no data | no data | no data |  | LP DT
1363.0 | LP Drains Tank spray supply drain | 01-VCND215 | ST Drains Tank area | no data | OPEN | CLOSED | LP DRAINS TANK SPRAY SUPPLY DRAIN VALVE | STP | no data | no data | no data |  | LP DT
5552.0 | CRH ventilator spray vent (OUTSIDE DECK) | 01-VCND216 | ST upper East (OUTSIDE DECK) | no data | CLOSED | OPEN | CND recirc downstream iso | CND | no data | no data | no data |  | Attemperator
1364.0 | LP Bypass spray isolation | 01-VCND221 | ST upper East | no data | CLOSED | OPEN | LP BYPASS SPRAY SUPPLY ISOLATION | CND | no data | no data | no data |  | Attemperator
1365.0 | CRH ventilator spray isolation | 01-VCND223 | ST upper East | no data | CLOSED | OPEN | CND TO CRH VENTILATOR SPRAY ISOLATION | CND | no data | no data | no data |  | Attemperator
1366.0 | HRH spray isolation | 01-VCND224 | ST upper East | no data | CLOSED | OPEN | HRH BYPASS SPRAY SUPPLY ISOLATION | CND | no data | no data | no data |  | Attemperator
1367.0 | Strainer #1 inlet isolation | 01-VCND225 | ST upper East | no data | CLOSED | OPEN | CND TO SPRAYS STRAINER ISOLATION | CND | no data | no data | no data |  | Strainer
1368.0 | Strainer Drain valves (2) | 01-VCND226 | ST upper East | no data | OPEN | CLOSED | CND TO SPRAYS STRAINER DRAIN VALVE | CND | no data | no data | no data |  | Strainer
1369.0 | Strainer #1 outlet isolation | 01-VCND227 | ST upper East | no data | CLOSED | OPEN | CND TO SPRAYS STRAINER ISOLATION | CND | no data | no data | no data |  | Strainer
1370.0 | Strainer #2 inlet isolation | 01-VCND228 | ST upper East | no data | CLOSED | OPEN | CND TO SPRAYS STRAINER ISOLATION | CND | no data | no data | no data |  | Strainer
1371.0 | Strainer Drain valves (2) | 01-VCND229 | ST upper East | no data | OPEN | CLOSED | CND TO SPRAYS STRAINER DRAIN VALVE | CND | no data | no data | no data |  | Strainer
1372.0 | Strainer #2 outlet isolation | 01-VCND230 | ST upper East | no data | CLOSED | OPEN | CND TO SPRAYS STRAINER ISOLATION | CND | no data | no data | no data |  | Strainer
1373.0 | Strainer Vent valves (2) | 01-VCND231 | ST upper East | no data | OPEN | CLOSED | CND TO SPRAYS STRAINER VENT VALVE | CND | no data | no data | no data |  | Strainer
1374.0 | Strainer Vent valves (2) | 01-VCND232 | ST upper East | no data | OPEN | CLOSED | CND TO SPRAYS STRAINER VENT VALVE | CND | no data | no data | no data |  | Strainer
1375.0 | Strainer DP isolation valves (2) | 01-VCND233 | ST upper East | no data | CLOSED | OPEN | CND TO SPRAYS STRAINER PDI 701 ISO | CND | no data | no data | no data |  | Strainer
1376.0 | Strainer DP isolation valves (2) | 01-VCND234 | ST upper East | no data | CLOSED | OPEN |  | CND | no data | no data | no data |  | Strainer
1377.0 | DEMIN FILL TO CND CHECK | 01-VCND235 | UNIT 1 WEST OF CONDENSATE PUMP | no data | CLOSED | OPEN | no data | no data | no data | no data | no data | no data | no data
1378.0 | Demin Water supply valves | 01-VCND236 | CRT area | no data | CLOSED | OPEN | DEMIN FILL TO CND STOP CHECK | CND | no data | no data | no data |  | CND header
6743.0 | Demin Water supply valves | 01-VCND236 | CRT area | no data | CLOSED | OPEN | DEMIN FILL TO CND STOP CHECK | CND | no data | no data | no data |  | CND header
1379.0 | Demin Water drain | 01-VCND237 | CRT area | no data | OPEN | CLOSED | DEMIN FILL TO CND DRAIN VALVE | CND | no data | no data | no data |  | CND header
1380.0 | Demin Water supply valves | 01-VCND238 | CRT area | no data | CLOSED | OPEN | DEMIN FILL TO CND ISOLATION | CND | no data | no data | no data |  | CND header
6744.0 | Demin Water supply valves | 01-VCND238 | CRT area | no data | CLOSED | OPEN | DEMIN FILL TO CND ISOLATION | CND | no data | no data | no data |  | CND header
1381.0 | ECA COOLER PUMP DISCHARGE CHECK | 01-VCND239 | UNIT 1 ECA AREA | no data | CLOSED | OPEN | no data | no data | no data | no data | no data | no data | no data
1382.0 | ECA cooler pressure transmitter | 01-VCND240 | HRSG SE | no data | CLOSED | OPEN | ECA COOLER CND INLET PI 543 ISOLATION | CND | no data | no data | no data |  | ECA
1383.0 | ECA COOLER PUMP DISCHARGE CHECK | 01-VCND241 | UNIT 1 ECA AREA | no data | CLOSED | OPEN | no data | no data | no data | no data | no data | no data | no data
1384.0 | ECA COOLING LOOP SUPPLY CHECK | 01-VCND242 | UNIT 1 ECA AREA | no data | CLOSED | OPEN | no data | no data | no data | no data | no data | no data | no data
1385.0 | Isolation to 3-way valve | 01-VCND243 | HRSG SE | no data | OPEN | CLOSED | ECA COOLING LOOP MANUAL FLOW THROTTLING VALVE | CND | no data | no data | no data |  | ECA
1386.0 | DT pmup B seal supply | 01-VCND244 | ST Drains Tank area | no data | CLOSED | OPEN | STEAM DRAINS PUMP SEAL WATER SUPPLY ISOLATION | STP | no data | no data | no data |  | ST DT pump
1387.0 | DT pmup B seal supply | 01-VCND245 | ST Drains Tank area | no data | OPEN | CLOSED | STEAM DRAINS PUMP SEAL WATER SUPPLY THROTTLING VALVE | STP | no data | no data | no data |  | ST DT pump
1388.0 | DRAINS TANK PMP "B" SEAL WATER PI 334 ISO | 01-VCND247 | UNIT 1 DRAINS TANK PIT AREA | no data | CLOSED | OPEN | no data | no data | no data | no data | no data | no data | no data
1389.0 | STEAM DRAINS PUMP SEAL WATER SUPPLY CHECK | 01-VCND248 | UNIT 1 DRAINS TANK PIT AREA | no data | CLOSED | OPEN | no data | no data | no data | no data | no data | no data | no data
1390.0 | ST DT pump discharge Vent | 01-VCND258 | CRT landing | Drain/Vent Vlv | OPEN | CLOSED | LP DRAINS TANK PUMP DISCHARGE VENT VALVE (RECEIVER TANK) | CND | no data | no data | no data |  | CRT
1391.0 | ST DT pump discharge Drain | 01-VCND259 | CRT landing | Drain/Vent Vlv | CLOSED | OPEN | LP DRAINS TANK PUMP DISCHARGE DRAIN | CND | no data | no data | no data |  | CRT
1392.0 | HRH spray dray (OUTSIDE DECK) | 01-VCND260 | ST upper East (OUTSIDE DECK) | no data | CLOSED | OPEN | HRH BYPASS SPRAY LINE DRAIN (AFTER CHECK) | CND | no data | no data | no data |  | Attemperator
1393.0 | LP Drains Tank spray CV iso | 01-VCND261 | ST Drains Tank area | no data | CLOSED | OPEN | LP DRAINS TANK QUENCH TCV ISOLATION | STP | no data | no data | no data |  | LP DT
1394.0 | LP Drains Tank spray CV bypass | 01-VCND262 | ST Drains Tank area | no data | CLOSED | CLOSED | LP DRAINS TANK QUENCH TCV BYPASS VALVE | STP | no data | no data | no data |  | LP DT
1395.0 | Hood spray strainer drain | 01-VCND271 | ST upper East | no data | OPEN | CLOSED | CND TO HOOD SPRAY STRAINER DRAIN | CND | no data | no data | no data |  | Attemperator
1396.0 | Drains tank pumps seal water iso | 01-VCND272 | ST Drains Tank area | no data | CLOSED | OPEN | STEAM DRAINS PUMP SEAL WATER SUPPLY THROTTLING VALVE | CND | no data | no data | no data |  | ST DT pump
1397.0 | Drains tank pumps seal water drain | 01-VCND273 | ST Drains Tank area | no data | OPEN | CLOSED | SEAL WATER TO DRAINS PUMP "A" VENT VALVE | CND | no data | no data | no data |  | ST DT pump
1398.0 | SEAL WATER TO DRAINS PUMPS PI 327 ISO (BEFORE REG) | 01-VCND274 | UNIT 1 SOUTH OF DRAINS TANK (HANDRAIL) | no data | CLOSED | OPEN | no data | no data | no data | no data | no data | no data | no data
1399.0 | SEAL WATER TO DRAINS PUMPS PI 328 ISO (AFTER REG) | 01-VCND275 | UNIT 1 SOUTH OF DRAINS TANK (HANDRAIL) | no data | CLOSED | OPEN | no data | no data | no data | no data | no data | no data | no data
1400.0 | STEAM DRAINS PUMP SEAL WATER SUPPLY CHECK | 01-VCND277 | UNIT 1 DRAINS TANK PIT AREA | no data | CLOSED | OPEN | no data | no data | no data | no data | no data | no data | no data
1401.0 | SEAL WATER TO DRAINS PUMP "A" PI 335 ISO | 01-VCND278 | UNIT 1 DRAINS TANK PIT AREA | no data | CLOSED | OPEN | no data | no data | no data | no data | no data | no data | no data
1402.0 | DT pmup A seal supply | 01-VCND279 | ST Drains Tank area | no data | CLOSED | OPEN | STEAM DRAINS PUMP SEAL WATER SUPPLY THROTTLING VALVE | STP | no data | no data | no data |  | ST DT pump
1403.0 | DT pmup A seal supply | 01-VCND280 | ST Drains Tank area | no data | CLOSED | OPEN | STEAM DRAINS PUMP SEAL WATER SUPPLY ISOLATION | STP | no data | no data | no data |  | ST DT pump
1404.0 | HRH spray flow transmitter (4) valves | 01-VCND301 | ST upper East | no data | CLOSED | OPEN | HRH SPRAY FIT 703A | CND | no data | no data | no data |  | Attemperator
1405.0 | HRH spray flow transmitter (4) valves | 01-VCND302 | ST upper East | no data | CLOSED | OPEN | HRH SPRAY FIT 703A | CND | no data | no data | no data |  | Attemperator
1406.0 | HRH spray vent | 01-VCND307 | ST upper East | no data | OPEN | CLOSED | HRH BYPASS SPRAY LINE VENT VALVE | CND | no data | no data | no data |  | Attemperator
1407.0 | Flow Transmitter (4 valves) | 01-VCND308 | ST upper East | no data | CLOSED | OPEN | CND FLOW FIT 231A HIGH SIDE ISOLATION | CND | no data | no data | no data |  | FT
1408.0 | CONDENSATE TO BFP SUCTION ISOLATION | 01-VCND309 | UNIT 1 1ST LEVEL PIPE RACK | no data | CLOSED | OPEN | no data | no data | no data | no data | no data | no data | no data
1409.0 | ECA pump"A" suction valve | 01-VCND311 | HRSG SE | no data | CLOSED | OPEN | ECA COOLER PUMP SUCTION ISOLATION | CND | no data | no data | no data |  | ECA
1410.0 | ECA pump"B" DP | 01-VCND312 | HRSG SE | no data | CLOSED | OPEN | ECA PUMP "B" PDIT 592 SIO | CND | no data | no data | no data |  | ECA
1411.0 | ECA pump"B" suction valve | 01-VCND313 | HRSG SE | no data | CLOSED | OPEN | ECA COOLER PUMP SUCTION ISOLATION | CND | no data | no data | no data |  | ECA
1412.0 | ECA pump"B" discharge valve | 01-VCND314 | HRSG SE | no data | CLOSED | OPEN | ECA COOLER PUMP DISCHARGE ISOLATION | CND | no data | no data | no data |  | ECA
1413.0 | ECA pump"B" DP | 01-VCND315 | HRSG SE | no data | CLOSED | OPEN | ECA PUMP "B" PDIT 592 SIO | CND | no data | no data | no data |  | ECA
1414.0 | Strainer Vent valves (4) | 01-VCND320 | CRT area | no data | OPEN | CLOSED | CND PMP "A" SUCTION STRAINER VENT VALVE (BLOCK) | CND | no data | no data | no data |  | CND pump A
1415.0 | Curtain spray flow transmitter (2) valves | 01-VCND321 | ST upper East | no data | CLOSED | OPEN | CURTAIN SPRAY FIT 285 ISO | CND | no data | no data | no data |  | Attemperator
1416.0 | Curtain spray flow transmitter (2) valves | 01-VCND322 | ST upper East | no data | CLOSED | OPEN | CURTAIN SPRAY FIT 285 ISO | CND | no data | no data | no data |  | Attemperator
1417.0 | Condensate Recirc Strainer isolation | 01-VCND323 | CRT area | no data | CLOSED | OPEN | CONDENSATE MIN RECIRC CV ISOLATION | CND | no data | no data | no data |  | CRT
1418.0 | Curtain spray FCV isolation valves (2) | 01-VCND324 | ST upper East | no data | CLOSED | OPEN | ACC CURTAIN SPRAY CV ISOLATION | CND | no data | no data | no data |  | Attemperator
1419.0 | Curtain spray FCV isolation valves (2) | 01-VCND326 | ST upper East | no data | CLOSED | OPEN | ACC CURTAIN SPRAY CV ISOLATION | CND | no data | no data | no data |  | Attemperator
1420.0 | Curtain spray FCV bypass valve | 01-VCND327 | ST upper East | no data | CLOSED | CLOSED | ACC CURTAIN SPRAY CV BYPASS VALVE | CND | no data | no data | no data |  | Attemperator
1421.0 | Curtain spray PIT | 01-VCND328 | ST upper East | no data | CLOSED | OPEN | INSTRUMENT ISOLATION | CND | no data | no data | no data |  | Attemperator
1422.0 | CND Pump Discharge valve | 01-VCND329 | CRT area | no data | CLOSED | OPEN | CONDENSATE PUMP "C" DISCHARGE ISOLATION | CND | no data | no data | no data |  | CND pump C
1423.0 | Strainer Vent valves (4) | 01-VCND330 | CRT area | no data | OPEN | CLOSED | CND PMP "C" SUCTION STRAINER VENT VALVE (ROOT) | CND | no data | no data | no data |  | CND pump C
1424.0 | Air vent valve (2) | 01-VCND333 | CRT area | no data | OPEN | CLOSED | CND PUMP "B" VENT VALVE | CND | no data | no data | no data |  | CND pump B
1425.0 | Pressure transmitter | 01-VCND335 | HRSG SE | no data | CLOSED | OPEN | 2C CONDENSATE INLET PIT 551 ISO | CND | no data | no data | no data |  | ECA
1426.0 | LP economizer pressure transmitters | 01-VCND337 | HRSG lower NW | no data | CLOSED | OPEN | LP ECONOMIZER INLET PIT 455B ISOLATION | CND | no data | no data | no data |  | no data
1427.0 | LP economizer pressure transmitters | 01-VCND338 | HRSG lower NW | no data | CLOSED | OPEN | LP ECONOMIZER INLET PIT 455A ISOLATION | CND | no data | no data | no data |  | no data
1428.0 | CONDENSATE TO LP ECONOMIZER PIT 451A ISOLATION | 01-VCND339 | UNIT 1 EXHAUST STACK AREA | no data | CLOSED | OPEN | no data | no data | no data | no data | no data | no data | no data
1429.0 | Isolation after FCV | 01-VCND340 | HRSG SE | no data | CLOSED | OPEN | ECA COOLER LOOP RETURN VALVE ISOLATION | CND | no data | no data | no data |  | ECA
1430.0 | ECA cooler drain | 01-VCND341 | HRSG SE | no data | OPEN | CLOSED | CONDENSATE TO ECA COOLER DRAIN VALVE | CND | no data | no data | no data |  | ECA
1431.0 | ECA pump"A" DP | 01-VCND342 | HRSG SE | no data | CLOSED | OPEN | ECA PUMP "A" PDIT 592 SIO | CND | no data | no data | no data |  | ECA
1432.0 | To condensate system isolation | 01-VCND343 | HRSG SE | no data | CLOSED | OPEN | ECA COOLER LOOP RETURN VALVE ISOLATION | CND | no data | no data | no data |  | ECA
1433.0 | ECA cooler pressure transmitter | 01-VCND344 | HRSG SE | no data | CLOSED | OPEN | ECA COOLER CND OUTLET PI 515 ISOLATION | CND | no data | no data | no data |  | ECA
1434.0 | Drain after FCV | 01-VCND348 | HRSG SE | no data | OPEN | CLOSED | FROM ECA TO CND HEADER DRAIN VALVE | CND | no data | no data | no data |  | ECA
1435.0 | Drain before FCV | 01-VCND349 | HRSG SE | no data | OPEN | CLOSED | FROM CND HEADER TO ECA DRAIN VALVE | CND | no data | no data | no data |  | ECA
1436.0 | To ECA isolation | 01-VCND352 | HRSG SE | no data | CLOSED | OPEN | ECA COOLER LOOP SUPPLY VALVE ISOLATION | CND | no data | no data | no data |  | ECA
1437.0 | ECA pump"A" DP | 01-VCND357 | HRSG SE | no data | CLOSED | OPEN | ECA PUMP "A" PDIT 592 SIO | CND | no data | no data | no data |  | ECA
1438.0 | ECA pump"A" discharge valve | 01-VCND359 | HRSG SE | no data | CLOSED | OPEN | ECA COOLER PUMP DISCHARGE ISOLATION | CND | no data | no data | no data |  | ECA
1439.0 | Strainer Vent valves (4) | 01-VCND360 | CRT area | no data | OPEN | CLOSED | CND PMP "B" SUCTION STRAINER VENT VALVE (BLOCK) | CND | no data | no data | no data |  | CND pump B
1440.0 | Strainer Drain valves (2) | 01-VCND361 | CRT area | no data | OPEN | CLOSED | CND PMP "B" SUCTION STRAINER DRAIN VALVE | CND | no data | no data | no data |  | CND pump B
1441.0 | Filter Drains (2) | 01-VCND362 | CRT area | no data | OPEN | CLOSED | IRON FILTER "B" DRAIN VALVE | CND | no data | no data | no data |  | IRON Filer B
1442.0 | CRH ventilator spray drain (OUTSIDE DECK) | 01-VCND363 | ST upper East (OUTSIDE DECK) | no data | CLOSED | CLOSED | CRH VENTILATOR SPRAY DRAIN VALVE (AFTER CHECK) | CND | no data | no data | no data |  | Attemperator
1443.0 | HP Drains Tank spray CV bypass | 01-VCND366 | ST Drains Tank area | no data | CLOSED | CLOSED | HP DRAINS TANK QUENCH TCV BYPASS VALVE | CND | no data | no data | no data |  | HP DT
1444.0 | HP Drains Tank spray CV iso | 01-VCND367 | ST Drains Tank area | no data | CLOSED | OPEN | HP DRAINS TANK QUENCH TCV ISOLATION | CND | no data | no data | no data |  | HP DT
1445.0 | Condensate header pressure transmitters | 01-VCND375 | HRSG lower NW | no data | CLOSED | OPEN | CONDENSATE TO LP ECONOMIZER PIT 451B ISOLATION | CND | no data | no data | no data |  | no data
1446.0 | CND RECIRC VENT VALVE (PIPE RACK) | 01-VCND376 | UNIT 1 PIPE RACK 1ST LEVEL | no data | OPEN | CLOSED | no data | no data | no data | no data | no data | no data | no data
1447.0 | Condensate Recirc Drain (after strainer) | 01-VCND377 | CRT area | no data | OPEN | CLOSED | CND RECIRC LINE DRAIN (AFTER STRAINER) | CND | no data | no data | no data |  | CRT
1448.0 | Condensate Recirc Vent (after CV) | 01-VCND378 | CRT landing | Drain/Vent Vlv | OPEN | CLOSED | CND RECIRC LINE VENT (AFTER CV) | CND | 20023894-PD-053A | no data | no data |  | CRT
1449.0 | Condensate Recirc Vent (after strainer) | 01-VCND379 | CRT landing | Drain/Vent Vlv | OPEN | CLOSED | CND RECIRC LINE VENT (AFTER STRAINER) | CND | 20023894-PD-053A | no data | no data |  | CRT
1450.0 | CONDENSATE DRAIN | 01-VCND380 | UNIT 1 OUTSIDE TURBINE BUILDING SOUTH SIDE (LADDER) | no data | OPEN | CLOSED | no data | no data | no data | no data | no data | no data | no data
1451.0 | CONDENSATE VENT | 01-VCND381 | UNIT 1 CONDENSATE CORNER AREA OUTSIDE DECK | no data | OPEN | CLOSED | no data | no data | no data | no data | no data | no data | no data
1452.0 | Gland Steam Condenser vents (in and out) | 01-VCND400 | ST upper East | no data | OPEN | CLOSED | GLAND STEAM CONDENSER VENT VALVE (CND IN) | CND | no data | no data | no data |  | GS condenser
1453.0 | Gland Steam Condenser vents (in and out) | 01-VCND401 | ST upper East | no data | OPEN | CLOSED | GLAND STEAM CONDENSER VENT VALVE (CND OUT) | CND | no data | no data | no data |  | GS condenser
1454.0 | Gland Steam Condenser drains (in and out) | 01-VCND402 | ST upper East | no data | OPEN | CLOSED | GLAND STEAM CONDENSER DRAIN VALVE (CND IN) | CND | no data | no data | no data |  | GS condenser
1455.0 | Gland Steam Condenser drains (in and out) | 01-VCND403 | ST upper East | no data | OPEN | CLOSED | GLAND STEAM CONDENSER DRAIN VALVE (CND OUT) | CND | no data | no data | no data |  | GS condenser
1456.0 | Condensate Recirc Strainer Vent | 01-VCND404 | CRT area | no data | OPEN | CLOSED | CND RECIRC LINE STRAINER VENT | CND | no data | no data | no data |  | CRT
1457.0 | Curtain spray vent | 01-VCND405 | ST upper East | no data | OPEN | CLOSED | CURTAIN SPRAY LINE VENT | CND | no data | no data | no data |  | Attemperator
1458.0 | Gland steam attemperator strainer drain | 01-VCND406 | ST upper East | no data | OPEN | CLOSED | LP GLAND STEAM DESUPERHEATER SPRAY STRAINER DRAIN | CND | no data | no data | no data |  | Attemperator
1459.0 | ECA cooler vent | 01-VCND407 | HRSG SE | no data | OPEN | CLOSED | ECA COOLER CND OUTLET VENT VALVE | CND | no data | no data | no data |  | ECA
1460.0 | ECA drain | 01-VCND408 | HRSG SE | no data | OPEN | CLOSED | ECA COOLER CND OUTLET DRAIN VALVE | CND | no data | no data | no data |  | ECA
1461.0 | Vent after FCV | 01-VCND410 | HRSG SE | no data | OPEN | CLOSED | FROM CND TO ECA VENT VALVE (AFTER CV) | CND | no data | no data | no data |  | ECA
1462.0 | ECA pump discharge vent | 01-VCND411 | HRSG SE | no data | OPEN | CLOSED | ECA PUMP COMMON DISCHARGE VENT VALVE | CND | no data | no data | no data |  | ECA
1463.0 | ECA COOLER PUMP DRAIN | 01-VCND420 | UNIT 1 ECA COOLER PUMP AREA | no data | OPEN | CLOSED | no data | no data | no data | no data | no data | no data | no data
1464.0 | ECA COOLER PUMP DRAIN | 01-VCND421 | UNIT 1 ECA COOLER PUMP AREA | no data | OPEN | CLOSED | no data | no data | no data | no data | no data | no data | no data
1465.0 | ACC west loop seal drain | 01-VCND576 | CRT area | no data | OPEN | CLOSED | ACC CND LOOP SEAL DRAIN VALVE | CND | no data | no data | no data |  | ACC
1466.0 | ACC east loop seal drain | 01-VCND577 | CRT area | no data | OPEN | CLOSED | ACC CND LOOP SEAL DRAIN VALVE | CND | no data | no data | no data |  | ACC
3835.0 | Pump discharge pressure gauge | 01-VCND804 | CRT area | no data | CLOSED | OPEN | UNIT 1 CONDENSATE PUMP A DISCHARGE PRESS. GAUGE ISOLATION VALVE | CND | no data | no data | no data |  | CND pump A
3836.0 | UNIT 1 CONDENSATE PUMP A DISCHARGE PRESS. GAUGE VALVE | 01-VCND805 | CONDESATE RECIEVER TANK | no data | CLOSED | OPEN | no data | no data | no data | no data | no data | no data | no data
3837.0 | Air vent valve | 01-VCND814 | CRT area | no data | OPEN | CLOSED | UNIT 1 CONDENSATE PUMP A MECH. SEAL AIR VENT VALVE | CND | no data | no data | no data |  | CND pump A
3838.0 | UNIT 1 CONDENSATE PUMP A SEALING WATER PRESS. GAUGE ISOLATION VAL | 01-VCND816 | CONDESATE RECIEVER TANK | no data | CLOSED | OPEN | no data | no data | no data | no data | no data | no data | no data
3839.0 | UNIT 1 CONDENSATE PUMP A SEALING WATER PRESS. GAUGE VALVE | 01-VCND817 | CONDESATE RECIEVER TANK | no data | CLOSED | OPEN | no data | no data | no data | no data | no data | no data | no data
3840.0 | Seal supply valve | 01-VCND818 | CRT area | no data | CLOSED | OPEN | UNIT 1 CONDENSATE PUMP A SEALING WATER VALVE | CND | no data | no data | no data |  | CND pump A
3841.0 | Equalizing valve | 01-VCND820 | CRT area | no data | CLOSED | OPEN | UNIT 1 CONDENSATE PUMP A EQUALIZING VALVE | CND | no data | no data | no data |  | CND pump A
3842.0 | Pump discharge pressure gauge | 01-VCND834 | CRT area | no data | CLOSED | OPEN | UNIT 1 CONDENSATE PUMP B DISCHARGE PRESS. GAUGE ISOLATION VALVE | CND | no data | no data | no data |  | CND pump B
3843.0 | UNIT 1 CONDENSATE PUMP B DISCHARGE PRESS. GAUGE VALVE | 01-VCND835 | CONDESATE RECIEVER TANK | no data | CLOSED | OPEN | no data | no data | no data | no data | no data | no data | no data
3844.0 | Air vent valve (2) | 01-VCND844 | CRT area | no data | OPEN | CLOSED | UNIT 1 CONDENSATE PUMP B MECH. SEAL AIR VENT VALVE | CND | no data | no data | no data |  | CND pump B
3845.0 | Seal water pressure gauge | 01-VCND846 | CRT area | no data | CLOSED | OPEN | UNIT 1 CONDENSATE PUMP B SEALING WATER PRESS. GAUGE ISOLATION VAL | CND | no data | no data | no data |  | CND pump B
3846.0 | UNIT 1 CONDENSATE PUMP B SEALING WATER PRESS. GAUGE VALVE | 01-VCND847 | CONDESATE RECIEVER TANK | no data | CLOSED | OPEN | no data | no data | no data | no data | no data | no data | no data
3847.0 | Seal supply valve | 01-VCND848 | CRT area | no data | CLOSED | OPEN | UNIT 1 CONDENSATE PUMP B SEALING WATER VALVE | CND | no data | no data | no data |  | CND pump B
3848.0 | Equalizing valve | 01-VCND850 | CRT area | no data | CLOSED | OPEN | UNIT 1 CONDENSATE PUMP B EQUALIZING VALVE | CND | no data | no data | no data |  | CND pump B
3849.0 | Pump discharge pressure gauge | 01-VCND864 | CRT area | no data | CLOSED | OPEN | UNIT 1 CONDENSATE PUMP C DISCHARGE PRESS. GAUGE ISOLATION VALVE | CND | no data | no data | no data |  | CND pump C
3850.0 | UNIT 1 CONDENSATE PUMP C DISCHARGE PRESS. GAUGE VALVE | 01-VCND865 | CONDESATE RECIEVER TANK | no data | CLOSED | OPEN | no data | no data | no data | no data | no data | no data | no data
3851.0 | Air vent valve | 01-VCND874 | CRT area | no data | OPEN | CLOSED | UNIT 1 CONDENSATE PUMP C MECH. SEAL AIR VENT VALVE | CND | no data | no data | no data |  | CND pump C
3852.0 | Seal water pressure gauge | 01-VCND876 | CRT area | no data | CLOSED | OPEN | UNIT 1 CONDENSATE PUMP C SEALING WATER PRESS. GAUGE ISOLATION VAL | CND | no data | no data | no data |  | CND pump C
3853.0 | UNIT 1 CONDENSATE PUMP C SEALING WATER PRESS. GAUGE VALVE | 01-VCND877 | CONDESATE RECIEVER TANK | no data | CLOSED | OPEN | no data | no data | no data | no data | no data | no data | no data
3854.0 | Seal supply valve | 01-VCND878 | CRT area | no data | CLOSED | OPEN | UNIT 1 CONDENSATE PUMP C SEALING WATER VALVE | CND | no data | no data | no data |  | CND pump C
3855.0 | Equalizing valve | 01-VCND880 | CRT area | no data | CLOSED | OPEN | UNIT 1 CONDENSATE PUMP C EQUALIZING VALVE | CND | no data | no data | no data |  | CND pump C
1467.0 | HP turbine exhaust Drip Leg Level Switche drains | 01-VCRH101 | ST lower East | no data | OPEN | CLOSED | HP EXHAUST DRIP LEG LS DRAIN ROOT VALVE | CRH | no data | no data | no data |  | no data
1468.0 | Ventilator line PITs | 01-VCRH102 | ST lower | no data | CLOSED | OPEN | CRH VENTILATOR LINE PIT 107A ROOT VALVE | CRH | no data | no data | no data |  | no data
1469.0 | Ventilator line PITs | 01-VCRH103 | ST lower | no data | CLOSED | OPEN | CRH VENTILATOR LINE PIT 107B ROOT VALVE | CRH | no data | no data | no data |  | no data
1470.0 | CRH Drip Leg Level Switches | 01-VCRH104 | ST lower East | no data | CLOSED | OPEN | CRH DRIP LEG LS ROOT VALVE (STMR BLDG) | CRH | no data | no data | no data |  | no data
1471.0 | CRH Drip Leg Level Switches | 01-VCRH105 | ST lower East | no data | CLOSED | OPEN | CRH DRIP LEG LS ROOT VALVE (STMR BLDG) | CRH | no data | no data | no data |  | no data
1472.0 | CRH Drip Leg Level Switches | 01-VCRH106 | ST lower East | no data | CLOSED | OPEN | CRH DRIP LEG LS ROOT VALVE (STMR BLDG) | CRH | no data | no data | no data |  | no data
1473.0 | CRH Drip Leg Level Switches | 01-VCRH107 | ST lower East | no data | CLOSED | OPEN | CRH DRIP LEG LS ROOT VALVE (STMR BLDG) | CRH | no data | no data | no data |  | no data
1474.0 | HP turbine exhaust Drip Leg Level Switches | 01-VCRH108 | ST lower East | no data | CLOSED | OPEN | HP EXHAUST DRIP LEG LS ROOT VALVE | CRH | no data | no data | no data |  | no data
1475.0 | HP turbine exhaust Drip Leg Level Switches | 01-VCRH109 | ST lower East | no data | CLOSED | OPEN | HP EXHAUST DRIP LEG LS ROOT VALVE | CRH | no data | no data | no data |  | no data
1476.0 | HP turbine exhaust Drip Leg Level Switches | 01-VCRH110 | ST lower East | no data | CLOSED | OPEN | HP EXHAUST DRIP LEG LS ROOT VALVE | CRH | no data | no data | no data |  | no data
1477.0 | CRH header Drip Leg AOV iso | 01-VCRH111 | Pipe Rack 2nd | no data | OPEN | CLOSED | CRH DRIP LEG DRAIN (PIPE RACK) | CRH | no data | no data | no data |  | HRSG/ST
1478.0 | HP turbine exhaust Drip Leg Level Switches | 01-VCRH112 | ST lower East | no data | CLOSED | OPEN | HP EXHAUST DRIP LEG LS ROOT VALVE | CRH | no data | no data | no data |  | no data
1479.0 | CRH header vent | 01-VCRH115 | Pipe Rack 2nd | no data | OPEN | CLOSED | CRH VENT BLOCK VALVE (SECOND PIPE RACK) | CRH | no data | no data | no data |  | HRSG/ST
1480.0 | CRH header Drip Leg Level Switches | 01-VCRH117 | Pipe Rack 2nd | no data | CLOSED | OPEN | CRH DRIP LEG LS ROOT VALVE (PIPE RACK) | CRH | no data | no data | no data |  | HRSG/ST
1481.0 | CRH to Aux steam vent | 01-VCRH120 | Pipe Rack 3rd | no data | OPEN | CLOSED | CRH TO AXS VENT VALVE | CRH | no data | no data | no data |  | Aux Steam Header
1482.0 | CRH to Aux steam vent | 01-VCRH121 | Pipe Rack 3rd | no data | OPEN | CLOSED | CRH TO AXS VENT VALVE | CRH | no data | no data | no data |  | Aux Steam Header
1483.0 | CRH header Drip Leg Level Switches | 01-VCRH122 | Pipe Rack 2nd | no data | CLOSED | OPEN | CRH DRIP LEG LS ROOT VALVE (PIPE RACK) | CRH | no data | no data | no data |  | HRSG/ST
1484.0 | CRH Drip Leg Level Switche drains | 01-VCRH123 | ST lower East | no data | CLOSED | OPEN | CRH DRIP LEG LS DRAIN ROOT VALVE (STMR BLDG) | CRH | no data | no data | no data |  | no data
1485.0 | CRH header Drip Leg Level Switche drains | 01-VCRH124 | Pipe Rack 2nd | no data | CLOSED | OPEN | CRH DRIP LEG LS DRAIN ROOT VALVE (PIPE RACK) | CRH | no data | no data | no data |  | HRSG/ST
1486.0 | HP turbine exhaust Drip Leg Level Switche drains | 01-VCRH125 | ST lower East | no data | CLOSED | OPEN | HP EXHAUST DRIP LEG LS DRAIN ROOT VALVE | CRH | no data | no data | no data |  | no data
1487.0 | HP turbine exhaust Drip Leg AOV iso | 01-VCRH127 | ST lower East | no data | CLOSED | OPEN | HP EXHAUST DRIP LEG DRAIN CV MANUAL ISOLATION | CRH | no data | no data | no data |  | no data
1488.0 | HP turbine exhaust PIT | 01-VCRH128 | ST lower East | no data | CLOSED | OPEN | HP EXHAUST PIT 101 ROOT VALVE | CRH | no data | no data | no data |  | no data
1489.0 | CRH Drip Leg AOV iso | 01-VCRH130 | ST lower East | no data | CLOSED | OPEN | CRH DRIP LEG DRAIN CV ISOLATION (STMR BLDG) | CRH | no data | no data | no data |  | no data
1490.0 | Ventilator CV manual iso. | 01-VCRH131 | ST upper East | no data | CLOSED | OPEN | VENTILATOR VALVE BLOCK VALVE | CRH | no data | no data | no data |  | ST
1491.0 | CRH Drip Leg drain | 01-VCRH133 | ST lower East | no data | OPEN | CLOSED | HP EXHAUST DRIP LEG DRAIN ROOT VALVE | CRH | no data | no data | no data |  | no data
1492.0 | CRH Drip Leg drain | 01-VCRH134 | ST lower East | no data | OPEN | CLOSED | HP EXHAUST DRIP LEG DRAIN BLOCK VALVE | CRH | no data | no data | no data |  | no data
1493.0 | CRH Drip Leg drain | 01-VCRH135 | ST lower East | no data | OPEN | CLOSED | CRH DRIP LEG DRAIN BLOCK VALVE (STMR BLDG) | CRH | no data | no data | no data |  | no data
1494.0 | CRH header Drip Leg drain | 01-VCRH136 | Pipe Rack 2nd | no data | OPEN | CLOSED | HP EXHAUST DRIP LEG DRAIN BLOCK VALVE | CRH | no data | no data | no data |  | HRSG/ST
1495.0 | CRH header Drip Leg Level Switches | 01-VCRH137 | Pipe Rack 2nd | no data | CLOSED | OPEN | CRH DRIP LEG LS ROOT VALVE (PIPE RACK) | CRH | no data | no data | no data |  | HRSG/ST
1496.0 | CRH Drip Leg drain | 01-VCRH138 | ST lower East | no data | OPEN | CLOSED | CRH DRIP LEG DRAIN ROOT VALVE (STMR BLDG) | CRH | no data | no data | no data |  | no data
1497.0 | HP turbine exhaust vent | 01-VCRH139 | ST lower East | no data | OPEN | CLOSED | HP EXHAUST VENT ROOT VALVE | CRH | no data | no data | no data |  | no data
1498.0 | Ventilator line PITs | 01-VCRH141 | ST lower | no data | CLOSED | OPEN | CRH VENTILATOR LINE PIT 107A BLOCK VALVE | CRH | no data | no data | no data |  | no data
1499.0 | Ventilator line PITs | 01-VCRH142 | ST lower | no data | CLOSED | OPEN | CRH VENTILATOR LINE PIT 107B BLOCK VALVE | CRH | no data | no data | no data |  | no data
1500.0 | HP turbine exhaust PIT | 01-VCRH143 | ST lower East | no data | CLOSED | OPEN | HP EXHAUST PIT 101 BLOCK VALVE | CRH | no data | no data | no data |  | no data
1501.0 | HP turbine exhaust vent | 01-VCRH144 | ST lower East | no data | OPEN | CLOSED | HP EXHAUST VENT BLOCK VALVE | CRH | no data | no data | no data |  | no data
1502.0 | CRH header Drip Leg Level Switches | 01-VCRH146 | Pipe Rack 2nd | no data | CLOSED | OPEN | CRH DRIP LEG LS ROOT VALVE (PIPE RACK) | CRH | no data | no data | no data |  | HRSG/ST
1503.0 | CRH header Drip Leg Level Switche drains | 01-VCRH147 | Pipe Rack 2nd | no data | OPEN | CLOSED | CRH DRIP LEG LS DRAIN ROOT VALVE (PIPE RACK) | CRH | no data | no data | no data |  | HRSG/ST
1504.0 | CRH header PT | 01-VCRH148 | Pipe Rack 2nd | no data | CLOSED | OPEN | CRH PT 124 ROOT VALVE (SECOND PIPE RACK) | CRH | no data | no data | no data |  | HRSG/ST
1505.0 | HP turbine exhaust Drip Leg Level Switche drains | 01-VCRH150 | ST lower East | no data | CLOSED | OPEN | HP EXHAUST DRIP LEG LS DRAIN BLOCK VALVE | CRH | no data | no data | no data |  | no data
1506.0 | HP turbine exhaust Drip Leg Level Switche drains | 01-VCRH151 | ST lower East | no data | CLOSED | OPEN | HP EXHAUST DRIP LEG LS DRAIN BLOCK VALVE | CRH | no data | no data | no data |  | no data
1507.0 | CRH Drip Leg Level Switches | 01-VCRH154 | ST lower East | no data | CLOSED | OPEN | CRH DRIP LEG LS BLOCK VALVE (STMR BLDG) | CRH | no data | no data | no data |  | no data
1508.0 | CRH Drip Leg Level Switches | 01-VCRH155 | ST lower East | no data | CLOSED | OPEN | CRH DRIP LEG LS BLOCK VALVE (STMR BLDG) | CRH | no data | no data | no data |  | no data
1509.0 | CRH Drip Leg Level Switches | 01-VCRH156 | ST lower East | no data | CLOSED | OPEN | CRH DRIP LEG LS BLOCK VALVE (STMR BLDG) | CRH | no data | no data | no data |  | no data
1510.0 | CRH Drip Leg Level Switches | 01-VCRH157 | ST lower East | no data | CLOSED | OPEN | CRH DRIP LEG LS BLOCK VALVE (STMR BLDG) | CRH | no data | no data | no data |  | no data
1511.0 | CRH Drip Leg Level Switche drains | 01-VCRH158 | ST lower East | no data | OPEN | CLOSED | CRH DRIP LEG LS VENT/DRAIN VALVE (STMR BLDG) | CRH | no data | no data | no data |  | no data
1512.0 | CRH header vent | 01-VCRH159 | Pipe Rack 2nd | no data | OPEN | CLOSED | CRH VENT ROOT VALVE (THIRD PIPE RACK) | CRH | no data | no data | no data |  | HRSG/ST
1513.0 | CRH Drip Leg Level Switche drains | 01-VCRH160 | ST lower East | no data | CLOSED | OPEN | CRH DRIP LEG LS DRAIN BLOCK VALVE (STMR BLDG) | CRH | no data | no data | no data |  | no data
1514.0 | CRH Drip Leg Level Switche drains | 01-VCRH161 | ST lower East | no data | CLOSED | OPEN | CRH DRIP LEG LS DRAIN BLOCK VALVE (STMR BLDG) | CRH | no data | no data | no data |  | no data
1515.0 | CRH to Aux steam vent | 01-VCRH162 | Pipe Rack 3rd | no data | OPEN | CLOSED | CRH TO AXS VENT VALVE | CRH | no data | no data | no data |  | Aux Steam Header
1516.0 | CRH header vent | 01-VCRH165 | Pipe Rack 2nd | no data | OPEN | CLOSED | CRH VENT BLOCK VALVE (3RD PIPE RACK) | CRH | no data | no data | no data |  | HRSG/ST
1517.0 | CRH header PT | 01-VCRH166 | Pipe Rack 2nd | no data | CLOSED | OPEN | CRH PT 124 BLOCK VALVE (3RD PIPE RACK) | CRH | no data | no data | no data |  | HRSG/ST
1518.0 | CRH header Drip Leg Level Switches | 01-VCRH169 | Pipe Rack 2nd | no data | CLOSED | OPEN | CRH DRIP LEG LS BLOCK VALVE (PIPE RACK) | CRH | no data | no data | no data |  | HRSG/ST
1519.0 | CRH header Drip Leg Level Switches | 01-VCRH170 | Pipe Rack 2nd | no data | CLOSED | OPEN | CRH DRIP LEG LS BLOCK VALVE (PIPE RACK) | CRH | no data | no data | no data |  | HRSG/ST
1520.0 | CRH header Drip Leg Level Switches | 01-VCRH171 | Pipe Rack 2nd | no data | CLOSED | OPEN | CRH DRIP LEG LS BLOCK VALVE (PIPE RACK) | CRH | no data | no data | no data |  | HRSG/ST
1521.0 | CRH header Drip Leg Level Switches | 01-VCRH172 | Pipe Rack 2nd | no data | CLOSED | OPEN | CRH DRIP LEG LS BLOCK VALVE (PIPE RACK) | CRH | no data | no data | no data |  | HRSG/ST
1522.0 | CRH header Drip Leg Level Switche drains | 01-VCRH173 | Pipe Rack 2nd | no data | OPEN | CLOSED | CRH DRIP LEG LS DRAIN BLOCK VALVE (PIPE RACK) | CRH | no data | no data | no data |  | HRSG/ST
1523.0 | CRH header Drip Leg Level Switche drains | 01-VCRH174 | Pipe Rack 2nd | no data | OPEN | CLOSED | CRH DRIP LEG LS DRAIN BLOCK VALVE (PIPE RACK) | CRH | no data | no data | no data |  | HRSG/ST
1524.0 | HP turbine exhaust Drip Leg Level Switches | 01-VCRH175 | ST lower East | no data | CLOSED | OPEN | HP EXHAUST DRIP LEG LS BLOCK VALVE | CRH | no data | no data | no data |  | no data
1525.0 | HP turbine exhaust Drip Leg Level Switches | 01-VCRH176 | ST lower East | no data | CLOSED | OPEN | HP EXHAUST DRIP LEG LS BLOCK VALVE | CRH | no data | no data | no data |  | no data
1526.0 | HP turbine exhaust Drip Leg Level Switches | 01-VCRH177 | ST lower East | no data | CLOSED | OPEN | HP EXHAUST DRIP LEG LS BLOCK VALVE | CRH | no data | no data | no data |  | no data
1527.0 | HP turbine exhaust Drip Leg Level Switches | 01-VCRH178 | ST lower East | no data | CLOSED | OPEN | HP EXHAUST DRIP LEG LS BLOCK VALVE | CRH | no data | no data | no data |  | no data
1528.0 | CRH to Aux steam FC iso (Low flow) | 01-VCRH180 | Pipe Rack 3rd | no data | CLOSED | OPEN | CRH TO AXS ISOLATION | CRH | no data | no data | no data |  | Aux Steam Header
1529.0 | CRH to Aux steam FC iso (High flow) | 01-VCRH181 | Pipe Rack 3rd | no data | CLOSED | OPEN | CRH TO AXS ISOLATION | CRH | no data | no data | no data |  | Aux Steam Header
1530.0 | CRH to Aux steam vent | 01-VCRH182 | Pipe Rack 3rd | no data | OPEN | CLOSED | CRH TO AXS VENT VALVE | CRH | no data | no data | no data |  | Aux Steam Header
1531.0 | CRH to Aux steam FC iso (Low flow) | 01-VCRH183 | Pipe Rack 3rd | no data | CLOSED | OPEN | CRH TO AXS ISOLATION | CRH | no data | no data | no data |  | Aux Steam Header
1532.0 | CRH to Aux steam FC iso (High flow) | 01-VCRH184 | Pipe Rack 3rd | no data | CLOSED | OPEN | CRH TO AXS ISOLATION | CRH | no data | no data | no data |  | Aux Steam Header
1533.0 | CRH header Drip Leg drain | 01-VCRH185 | Pipe Rack 2nd | no data | OPEN | CLOSED | HP EXHAUST DRIP LEG DRAIN ROOT VALVE (STMR BLDG) | CRH | no data | no data | no data |  | HRSG/ST
1534.0 | CRH header vent | 01-VCRH186 | Pipe Rack 2nd | no data | OPEN | CLOSED | CRH VENT ROOT VALVE (SECOND PIPE RACK) | CRH | no data | no data | no data |  | HRSG/ST
1535.0 | UNIT 1 WATER WASH SUMP INLET ISOLATION | 01-VCTP100 | UNIT 1 WATER WASH TANK PAD | no data | CLOSED | OPEN | no data | no data | no data | no data | no data | no data | no data
1536.0 | UNIT 1 ECA COOLER DRAIN VALVE (B) ISOLATION | 01-VCTP101 | UNIT 1 ECA COOLER AREA | no data | CLOSED | OPEN | no data | no data | no data | no data | no data | no data | no data
1537.0 | DRAIN ISOLATION | 01-VCTP102 |  | no data | OPEN | CLOSED | no data | no data | no data | no data | no data | no data | no data
1538.0 | UNIT 1 BLADE RING DRAIN ISOLATION | 01-VCTP103 | UNIT 1 TCA COOLER AREA | no data | OPEN | CLOSED | no data | no data | no data | no data | no data | no data | no data
1539.0 | UNIT 1 ECA DRAIN MIST DEPARATOR DRAIN VALVE (B) ISOLATION | 01-VCTP104 | UNIT 1 ECA COOLER AREA | no data | OPEN | CLOSED | no data | no data | no data | no data | no data | no data | no data
1540.0 | UNIT 1 BLADE COMBUSTOR ISOLATION | 01-VCTP105 | UNIT 1 TCA COOLER AREA | no data | CLOSED | OPEN | no data | no data | no data | no data | no data | no data | no data
1541.0 | UNIT 1 ECA DRAIN MIST DEPARATOR DRAIN VALVE (A) ISOLATION | 01-VCTP106 | UNIT 1 ECA COOLER AREA | no data | OPEN | CLOSED | no data | no data | no data | no data | no data | no data | no data
1542.0 | UNIT 1 ECA COOLER DRAIN VALVE (A) ISOLATION | 01-VCTP107 | UNIT 1 ECA COOLER AREA | no data | OPEN | CLOSED | no data | no data | no data | no data | no data | no data | no data
1543.0 | UNIT 1 COOLING AIR COOLER (HIGH TEMP) DRAIN VALVE (B) ISOLATION | 01-VCTP108 | UNIT 1 TCA COOLER AREA | no data | OPEN | CLOSED | no data | no data | no data | no data | no data | no data | no data
1544.0 | UNIT 1 COOLING AIR COOLER (HIGH TEMP) DRAIN VALVE (A) ISOLATION | 01-VCTP109 | UNIT 1 TCA COOLER AREA | no data | OPEN | CLOSED | no data | no data | no data | no data | no data | no data | no data
1545.0 | UNIT 1 COOLING AIR COOLER (LOW TEMP) DRAIN VALVE (A) ISOLATION | 01-VCTP110 | UNIT 1 TCA COOLER AREA | no data | OPEN | CLOSED | no data | no data | no data | no data | no data | no data | no data
1546.0 | UNIT 1 COOLING AIR COOLER (LOW TEMP) DRAIN VALVE (B) ISOLATION | 01-VCTP111 | UNIT 1 TCA COOLER AREA | no data | OPEN | CLOSED | no data | no data | no data | no data | no data | no data | no data
1547.0 | UNIT 1 2C COOLER DRAIN VALVE ISOLATION | 01-VCTP113 | UNIT 1 2C COOLER AREA | no data | OPEN | CLOSED | no data | no data | no data | no data | no data | no data | no data
1548.0 | LUBE OIL VENT DRAIN ISOLATION | 01-VCTP114 | UNIT 1 2C COOLER AREA | no data | OPEN | CLOSED | no data | no data | no data | no data | no data | no data | no data
1549.0 | CT CASEING COOLING AIR FAN DRAIN | 01-VCTP115 | UNIT 1 TURBINE EXHAUST AREA (LADDER) | no data | OPEN | CLOSED | no data | no data | no data | no data | no data | no data | no data
1550.0 | CT CASEING COOLING AIR FAN DRAIN | 01-VCTP116 | UNIT 1 TURBINE EXHAUST AREA (LADDER) | no data | OPEN | CLOSED | no data | no data | no data | no data | no data | no data | no data
1551.0 | COOLING AIR TO FUEL GAS NOZZLE ISOLATION | 01-VCTP117 | UNIT 1 COOLING AIR N.W. TURBINE BUILDING (LADDER) | no data | OPEN | CLOSED | no data | no data | no data | no data | no data | no data | no data
1552.0 | UNIT 1 COMBUSTION WATER WASH BLOCK VALVE | 01-VCTP119 | UNIT 1 BEHIND LUBE OIL TANK | no data | OPEN | CLOSED | no data | no data | no data | no data | no data | no data | no data
1553.0 | DRAIN ISOLATION | 01-VCTP120 |  | no data | OPEN | CLOSED | no data | no data | no data | no data | no data | no data | no data
1554.0 | UNIT 1 ON LINE WASH SUPPLY ISOLATION AT CT PACKAGE | 01-VCTP121 | UNIT 1 BEHIND LUBE OIL TANK | no data | CLOSED | CLOSED | no data | no data | no data | no data | no data | no data | no data
6655.0 | Water wash skid offline 01-VCTP121 | 01-VCTP121 | inside CT enclosure unit 1 | Valve | CLOSED | CLOSED | no data | no data | no data | no data | no data | no data | no data
1555.0 | UNIT 1 ON LINE WASH CLEANING 3 WAY VALVE | 01-VCTP123 | UNIT 1 BEHIND LUBE OIL TANK | no data | CLOSED | CLOSED | no data | no data | no data | no data | no data | no data | no data
1556.0 | UNIT 1 ON LINE WASH SUPPLY ISOLATION AT WW SKID | 01-VCTP125 | UNIT 1 BEHIND LUBE OIL TANK | no data | CLOSED | CLOSED | no data | no data | no data | no data | no data | no data | no data
1557.0 | UNIT 1 WATER WASH INSTRUMENT ISOLATION | 01-VCTP129 | UNIT 1 BEHIND LUBE OIL TANK | no data | CLOSED | OPEN | no data | no data | no data | no data | no data | no data | no data
1558.0 | UNIT 1 OFF LINE WASH SUPPLY ISOLATION AT CT PACKAGE | 01-VCTP131 | UNIT 1 BEHIND LUBE OIL TANK | no data | CLOSED | CLOSED | no data | no data | no data | no data | no data | no data | no data
6657.0 | Water wash skid online 01-VCTP131 | 01-VCTP131 | inside Gt ENCLOSURE unit 1 | Valve | CLOSED | CLOSED | no data | no data | no data | no data | no data | no data | no data
1559.0 | UNIT 1 OFF LINE WASH CLEANING 3 WAY VALVE | 01-VCTP133 | UNIT 1 BEHIND LUBE OIL TANK | no data | CLOSED | CLOSED | no data | no data | no data | no data | no data | no data | no data
1560.0 | UNIT 1 OFF LINE WASH SUPPLY ISOLATION AT WW SKID | 01-VCTP135 |  | no data | CLOSED | CLOSED | no data | no data | no data | no data | no data | no data | no data
6656.0 | Water wash skid online 01-VCTP135 | 01-VCTP135 | water wash skid | Valve | CLOSED | CLOSED | no data | no data | no data | no data | no data | no data | no data
1561.0 | DRAIN ISOLATION | 01-VCTP146 |  | no data | OPEN | CLOSED | no data | no data | no data | no data | no data | no data | no data
1562.0 | UNIT 1 AIR INLET FLITER SYSTEM DRAIN | 01-VCTP179 | UNIT 1 INLET AREA | no data | OPEN | CLOSED | no data | no data | no data | no data | no data | no data | no data
1563.0 | UNIT 1 AIR INLET FLITER SYSTEM DRAIN | 01-VCTP180 | UNIT 1 INLET AREA | no data | OPEN | CLOSED | no data | no data | no data | no data | no data | no data | no data
1564.0 | UNIT 1 AIR INLET FLITER SYSTEM DRAIN | 01-VCTP181 | UNIT 1 INLET AREA | no data | OPEN | CLOSED | no data | no data | no data | no data | no data | no data | no data
1565.0 | UNIT 1 AIR INLET FLITER SYSTEM DRAIN | 01-VCTP182 | UNIT 1 INLET AREA | no data | OPEN | CLOSED | no data | no data | no data | no data | no data | no data | no data
1566.0 | UNIT 1 AIR INLET FLITER SYSTEM DRAIN | 01-VCTP183 | UNIT 1 INLET AREA | no data | OPEN | CLOSED | no data | no data | no data | no data | no data | no data | no data
1567.0 | UNIT 1 AIR INLET FLITER INSTRUMENT ISOLATION | 01-VCTP185 | UNIT 1 INLET AREA | no data | CLOSED | OPEN | no data | no data | no data | no data | no data | no data | no data
1568.0 | CALCITE FILTER SUPPLY CHECK | 01-VDWS100 | UNIT 1 CALCITE SKID AREA | no data | CLOSED | OPEN | no data | no data | no data | no data | no data | no data | no data
1569.0 | UNIT 1 CALCITE INSTRUMENT ISOLATION | 01-VDWS101 | UNIT 1 CALCITE SKID AREA | no data | CLOSED | OPEN | no data | no data | no data | no data | no data | no data | no data
1570.0 | UNIT 1 PHOSPHATE SILUTION SUPPLY ISOLATION | 01-VDWS102 | UNIT 1 CHEM SHACK OUTSIDE | no data | CLOSED | OPEN | no data | no data | no data | no data | no data | no data | no data
1571.0 | UNIT 1 SAMPLE PANEL SUPPLY | 01-VDWS103 | UNIT 1 SAPMLE BUILDING OUTSIDE | no data | CLOSED | OPEN | no data | no data | no data | no data | no data | no data | no data
1572.0 | UNIT 1 EVAP COOLER SUPPLY ISOLATION | 01-VDWS104 | UNIT 1 CALCITE SKID AREA | no data | CLOSED | OPEN | no data | no data | no data | no data | no data | no data | no data
1573.0 | Normal makeup vent | 01-VDWS105 | CRT landing | Drain/Vent Vlv | OPEN | CLOSED | UNIT 1 LP STEAM DRAINS PUMP VENT | DWS | no data | no data | no data |  | CRT
1574.0 | CALCITE FILTER ISOLATION | 01-VDWS106 | UNIT 1 CALCITE SKID AREA | no data | CLOSED | OPEN | no data | no data | no data | no data | no data | no data | no data
6709.0 | CO2 outlet to CALCITE FILTER ISOLATION | 01-VDWS106 | U1 CALCITE SKID AREA | no data | CLOSED | OPEN | no data | no data | no data | no data | no data | no data | no data
1575.0 | CALCITE FILTER CO2 INJECTION MODULE ISOLATION | 01-VDWS107 | UNIT 1 CALCITE SKID AREA | no data | CLOSED | OPEN | no data | no data | no data | no data | no data | no data | no data
6708.0 | CALCITE FILTER CO2 INJECTION MODULE ISOLATION | 01-VDWS107 | U1 CALCITE SKID AREA | no data | CLOSED | OPEN | no data | no data | no data | no data | no data | no data | no data
1576.0 | UNIT1 CALCITE DRAIN | 01-VDWS108 | UNIT 1 CALCITE SKID AREA | no data | OPEN | CLOSED | no data | no data | no data | no data | no data | no data | no data
1577.0 | UNIT 1 CALCITE INSTRUMENT ISOLATION | 01-VDWS109 | UNIT 1 CALCITE SKID AREA | no data | CLOSED | OPEN | no data | no data | no data | no data | no data | no data | no data
1578.0 | UNIT 1 CALCITE INSTRUMENT ISOLATION | 01-VDWS110 | UNIT 1 CALCITE SKID AREA | no data | CLOSED | OPEN | no data | no data | no data | no data | no data | no data | no data
1579.0 | UNIT 1 CCW INSTRUMENT ISOLATION | 01-VDWS614 | UNIT 1 CCW HEAD TANK AREA | no data | CLOSED | OPEN | no data | no data | no data | no data | no data | no data | no data
1580.0 | UNIT 1 CCW INSTRUMENT ISOLATION | 01-VDWS615 | UNIT 1 CCW HEAD TANK AREA | no data | CLOSED | OPEN | no data | no data | no data | no data | no data | no data | no data
1581.0 | CCW HEAD TANK SUPPLY CHECK | 01-VDWS616 | UNIT 1 DUCT BURNER SKID AREA | no data | CLOSED | OPEN | no data | no data | no data | no data | no data | no data | no data
1582.0 | CCW HEAD TANK ISOLATION | 01-VDWS617 | UNIT 1 DUCT BURNER SKID AREA | no data | CLOSED | OPEN | no data | no data | no data | no data | no data | no data | no data
1583.0 | UNIT 1 CCW DEMIN WATER MAKE UP | 01-VDWS620 | UNIT 1 CCW HEAD TANK AREA | no data | OPEN | CLOSED | no data | no data | no data | no data | no data | no data | no data
1584.0 | Makeup CV bypass | 01-VDWS636 | CRT landing | Iso Vlv | CLOSED | CLOSED | UNIT 1 MAKE UP VALVE BYPASS | DWS | no data | no data | no data |  | CRT
6749.0 | Makeup CV bypass | 01-VDWS636 | CRT landing | Iso Vlv | CLOSED | OPEN | U1 MAKE UP VALVE BYPASS | DWS | no data | no data | no data |  | CRT
1585.0 | Normal makeup Iso before and after CV | 01-VDWS638 | CRT landing | Iso Vlv | CLOSED | OPEN | UNIT 1 MAKE UP CONTROL VALVE MANUAL ISOLATION | DWS | no data | no data | no data |  | CRT
5740.0 | Normal makeup Iso before and after CV | 01-VDWS638 | CRT landing | Iso Vlv | CLOSED | OPEN | UNIT 1 MAKE UP CONTROL VALVE MANUAL ISOLATION (upstream) | DWS | no data | no data | no data |  | CRT
6748.0 | Normal makeup Iso before and after CV | 01-VDWS638 | CRT landing | Iso Vlv | CLOSED | OPEN | U1 MAKE UP CONTROL VALVE MANUAL ISOLATION | DWS | no data | no data | no data |  | CRT
1586.0 | Normal makeup Iso before and after CV | 01-VDWS639 | CRT landing | Iso Vlv | CLOSED | OPEN | UNIT 1 MAKE UP CONTROL VALVE MANUAL ISOLATION | DWS | no data | no data | no data |  | CRT
5741.0 | Normal makeup Iso before and after CV | 01-VDWS639 | CRT landing | Iso Vlv | CLOSED | OPEN | UNIT 1 MAKE UP CONTROL VALVE MANUAL ISOLATION (downstream) | DWS | no data | no data | no data |  | CRT
6747.0 | Normal makeup Iso before and after CV | 01-VDWS639 | CRT landing | Iso Vlv | CLOSED | OPEN | U1 MAKE UP CONTROL VALVE MANUAL ISOLATION | DWS | no data | no data | no data |  | CRT
1587.0 | Emergency makeup Iso before and after CV | 01-VDWS641 | CRT landing | Iso Vlv | CLOSED | OPEN | UNIT 1 MAKE UP CONTROL VALVE MANUAL ISOLATION | DWS | no data | no data | no data |  | CRT
5742.0 | Emergency makeup Iso before and after CV | 01-VDWS641 | CRT landing | Iso Vlv | CLOSED | OPEN | UNIT 1 EMERGENCY MAKE UP CONTROL VALVE MANUAL ISOLATION (upstream | DWS | no data | no data | no data |  | CRT
6746.0 | Emergency makeup Iso before and after CV | 01-VDWS641 | CRT landing | Iso Vlv | CLOSED | OPEN | U1 MAKE UP CONTROL VALVE MANUAL ISOLATION | DWS | no data | no data | no data |  | CRT
1588.0 | Emergency makeup Iso before and after CV | 01-VDWS642 | CRT landing | Iso Vlv | CLOSED | OPEN | UNIT 1 MAKE UP CONTROL VALVE MANUAL ISOLATION | DWS | no data | no data | no data |  | CRT
5743.0 | Emergency makeup Iso before and after CV | 01-VDWS642 | CRT landing | Iso Vlv | CLOSED | OPEN | UNIT 1 EMERGENCY MAKE UP CONTROL VALVE MANUAL ISOLATION (downster | DWS | no data | no data | no data |  | CRT
6745.0 | Emergency makeup Iso before and after CV | 01-VDWS642 | CRT landing | Iso Vlv | CLOSED | OPEN | U1 MAKE UP CONTROL VALVE MANUAL ISOLATION | DWS | no data | no data | no data |  | CRT
1589.0 | Emergency makeup drain | 01-VDWS643 | CRT landing | Drain/Vent Vlv | OPEN | CLOSED | UNIT 1 MAKE WATER DRAIN VALVE | DWS | no data | no data | no data |  | CRT
5744.0 | Emergency makeup drain | 01-VDWS643 | CRT landing | Drain/Vent Vlv | OPEN | CLOSED | UNIT 1 EMERGENCY MAKE WATER DRAIN VALVE | DWS | no data | no data | no data |  | CRT
1590.0 | Normal makeup drain | 01-VDWS648 | CRT landing | Drain/Vent Vlv | OPEN | CLOSED | UNIT 1 MAKE WATER DRAIN VALVE | DWS | no data | no data | no data |  | CRT
5745.0 | Normal makeup drain | 01-VDWS648 | CRT landing | Drain/Vent Vlv | OPEN | CLOSED | UNIT 1 NORMSL MAKE WATER DRAIN VALVE | DWS | no data | no data | no data |  | CRT
5840.0 | Normal makeup drain | 01-VDWS648 | CRT landing | Drain/Vent Vlv | OPEN | CLOSED | UNIT 1 NORMAL MAKE WATER DRAIN VALVE | DWS | no data | no data | no data |  | CRT
6711.0 | U1 CALCITE CONTACTOR DEMIN INLET ISO VALVE | 01-VDWS800 | UNIT 1 TURBINE BUILDING | no data | CLOSED | OPEN | no data | no data | no data | no data | no data | no data | no data
3562.0 | UNIT 1 CALCITE CONTACTOR DEMIN WATER INLET ISOLATION VALVE | 01-VDWS801 | UNIT 1 TURBINE BUILDING | no data | CLOSED | OPEN | no data | no data | no data | no data | no data | no data | no data
3568.0 | UNIT 1 CALCITE CONTACTOR VESSEL "A" DRAIN | 01-VDWS801 | UNIT 1 TURBINE BUILDING | no data | OPEN | CLOSED | no data | no data | no data | no data | no data | no data | no data
3574.0 | UNIT 1 CALCITE CONTACTOR VESSEL "B" DRAIN | 01-VDWS802 | UNIT 1 TURBINE BUILDING | no data | OPEN | CLOSED | no data | no data | no data | no data | no data | no data | no data
3569.0 | UNIT 1 CALCITE CONTACTOR VESSEL "A" VENT | 01-VDWS803 | UNIT 1 TURBINE BUILDING | no data | OPEN | CLOSED | no data | no data | no data | no data | no data | no data | no data
3575.0 | UNIT 1 CALCITE CONTACTOR VESSEL "B" VENT | 01-VDWS804 | UNIT 1 TURBINE BUILDING | no data | OPEN | CLOSED | no data | no data | no data | no data | no data | no data | no data
3563.0 | UNIT 1 CALCITE CONTACTOR CO2 INJECTION ISOLATION VALVE | 01-VDWS809 | UNIT 1 TURBINE BUILDING | no data | CLOSED | OPEN | no data | no data | no data | no data | no data | no data | no data
3564.0 | UNIT 1 CALCITE CONTACTOR VESSEL "A" DEMIN WATER INLET | 01-VDWS810 | UNIT 1 TURBINE BUILDING | no data | CLOSED | OPEN | no data | no data | no data | no data | no data | no data | no data
3566.0 | UNIT 1 CALCITE CONTACTOR VESSEL "A" BACKWASH INLET | 01-VDWS811 | UNIT 1 TURBINE BUILDING | no data | CLOSED | OPEN | no data | no data | no data | no data | no data | no data | no data
3567.0 | UNIT 1 CALCITE CONTACTOR VESSEL "A" BACKWASH OUTLET | 01-VDWS812 | UNIT 1 TURBINE BUILDING | no data | CLOSED | OPEN | no data | no data | no data | no data | no data | no data | no data
3565.0 | UNIT 1 CALCITE CONTACTOR VESSEL "A" DEMIN WATER OUTLET | 01-VDWS813 | UNIT 1 TURBINE BUILDING | no data | CLOSED | OPEN | no data | no data | no data | no data | no data | no data | no data
6712.0 | U1 CALCITE CONTACTOR VESSEL "1" WATER OUTLET | 01-VDWS813 | UNIT 1 TURBINE BUILDING | no data | CLOSED | OPEN | no data | no data | no data | no data | no data | no data | no data
3570.0 | UNIT 1 CALCITE CONTACTOR VESSEL "B" DEMIN WATER INLET | 01-VDWS814 | UNIT 1 TURBINE BUILDING | no data | CLOSED | OPEN | no data | no data | no data | no data | no data | no data | no data
3572.0 | UNIT 1 CALCITE CONTACTOR VESSEL "B" BACKWASH INLET | 01-VDWS815 | UNIT 1 TURBINE BUILDING | no data | CLOSED | OPEN | no data | no data | no data | no data | no data | no data | no data
3573.0 | UNIT 1 CALCITE CONTACTOR VESSEL "B" BACKWASH OUTLET | 01-VDWS816 | UNIT 1 TURBINE BUILDING | no data | CLOSED | OPEN | no data | no data | no data | no data | no data | no data | no data
3571.0 | UNIT 1 CALCITE CONTACTOR VESSEL "B" DEMIN WATER OUTLET | 01-VDWS817 | UNIT 1 TURBINE BUILDING | no data | CLOSED | OPEN | no data | no data | no data | no data | no data | no data | no data
6706.0 | U2 CALCITE CONTACTOR VESSEL "2" WATER OUTLET | 01-VDWS817 | U2 TURBINE BUILDING | no data | CLOSED | OPEN | no data | no data | no data | no data | no data | no data | no data
6713.0 | U1 CALCITE CONTACTOR VESSEL "2" WATER OUTLET | 01-VDWS817 | U1 TURBINE BUILDING | no data | CLOSED | OPEN | no data | no data | no data | no data | no data | no data | no data
3578.0 | UNIT 1 CALCITE CONTACTOR BACKWASH OUTLET ISOLATION VALVE | 01-VDWS818 | UNIT 1 TURBINE BUILDING | no data | CLOSED | OPEN | no data | no data | no data | no data | no data | no data | no data
3577.0 | UNIT 1 CALCITE CONTACTOR DEMIN WATER OUTLET ISOLATION VALVE | 01-VDWS819 | UNIT 1 TURBINE BUILDING | no data | CLOSED | OPEN | no data | no data | no data | no data | no data | no data | no data
6714.0 | U1 CALCITE WATER MAIN OUTLET ISO | 01-VDWS819 | UNIT 1 TURBINE BUILDING | no data | CLOSED | OPEN | no data | no data | no data | no data | no data | no data | no data
3576.0 | UNIT 1 CALCITE CONTACTOR BACKWASH INLET ISOLATION VALVE | 01-VDWS820 | UNIT 1 TURBINE BUILDING | no data | CLOSED | OPEN | no data | no data | no data | no data | no data | no data | no data
6710.0 | U1 CALCITE BACKWASH MAIN INLET | 01-VDWS820 | UNIT 1 TURBINE BUILDING | no data | CLOSED | OPEN | no data | no data | no data | no data | no data | no data | no data
1591.0 | UNIT 1 GAS FLOW METER INLET | 01-VFGS113 | no data | no data | CLOSED | OPEN | UNIT 1 GAS FLOW METER INLET | FGS | no data | no data | no data |  | UNIT 1 GT HEADER
1592.0 | UNIT 1 FUEAL GAS PERFORMANCE HEATER NITROGEN PURGE/VENT | 01-VFGS115 | no data | no data | CLOSED | OPEN | N2 PURGE ISOLATION | FGS | no data | no data | no data |  | UNIT 1 GT HEADER
1593.0 | UNIT 1 GAS FLOW METER VENT | 01-VFGS116 | no data | no data | OPEN | CLOSED | UNIT 1 GAS SUPPLY VENT | FGS | no data | no data | no data |  | UNIT 1 GT HEADER
1594.0 | UNIT 1 DUCT BURNER SUPPLY VENT AFTER REGULATION SKID | 01-VFGS120 | no data | no data | OPEN | CLOSED | UNIT 1 DUCT BURNER SKID VENT | FGS | no data | no data | no data |  | UNIT 1 DUCT BURNER
1595.0 | UNIT 1 GAS FLOW METER BYPASS | 01-VFGS122 | no data | no data | CLOSED | CLOSED | FLOW METER BYPASS | FGS | no data | no data | no data |  | UNIT 1 GT HEADER
1596.0 | UNIT 1 BYPASS FUEL GAS PERFORMANCE HEATER VENT VALVE | 01-VFGS123 | no data | no data | CLOSED | CLOSED | EMERGENCY VENT VALVE BYPASS | FGS | no data | no data | no data |  | UNIT 1 GT HEADER
1597.0 | UNIT 1 GAS FLOW METER OUTLET | 01-VFGS124 | no data | no data | CLOSED | OPEN | TO GT EMERGENCY SHUT OFF VALVE | FGS | no data | no data | no data |  | UNIT 1 GT HEADER
5839.0 | UNIT 1 GAS FLOW METER OUTLET | 01-VFGS124 | no data | no data | CLOSED | OPEN | TO GT EMERGENCY SHUT OFF VALVE | FGS | no data | no data | no data |  | UNIT 1 GT HEADER
1598.0 | UNIT 1 GAS PERFORMASE HEATER LT DRAIN VESSEL 1 | 01-VFGS128 | no data | no data | OPEN | CLOSED | UNIT 1 PERFORMACE HEATER DRAIN | FGS | no data | no data | no data |  | UNIT 1 GT HEADER
1599.0 | UNIT 1 FUEAL GAS PERFORMANCE HEATER ISOLATION TO AUTOMATIC VENT | 01-VFGS130 | no data | no data | OPEN | CLOSED | PERFORMANCE HEATER TO EMERGENCY VENT VALVE | FGS | no data | no data | no data |  | UNIT 1 GT HEADER
1600.0 | UNIT 1 GAS PERFORMASE HEATER DRAIN LT VESSEL 2 | 01-VFGS134 | no data | no data | OPEN | CLOSED | UNIT 1 PERFORMACE HEATER DRAIN | FGS | no data | no data | no data |  | UNIT 1 GT HEADER
1601.0 | UNIT 1 INSTRUMENT GAS BLOCK VALVE | 01-VFGS140 | UNIT 1 PIPE RACK 1ST LEVEL MIDDLE AREA | no data | CLOSED | OPEN | no data | no data | no data | no data | no data | no data | no data
1602.0 | UNIT 1 INSTRUMENT GAS BLOCK VALVE | 01-VFGS141 | UNIT 1 PIPE RACK 1ST LEVEL MIDDLE AREA | no data | CLOSED | OPEN | no data | no data | no data | no data | no data | no data | no data
1603.0 | UNIT 1 GT FUEL GAS FILTER NITROGEN SUPPLY | 01-VFGS143 | no data | no data | CLOSED | CLOSED | UNIT 1 GAS INLET N2 PURGE | FGS | no data | no data | no data |  | UNIT 1 GT HEADER
1604.0 | PRESSURE TRANSMITTER 01MBP01CP110 ISOLATION | 01-VFGS147 | no data | no data | CLOSED | OPEN | UNIT 1 GAS INLET INSTRUMENTATION BLOCK VALVE | FGS | no data | no data | no data |  | UNIT 1 GT HEADER
1605.0 | PRESSURE TRANSMITTER 01MBP01CP110 ISOLATION | 01-VFGS148 | no data | no data | CLOSED | OPEN | UNIT 1 GAS INLET INSTRUMENTATION BLOCK VALVE | FGS | no data | no data | no data |  | UNIT 1 GT HEADER
1606.0 | PRESSURE TRANSMITTER 01MBP01CP111 ISOLATION | 01-VFGS157 | no data | no data | CLOSED | OPEN | UNIT 1 GAS INLET INSTRUMENTATION BLOCK VALVE | FGS | no data | no data | no data |  | UNIT 1 GT HEADER
1607.0 | PRESSURE TRANSMITTER 01MBP01CP111 ISOLATION | 01-VFGS158 | no data | no data | CLOSED | OPEN | UNIT 1 GAS INLET INSTRUMENTATION BLOCK VALVE | FGS | no data | no data | no data |  | UNIT 1 GT HEADER
1608.0 | UNIT 1 GT FUEL GAS FILTER INLET | 01-VFGS174 | no data | no data | CLOSED | OPEN | GAS TURBINE FUEL GAS CARTRIDGE FILTER INLET | FGS | no data | no data | no data |  | UNIT 1 GT HEADER
6752.0 | UNIT 1 GT FUEL GAS FILTER INLET | 01-VFGS174 | no data | no data | CLOSED | OPEN | GAS TURBINE FUEL GAS CARTRIDGE FILTER INLET | FGS | no data | no data | no data |  | UNIT 1 GT HEADER
1609.0 | UNIT 1 DUCT BURNER REGULATION SKID ISOLATION | 01-VFGS176 | no data | no data | CLOSED | OPEN | UNIT 1 DUCT BURNER CONTROL VALVE MANUAL ISOLATION | FGS | no data | no data | no data |  | UNIT 1 DUCT BURNER
1610.0 | UNIT 1 GT DOWNSTREAM PURGE CREDIT VALVE NITROGEN PURGE/VENT | 01-VFGS177 | no data | no data | OPEN | CLOSED | UNIT 1 GAS TURBINE ENCLOUSRE FUEL VENT | FGS | no data | no data | no data |  | UNIT 1 GT HEADER
1611.0 | UNIT 1 GT DOWNSTREAM PURGE CREDIT VALVE NITROGEN PURGE/VENT | 01-VFGS178 | no data | no data | OPEN | CLOSED | UNIT 1 GAS TURBINE ENCLOUSRE FUEL VENT | FGS | no data | no data | no data |  | UNIT 1 GT HEADER
1612.0 | UNIT 1 DUCT BURNER PRESSURE REGULATION OUTLET | 01-VFGS179 | no data | no data | CLOSED | OPEN | UNIT 1 DUCT BURNER CONTROL VALVE MANUAL ISOLATION | FGS | no data | no data | no data |  | UNIT 1 DUCT BURNER
1613.0 | UNIT 1 GT DOWNSTREAM PURGE CREDIT VALVE NITROGEN PURGE/VENT | 01-VFGS184 | no data | no data | OPEN | CLOSED | UNIT 1 GAS TURBINE ENCLOUSRE FUEL VENT | FGS | no data | no data | no data |  | UNIT 1 GT HEADER
1614.0 | UNIT 1 GT FUEL GAS FILTER OUTLET | 01-VFGS192 | no data | no data | OPEN | CLOSED | FUEL GAS PURGE CREDIT SHUT OFF VALVE A | FGS | no data | no data | no data |  | UNIT 1 GT HEADER
6750.0 | UNIT 1 GT FUEL GAS FILTER OUTLET | 01-VFGS192 | no data | no data | CLOSED | OPEN | FUEL GAS PURGE CREDIT SHUT OFF VALVE A | FGS | no data | no data | no data |  | UNIT 1 GT HEADER
1615.0 | UNIT 1 GT FUEL GAS FILTER INLET | 01-VFGS193 | no data | no data | OPEN | CLOSED | UNIT 1 FUEL GAS INLET VENT | FGS | no data | no data | no data |  | UNIT 1 GT HEADER
6751.0 | UNIT 1 GT FUEL GAS FILTER INLET | 01-VFGS193 | no data | no data | OPEN | CLOSED | U1 FUEL GAS INLET VENT | FGS | no data | no data | no data |  | UNIT 1 GT HEADER
1616.0 | UNIT 1 DUCT BURNER SKID VENT AFTER ISOLATION | 01-VFGS217 | no data | no data | OPEN | CLOSED | UNIT 1 DUCT BURNER SKID VENT | FGS | no data | no data | no data |  | UNIT 1 DUCT BURNER
6639.0 | DUCT BURNER SOV INA SUPPLY | 01-VFGS922 | DUCT BURNER SKID | no data | CLOSED | OPEN | no data | no data | no data | no data | no data | no data | no data
6649.0 | DUCT BURNER SOV INA SUPPLY | 01-VFGS922 | DUCT BURNER SKID | no data | CLOSED | OPEN | no data | no data | no data | no data | no data | no data | no data
6658.0 | UNIT 1 DUCT BURNER INTERSTAGE VENT | 01-VFGS932 | no data | no data | OPEN | CLOSED | DB Fuel Gas vent | FGS | no data | no data | no data |  | UNIT 1 DUCT BURNER
6214.0 | U1 HP BFW disch FIT 01-VHHS851F | 01-VHHS851F | U1 PipE RACK 1ST LEVEL | no data | CLOSED | OPEN | no data | no data | no data | no data | no data | no data | no data
5846.0 | Steam to HP Evap MOV bypass | 01-VHHS904 | no data | no data | CLOSED | CLOSED | HRSG 1 HP SPARGING STEAM MOV BYPASS | no data | no data | no data | no data |  | Sparging
6035.0 | Level Transmitter (4) valves | 01-VHHS967 | HRSG upper West | no data | CLOSED | OPEN | U1 HP Drum Level Transmitter HHS905A top block | HHS | no data | no data | no data |  | HRSG/ HP Drum
6034.0 | Level Transmitter (4) valves | 01-VHHS968 | HRSG upper West | no data | CLOSED | OPEN | U1 HP Drum Level Transmitter HHS905A top root | HHS | no data | no data | no data |  | HRSG/ HP Drum
6032.0 | Level Transmitter (4) valves | 01-VHHS969 | HRSG upper West | no data | CLOSED | OPEN | U1 HP Drum Level Transmitter HHS905A bottom root | HHS | no data | no data | no data |  | HRSG/ HP Drum
6033.0 | Level Transmitter (4) valves | 01-VHHS970 | HRSG upper West | no data | CLOSED | OPEN | U1 HP Drum Level Transmitter HHS905A bottom block | HHS | no data | no data | no data |  | HRSG/ HP Drum
5663.0 | IP steam Header drain (after MOV) | 01-VHIS858 | HRSG lower | no data | OPEN | CLOSED | Drain IP steam | HIS | no data | no data | no data |  | no data
5664.0 | IP steam Header drain (after MOV) | 01-VHIS859 | HRSG lower | no data | OPEN | CLOSED | Drain IP steam | HIS | no data | no data | no data |  | no data
5668.0 | LP steam header drain | 01-VHLS906 | Under HRSG | no data | OPEN | CLOSED | no data | no data | no data | no data | no data | no data | no data
1617.0 | HPS header PITs (outside steamer bldg) | 01-VHPS100 | ST lower East | no data | CLOSED | OPEN | HP STEAM PIT 121A ROOT VALVE (BEFORE STOP) | HPS | no data | no data | no data |  | no data
1618.0 | HPS header PITs (outside steamer bldg) | 01-VHPS101 | ST lower East | no data | CLOSED | OPEN | HP STEAM PIT 121A BLOCK VALVE (BEFORE STOP) | HPS | no data | no data | no data |  | no data
1619.0 | HPS header PITs (outside steamer bldg) | 01-VHPS102 | ST lower East | no data | CLOSED | OPEN | HP STEAM PIT 121B ROOT VALVE (BEFORE STOP) | HPS | no data | no data | no data |  | no data
1620.0 | HPS header PITs (outside steamer bldg) | 01-VHPS103 | ST lower East | no data | CLOSED | OPEN | HP STEAM PIT 121B BLOCK VALVE (BEFORE STOP) | HPS | no data | no data | no data |  | no data
1621.0 | HPS header vent | 01-VHPS106 | ST lower East | no data | OPEN | CLOSED | HP STEAM VENT ROOT VALVE (BEFORE STOP) | HPS | no data | no data | no data |  | no data
1622.0 | HPS header vent | 01-VHPS107 | ST lower East | no data | OPEN | CLOSED | HP STEAM VENT BLOCK VALVE (BEFORE STOP) | HPS | no data | no data | no data |  | no data
1623.0 | HPS header Drip Leg manual isolation | 01-VHPS108 | ST lower East | no data | CLOSED | OPEN | HP DRIP LEG DRAIN CV ISOLATION (STMR BLDG) | HPS | no data | no data | no data |  | no data
1624.0 | HPS header Drip Leg drain | 01-VHPS109 | ST lower East | no data | OPEN | CLOSED | HP DRIP LEG DRAIN ROOT VALVE (STMR BLDG) | HPS | no data | no data | no data |  | no data
1625.0 | HPS header Drip Leg drain | 01-VHPS110 | ST lower East | no data | OPEN | CLOSED | HP DRIP LEG DRAIN BLOCK VALVE (STMR BLDG) | HPS | no data | no data | no data |  | no data
1626.0 | HPS header vent | 01-VHPS111 | Pipe Rack 3rd | no data | OPEN | CLOSED | HP STEAM VENT ROOT VALVE (PIPE RACK) | HHS | no data | no data | no data |  | HRSG/ST
1627.0 | HPS header vent | 01-VHPS112 | Pipe Rack 3rd | no data | OPEN | CLOSED | HP STEAM VENT BLOCK VALVE (PIPE RACK) | HHS | no data | no data | no data |  | HRSG/ST
1628.0 | HPS header PITs | 01-VHPS113 | Pipe Rack 3rd | no data | CLOSED | OPEN | HP STEAM PIT 101A ROOT VALVE (PIPE RACK) | HHS | no data | no data | no data |  | HRSG/ST
1629.0 | HPS header PITs | 01-VHPS114 | Pipe Rack 3rd | no data | CLOSED | OPEN | HP STEAM PIT 101A BLOCK VALVE (PIPE RACK) | HHS | no data | no data | no data |  | HRSG/ST
1630.0 | HPS header PITs | 01-VHPS115 | Pipe Rack 3rd | no data | CLOSED | OPEN | HP STEAM PIT 101B ROOT VALVE (PIPE RACK) | HHS | no data | no data | no data |  | HRSG/ST
1631.0 | HPS header PITs | 01-VHPS116 | Pipe Rack 3rd | no data | CLOSED | OPEN | HP STEAM PIT 101B BLOCK VALVE (PIPE RACK) | HHS | no data | no data | no data |  | HRSG/ST
1632.0 | HPS Bypass PITs | 01-VHPS119 | Pipe Rack 3rd | no data | CLOSED | OPEN | HP STEAM BYPASS PIT 110A ROOT VALVE (PIPE RACK) | HHS | no data | no data | no data |  | HRSG/ST
1633.0 | HPS Bypass PITs | 01-VHPS120 | Pipe Rack 3rd | no data | CLOSED | OPEN | HP STEAM BYPASS PIT 110A BLOCK VALVE (PIPE RACK) | HHS | no data | no data | no data |  | HRSG/ST
1634.0 | HPS Bypass PITs | 01-VHPS121 | Pipe Rack 3rd | no data | CLOSED | OPEN | HP STEAM BYPASS PIT 110B ROOT VALVE (PIPE RACK) | HHS | no data | no data | no data |  | HRSG/ST
1635.0 | HPS Bypass PITs | 01-VHPS122 | Pipe Rack 3rd | no data | CLOSED | OPEN | HP STEAM BYPASS PIT 110B BLOCK VALVE (PIPE RACK) | HHS | no data | no data | no data |  | HRSG/ST
1636.0 | HP steam FT after terminal attemperator | 01-VHPS123 | Pipe Rack 3rd | no data | CLOSED | OPEN | HP STEAM PIT 105A BLOCK VALVE (PIPE RACK) | HHS | no data | no data | no data |  | HRSG/ST
1637.0 | HP steam FT after terminal attemperator | 01-VHPS124 | Pipe Rack 3rd | no data | CLOSED | OPEN | HP STEAM PIT 105A ROOT VALVE (PIPE RACK) | HHS | no data | no data | no data |  | HRSG/ST
1638.0 | HP steam FT after terminal attemperator | 01-VHPS125 | Pipe Rack 3rd | no data | CLOSED | OPEN | HP STEAM PIT 105B BLOCK VALVE (PIPE RACK) | HHS | no data | no data | no data |  | HRSG/ST
1639.0 | HP steam FT after terminal attemperator | 01-VHPS126 | Pipe Rack 3rd | no data | CLOSED | OPEN | HP STEAM PIT 105C BLOCK VALVE (PIPE RACK) | HHS | no data | no data | no data |  | HRSG/ST
1640.0 | HP steam FT after terminal attemperator | 01-VHPS127 | Pipe Rack 3rd | no data | CLOSED | OPEN | HP STEAM PIT 105C ROOT VALVE (PIPE RACK) | HHS | no data | no data | no data |  | HRSG/ST
1641.0 | HPS Bypass vent | 01-VHPS128 | Pipe Rack 3rd | no data | OPEN | CLOSED | COLD REHEAT VENT ISOLATION VALVE | HHS | no data | no data | no data |  | HRSG/ST
1642.0 | HPS Bypass vent | 01-VHPS129 | Pipe Rack 3rd | no data | OPEN | CLOSED | COLD REHEAT VENT ISOLATION VALVE | HHS | no data | no data | no data |  | HRSG/ST
1643.0 | HP steam FT after terminal attemperator | 01-VHPS130 | Pipe Rack 3rd | no data | CLOSED | OPEN | HP STEAM PIT 105A ROOT VALVE (PIPE RACK) | HHS | no data | no data | no data |  | HRSG/ST
1644.0 | HPS Bypass warmup line vent | 01-VHPS137 | Pipe Rack 3rd | no data | OPEN | CLOSED | HP STEAM BYPASS WARMUP LINE VENT ROOT | HHS | no data | no data | no data |  | HRSG/ST
1645.0 | HPS Bypass warmup line vent | 01-VHPS138 | Pipe Rack 3rd | no data | OPEN | CLOSED | HP STEAM BYPASS WARMUP LINE VENT BLOCK | HHS | no data | no data | no data |  | HRSG/ST
1646.0 | HRH header PIT (after attemperator) | 01-VHRH100 | Pipe Rack 3rd | no data | CLOSED | OPEN | HRH STEAM PIT 105A ROOT (BEFORE STOP VALVE) | HRH | no data | no data | no data |  | HRSG/ST
1647.0 | HRH header vent | 01-VHRH101 | Pipe Rack 3rd | no data | OPEN | CLOSED | HRH STEAM LINE VENT ROOT | HRH | no data | no data | no data |  | HRSG/ST
1648.0 | HRH header PIT (after attemperator) | 01-VHRH102 | Pipe Rack 3rd | no data | CLOSED | OPEN | HRH STEAM PIT 105A BLOCK (BEFORE STOP VALVE) | HRH | no data | no data | no data |  | HRSG/ST
1649.0 | HRH header PIT (after attemperator) | 01-VHRH103 | Pipe Rack 3rd | no data | CLOSED | OPEN | HRH STEAM PIT 105B ROOT (BEFORE STOP VALVE) | HRH | no data | no data | no data |  | HRSG/ST
1650.0 | HRH header PIT (after attemperator) | 01-VHRH104 | Pipe Rack 3rd | no data | CLOSED | OPEN | HRH STEAM PIT 105B BLOCK (BEFORE STOP VALVE) | HRH | no data | no data | no data |  | HRSG/ST
1651.0 | HRH Bypass warm up line vent | 01-VHRH105 | ST lower East | no data | CLOSED | OPEN | VENT/DRAIN/INSTRUMENTATION ROOT VALVE | HRH | no data | no data | no data |  | no data
1652.0 | HRH header PIT (after attemperator) | 01-VHRH106 | Pipe Rack 3rd | no data | CLOSED | OPEN | HRH STEAM PIT 105C BLOCK (BEFORE STOP VALVE) | HRH | no data | no data | no data |  | HRSG/ST
1653.0 | HRH header vent | 01-VHRH107 | Pipe Rack 3rd | no data | OPEN | CLOSED | HRH STEAM LINE VENT BLOCK | HRH | no data | no data | no data |  | HRSG/ST
1654.0 | HRH header vent | 01-VHRH108 | Pipe Rack 3rd | no data | OPEN | CLOSED | HRH STEAM LINE VENT (STEAMER BUILDING) ROOT | HRH | no data | no data | no data |  | HRSG/ST
1655.0 | HRH header vent | 01-VHRH109 | Pipe Rack 3rd | no data | OPEN | CLOSED | HRH STEAM LINE VENT (STEAMER BUILDING) BLOCK | HRH | no data | no data | no data |  | HRSG/ST
1656.0 | HRH dripleg before SV/CV AOV iso | 01-VHRH110 | ST lower East | no data | CLOSED | OPEN | HRH DRIP LEG DRAIN CV MANUAL ISO (STEAMER BUILDING) | HRH | no data | no data | no data |  | no data
1657.0 | HRH Bypass warm up line vent | 01-VHRH111 | ST lower East | no data | CLOSED | OPEN | 01-IKS-HRH100F ISOLATION VALVE | HRH | no data | no data | no data |  | no data
1658.0 | HRH Bypass warm up line vent | 01-VHRH113 | ST upper East | no data | OPEN | CLOSED | HRH WARMING LINE VENT BLOCK | HRH | no data | no data | no data |  | ST
1659.0 | HRH Bypass warm up line vent | 01-VHRH114 | ST upper East | no data | OPEN | CLOSED | HRH WARMING LINE VENT ROOT | HRH | no data | no data | no data |  | ST
1660.0 | HRH Bypass warm up line iso (overhead) | 01-VHRH115 | ST lower East | no data | CLOSED | OPEN | HRH BYPASS WARMING LINE ISOLATION | HRH | no data | no data | no data |  | no data
1661.0 | HRH Bypass warm up line iso | 01-VHRH116 | ST upper East | no data | CLOSED | OPEN | HRH BYPASS WARMING LINE ISOLATION | HRH | no data | no data | no data |  | ST
1662.0 | HRH dripleg drain | 01-VHRH120 | ST lower East | no data | CLOSED | OPEN | HRH LINE DRIP LEG DRAIN BLOCK (STEAMER BUILDNIG) | HRH | no data | no data | no data |  | no data
5660.0 | HRH dripleg drain | 01-VHRH120 | ST lower East | no data | OPEN | CLOSED | HRH LINE DRIP LEG DRAIN BLOCK | HRH | no data | no data | no data |  | no data
1663.0 | HRH header PIT (after attemperator) | 01-VHRH121 | Pipe Rack 3rd | no data | CLOSED | OPEN | HRH STEAM PIT 105C ROOT (BEFORE STOP VALVE) | HRH | no data | no data | no data |  | HRSG/ST
1664.0 | HRH Bypass line PITs (OUTSIDE DECK) | 01-VHRH125 | ST upper East (OUTSIDE DECK) | no data | CLOSED | OPEN | HRH BYPASS PIT 110A ISOLATION | HRH | no data | no data | no data |  | ST
1665.0 | HRH Bypass line PITs (OUTSIDE DECK) | 01-VHRH126 | ST upper East (OUTSIDE DECK) | no data | CLOSED | OPEN | HRH BYPASS PIT 110B ISOLATION | HRH | no data | no data | no data |  | ST
1666.0 | HRH header PIT (before attemperator) | 01-VHRH135 | Pipe Rack 3rd | no data | CLOSED | OPEN | HRH PIT 101A ROOT (PIPE RACK) | HRH | no data | no data | no data |  | HRSG/ST
1667.0 | HRH header PIT (before attemperator) | 01-VHRH136 | Pipe Rack 3rd | no data | CLOSED | OPEN | HRH PIT 101A BLOCK (PIPE RACK) | HRH | no data | no data | no data |  | HRSG/ST
1668.0 | HRH dripleg drain | 01-VHRH137 | ST lower East | no data | OPEN | CLOSED | HRH LINE DRIP LEG DRAIN ROOT (STEAMER BUILDNIG) | HRH | no data | no data | no data |  | no data
5661.0 | HRH dripleg drain | 01-VHRH137 | ST lower East | no data | OPEN | CLOSED | HRH LINE DRIP LEG DRAIN ROOT | HRH | no data | no data | no data |  | no data
1669.0 | HRH header PIT (before attemperator) | 01-VHRH187 | Pipe Rack 3rd | no data | CLOSED | OPEN | HRH PIT 101B ROOT (PIPE RACK) | HRH | no data | no data | no data |  | HRSG/ST
1670.0 | HRH header PIT (before attemperator) | 01-VHRH188 | Pipe Rack 3rd | no data | CLOSED | OPEN | HRH PIT 101B BLOCK (PIPE RACK) | HRH | no data | no data | no data |  | HRSG/ST
1671.0 | INA SUPPLY VALVE TO 01MBH06AA732 | 01-VINA100 | UNIT 1 ECA COMPRESSOR SOUTH SIDE | no data | CLOSED | OPEN | no data | no data | no data | no data | no data | no data | no data
1672.0 | INA SUPPLY VALVE TO VACUUM PUMP SKID A | 01-VINA101 | UNIT 1 VACUUM PUMP AREA WEST SIDE | no data | CLOSED | OPEN | no data | no data | no data | no data | no data | no data | no data
1673.0 | INA SUPPLY VALVE TO 01MBH06AA761 | 01-VINA102 | UNIT 1 ECA COMPRESSOR AREA UPPER PLATFORM | no data | CLOSED | OPEN | no data | no data | no data | no data | no data | no data | no data
1674.0 | INA SUPPLY VALVE TO ACC CONDENSATE HEADER LINE | 01-VINA103 | UNIT 1 CONDENSATE TANK AREA | no data | CLOSED | OPEN | no data | no data | no data | no data | no data | no data | no data
1675.0 | INA SUPPLY VALVE TO 01-YV-BDN321 | 01-VINA104 | WASTE WATER TANK AREA | no data | CLOSED | OPEN | no data | no data | no data | no data | no data | no data | no data
1676.0 | INA DRAIN VALVE | 01-VINA105 | UNIT 1 HP DRAINS PIT AREA | no data | OPEN | CLOSED | no data | no data | no data | no data | no data | no data | no data
1677.0 | INA DRAIN VALVE | 01-VINA106 | UNIT 1 SCR SKID AREA NORTH SIDE | no data | OPEN | CLOSED | no data | no data | no data | no data | no data | no data | no data
1678.0 | INA DRAIN VALVE | 01-VINA107 | UNIT 1 DUCT BURNER SKID AREA | no data | OPEN | CLOSED | no data | no data | no data | no data | no data | no data | no data
1679.0 | INA SUPPLY VALVE TO 01-TCV-BFW749 | 01-VINA108 | UNIT 1 PIPE RACK 3RD LEVEL | no data | CLOSED | OPEN | no data | no data | no data | no data | no data | no data | no data
1680.0 | INA SUPPLY VALVE TO 01-TCV-BFW761 | 01-VINA109 | UNIT 1 PIPE RACK 3RD LEVEL NORTH SIDE | no data | CLOSED | OPEN | no data | no data | no data | no data | no data | no data | no data
1681.0 | INA SUPPLY VALVE TO 01-TCV-CCW181 | 01-VINA110 | UNIT 1 CCW PUMP AREA | no data | CLOSED | OPEN | no data | no data | no data | no data | no data | no data | no data
1682.0 | INA SUPPLY VALVE TO 01-YV-BFW745 | 01-VINA111 | UNIT 1 PIPE RACK 3RD LEVEL NORTH SIDE | no data | CLOSED | OPEN | no data | no data | no data | no data | no data | no data | no data
1683.0 | INA SUPPLY VALVE 01MBH05AA752 | 01-VINA112 | UNIT 1 TCA COOLER AREA | no data | CLOSED | OPEN | no data | no data | no data | no data | no data | no data | no data
1684.0 | INA SUPPLY VALVE TO 01-TCV-BFW757 | 01-VINA113 | UNIT 1 PIPE RACK 2ND LEVEL MIDDLE | no data | CLOSED | OPEN | no data | no data | no data | no data | no data | no data | no data
1685.0 | INA SUPPLY VALVE | 01-VINA114 | UNIT 1 TCA COOLER AREA | no data | CLOSED | OPEN | no data | no data | no data | no data | no data | no data | no data
1686.0 | INA SUPPLY VALVE TO CT BUILDING | 01-VINA115 | UNIT 1 CT EXHAUST AREA WEST SIDE | no data | CLOSED | OPEN | no data | no data | no data | no data | no data | no data | no data
1687.0 | AIR SUPPLY OVERPRESSURE PROTECTION | 01-VINA116 |  | no data | CLOSED | OPEN | no data | no data | no data | no data | no data | no data | no data
1688.0 | AIR SUPPLY TO 01-YV-BFW757 | 01-VINA117 | UNIT 1 PIPE RACK 3RD LEVEL NORTH SIDE | no data | CLOSED | OPEN | no data | no data | no data | no data | no data | no data | no data
1689.0 | AIR SUPPLY OVERPRESSURE PROTECTION | 01-VINA118 |  | no data | CLOSED | OPEN | no data | no data | no data | no data | no data | no data | no data
1690.0 | INA SUPPLY VALVE TO 01MBH06AA715 | 01-VINA119 | UNIT 1 ECA COMPRESSOR AREA WEST SIDE | no data | CLOSED | OPEN | no data | no data | no data | no data | no data | no data | no data
1691.0 | INA SUPPLY VALVE TO 01-YV-BFW309 | 01-VINA120 | UNIT 1 PIPE RACK 1ST LEVEL MIDDLE AREA | no data | CLOSED | OPEN | no data | no data | no data | no data | no data | no data | no data
1692.0 | INA SUPPLY VALVE TO 01-YV-BFW319 | 01-VINA121 | UNIT 1 PIPE RACK 1ST LEVEL MIDDLE AREA | no data | CLOSED | OPEN | no data | no data | no data | no data | no data | no data | no data
1693.0 | INA SUPPLY VALVE TO 01-PCV-CCW191 | 01-VINA122 | UNIT 1 CCW PUMP AREA | no data | CLOSED | OPEN | no data | no data | no data | no data | no data | no data | no data
1694.0 | INA SUPPLY VALVE TO 01-WDR-PNL-02 | 01-VINA123 | WASTE WATER TANK AREA | no data | CLOSED | OPEN | no data | no data | no data | no data | no data | no data | no data
1695.0 | INA SUPPLY VALVE TO UNIT 1 BLOW DOWN AREA | 01-VINA124 | UNIT 1 HP DRAINS PIT AREA | no data | CLOSED | OPEN | no data | no data | no data | no data | no data | no data | no data
1696.0 | INA SUPPLY VALVE TO 01-TCV-BFW736 | 01-VINA125 | UNIT 1 PIPE RACK 2ND LEVEL MIDDLE | no data | CLOSED | OPEN | no data | no data | no data | no data | no data | no data | no data
1697.0 | INA SUPPLY VALVE TO 01MBH06AA732 | 01-VINA126 | UNIT 1 ECA COMPRESSOR SOUTH SIDE | no data | CLOSED | OPEN | no data | no data | no data | no data | no data | no data | no data
1698.0 | INA SUPPLY VALVE TO 01-TCV-BFW716 | 01-VINA127 | UNIT 1 PIPE RACK 3RD LEVEL SOUTH SIDE | no data | CLOSED | OPEN | no data | no data | no data | no data | no data | no data | no data
1699.0 | INA SUPPLY VALVE FOR HEADER | 01-VINA128 | UNIT 1 ECA COMPRESSOR AREA | no data | CLOSED | OPEN | no data | no data | no data | no data | no data | no data | no data
1700.0 | INA SUPPLY VALVE FOR 01-FCV-BFW343 VOLUME TANK | 01-VINA129 | UNIT 1 PIPE RACK 1ST LEVEL MIDDLE AREA | no data | CLOSED | OPEN | no data | no data | no data | no data | no data | no data | no data
1701.0 | INA SUPPLY TO 01-AQA-SKD-01 | 01-VINA130 | UNIT 1 SCR SKID AREA | no data | CLOSED | OPEN | no data | no data | no data | no data | no data | no data | no data
1702.0 | INA SUPPLY TO 01-ARM-SKD-01A | 01-VINA131 | UNIT 1 VACUUM PUMP AREA | no data | CLOSED | OPEN | no data | no data | no data | no data | no data | no data | no data
6378.0 | U1 LRVP A INA-YV-883 air supply valve | 01-VINA131 | U1 VACUUM PUMP AREA | Valve | CLOSED | OPEN | no data | no data | no data | no data | no data | no data | no data
6392.0 | U1 LRVP "B" INA-YV-883 air supply valve | 01-VINA131 | U1 VACUUM PUMP AREA | Valve | CLOSED | OPEN | no data | no data | no data | no data | no data | no data | no data
6404.0 | U1 LRVP "C" INA-YV-883 air supply valve | 01-VINA131 | U1 VACUUM PUMP AREA | Valve | CLOSED | OPEN | no data | no data | no data | no data | no data | no data | no data
6416.0 | U1 LRVP "D" INA-YV-883 air supply valve | 01-VINA131 | U1 VACUUM PUMP AREA | Valve | CLOSED | OPEN | no data | no data | no data | no data | no data | no data | no data
6428.0 | U1 LRVP "B" INA-YV-883 air supply valve | 01-VINA131 | U1 VACUUM PUMP AREA | Valve | CLOSED | OPEN | no data | no data | no data | no data | no data | no data | no data
1703.0 | INA SUPPLY TO 01-ARM-SKD-01A | 01-VINA132 | UNIT 1 VACUUM PUMP AREA | no data | CLOSED | OPEN | no data | no data | no data | no data | no data | no data | no data
1704.0 | INA SUPPLY VALVE TO 01-TCV-BFW735 VOLUME TANK | 01-VINA133 | UNIT 1 PIPE RACK 2ND LEVEL MIDDLE | no data | CLOSED | OPEN | no data | no data | no data | no data | no data | no data | no data
1705.0 | INA SUPPLY TO 01-ARM-SKD-01B | 01-VINA134 | UNIT 1 VACUUM PUMP AREA | no data | CLOSED | OPEN | no data | no data | no data | no data | no data | no data | no data
1706.0 | INA SUPPLY TO 01-PCV-CND423 | 01-VINA135 | UNIT 1 PIPE 1ST LEVEL NORTH SIDE | no data | CLOSED | OPEN | no data | no data | no data | no data | no data | no data | no data
1707.0 | INA SUPPLY TO 01-TCV-CND718 | 01-VINA136 | UNIT 1 DRAINS HP DRAINS PIT | no data | CLOSED | OPEN | no data | no data | no data | no data | no data | no data | no data
1708.0 | INA SUPPLY TO 01-ARM-SKD-01C | 01-VINA137 | UNIT 1 VACUUM PUMP AREA | no data | CLOSED | OPEN | no data | no data | no data | no data | no data | no data | no data
1709.0 | INA SUPPLY TO 01-ARM-SKD-01C | 01-VINA138 | UNIT 1 VACUUM PUMP AREA | no data | CLOSED | OPEN | no data | no data | no data | no data | no data | no data | no data
1710.0 | INA SUPPLY TO 01-PDR-PMP-01 | 01-VINA139 | UNIT 1 DRAINS PIT SUMP PUMP AREA | no data | CLOSED | OPEN | no data | no data | no data | no data | no data | no data | no data
1711.0 | INA SUPPLY TO 01MBH06AA716 | 01-VINA140 | UNIT 1 ECA COMPRESSOR AREA | no data | CLOSED | OPEN | no data | no data | no data | no data | no data | no data | no data
1712.0 | INA SUPPLY HEADER VALVE | 01-VINA141 | UNIT 1 ECA COMPRESSOR AREA | no data | CLOSED | OPEN | no data | no data | no data | no data | no data | no data | no data
1713.0 | INA SUPPLY VALVE TO 01-YCV-HIS907 | 01-VINA142 | UNIT 1 SCR SKID AREA NORTH SIDE | no data | CLOSED | OPEN | no data | no data | no data | no data | no data | no data | no data
1714.0 | INA SUPPLY TO 01-MBP-01AA721 | 01-VINA143 | UNIT 1 PURGE CREDIT VALVE AREA | no data | CLOSED | OPEN | no data | no data | no data | no data | no data | no data | no data
1715.0 | INA SUPPLY TO 01-FGS-SKD-01 | 01-VINA144 | UNIT 1 DUCT BURNER CONTROL VALVES | no data | CLOSED | OPEN | no data | no data | no data | no data | no data | no data | no data
1716.0 | INA SUPPLY TO 01MBP-01AA723 | 01-VINA145 | UNIT 1 PURGE CREDIT VALVE AREA | no data | CLOSED | OPEN | no data | no data | no data | no data | no data | no data | no data
1717.0 | INA SUPPY TO 01-TCV-HBD901 | 01-VINA146 | UNIT 1 HRSG BLOW DOWN AREA | no data | CLOSED | OPEN | no data | no data | no data | no data | no data | no data | no data
1718.0 | INA SUPPLY TO 01-MBP-01AA724 | 01-VINA147 | UNIT 1 PURGE CREDIT VALVE AREA | no data | CLOSED | OPEN | no data | no data | no data | no data | no data | no data | no data
1719.0 | INA SUPPLY TO 01-MBP-01AA725 | 01-VINA148 | UNIT 1 PURGE CREDIT VALVE AREA | no data | CLOSED | OPEN | no data | no data | no data | no data | no data | no data | no data
1720.0 | INA SUPPLY TO 01MBH06AA750 | 01-VINA149 | UNIT 1 SCR SKID AREA | no data | CLOSED | OPEN | no data | no data | no data | no data | no data | no data | no data
1721.0 | INA SUPPLY TO 01MBH05AA751 | 01-VINA150 | UNIT 1 TCA COOLER AREA | no data | CLOSED | OPEN | no data | no data | no data | no data | no data | no data | no data
1722.0 | INA CT CASING COOLING FAN DRAIN | 01-VINA151 | UNIT 1 CT CASING COOLING FAN AREA | no data | OPEN | CLOSED | no data | no data | no data | no data | no data | no data | no data
1723.0 | INA SUPPLY TO 01-TCV-AXS371 | 01-VINA152 | UNIT 1 LP BLOW DOWN AREA | no data | CLOSED | OPEN | no data | no data | no data | no data | no data | no data | no data
1724.0 | INA SUPPLY TO 01-LCV-HHS901 | 01-VINA153 | UNIT 1 HRSG STAIRS AREA | no data | CLOSED | OPEN | no data | no data | no data | no data | no data | no data | no data
1725.0 | INA HEADER SUPPLY VALVE UNIT 1 STG BUILD | 01-VINA154 | UNIT 1 INSIDE BUILDING UNDER STEAM EXHAUST | no data | CLOSED | OPEN | no data | no data | no data | no data | no data | no data | no data
1726.0 | INA HEADER DRAIN VALVE DRAINS PUMP | 01-VINA155 | UNIT 1 ST DRAINS TANK SUMP AREA | no data | OPEN | CLOSED | no data | no data | no data | no data | no data | no data | no data
1727.0 | INA SUPPLY VALVE TO 01-CTG-PKG-01 | 01-VINA156 | UNIT 1 LUBE OIL LADDER AREA | no data | CLOSED | OPEN | no data | no data | no data | no data | no data | no data | no data
1728.0 | INA SUPPLY VALVE TO 01-TCV-HHS801 | 01-VINA157 | UNIT 1 1ST LANDING ABOVE DUCT BURNER SKID | no data | CLOSED | OPEN | no data | no data | no data | no data | no data | no data | no data
1729.0 | INA SUPPLY HEADER VALVE | 01-VINA158 | UNIT 1 TCA COOLER AREA | no data | CLOSED | OPEN | no data | no data | no data | no data | no data | no data | no data
1730.0 | INA SUPPLY VALVE TO 01-PCV-HHS902 | 01-VINA159 | UNIT 1 LP DRUM AREA | no data | CLOSED | OPEN | no data | no data | no data | no data | no data | no data | no data
1731.0 | INA SUPPLY VALVE TO VOLUME TANK 01-TCV-HLS903 | 01-VINA160 | UNIT 1 LP FEEDWATER HEATER AREA | no data | CLOSED | OPEN | no data | no data | no data | no data | no data | no data | no data
1732.0 | INA SUPPLY VALVE TO VOLUME TANK 01-TCV-HLS904 | 01-VINA161 | UNIT 1 LP FEEDWATER HEATER AREA | no data | CLOSED | OPEN | no data | no data | no data | no data | no data | no data | no data
1733.0 | INA SUPPLY VALVE TO VOLUME TANK 01-TCV-HLS901 | 01-VINA162 | UNIT 1 LP FEEDWATER HEATER AREA | no data | CLOSED | OPEN | no data | no data | no data | no data | no data | no data | no data
1734.0 | INA SUPPLY VALVE TO VOLUME TANK 01-TCV-HLS902 | 01-VINA163 | UNIT 1 LP FEEDWATER HEATER AREA HRSG PLATFORM | no data | CLOSED | OPEN | no data | no data | no data | no data | no data | no data | no data
1735.0 | INA SUPPLY TO 01-TCV-BFW735 | 01-VINA164 | UNIT 1 PIPE RACK 2ND LEVEL LOWER PLATFORM | no data | CLOSED | OPEN | no data | no data | no data | no data | no data | no data | no data
1736.0 | INA SUPPLY VALVE TO 01MBH04AA712 | 01-VINA165 | UNIT 1 2C COOLER AREA | no data | CLOSED | OPEN | no data | no data | no data | no data | no data | no data | no data
1737.0 | INA SUPPLY VALVE TO 01MBH06AA761 | 01-VINA166 | UNIT 1 ECA COMPRESSOR AREA | no data | CLOSED | OPEN | no data | no data | no data | no data | no data | no data | no data
1738.0 | AIR SUPPLY OVERPRESSURE PROTECTION | 01-VINA167 | UNIT 1 ECA COMPRESSOR AREA | no data | CLOSED | OPEN | no data | no data | no data | no data | no data | no data | no data
1739.0 |  | 01-VINA168 | UNIT 1 IP SPARGING LANDING | no data | CLOSED | OPEN | no data | no data | no data | no data | no data | no data | no data
1740.0 | INA SUPPLY VALVE TO 01-PSV-INA100 | 01-VINA169 | UNIT 1 ECA COMPRESSOR AREA | no data | CLOSED | OPEN | no data | no data | no data | no data | no data | no data | no data
1741.0 | INA SUPPLY VALVE TO 01-FCV-HHS901 | 01-VINA170 | UNIT 1 HP SPARGING AREA | no data | CLOSED | OPEN | no data | no data | no data | no data | no data | no data | no data
1742.0 | INA SUPPLY TO 01-PSV-INA101 | 01-VINA171 | UNIT 1 ECA COMPRESSOR AREA NORTHSIDE | no data | CLOSED | OPEN | no data | no data | no data | no data | no data | no data | no data
1743.0 | INA SUPPLY TO VOLUME TANK 01-PCV-HLS901 | 01-VINA172 | UNIT 1 HP SPARGING AREA | no data | CLOSED | OPEN | no data | no data | no data | no data | no data | no data | no data
1744.0 | INA DRAIN FOR 01MBA11CQ001 | 01-VINA173 | UNIT 1 CT EXHAUST AREA (NEED SCAFFOLD) | no data | OPEN | CLOSED | no data | no data | no data | no data | no data | no data | no data
1745.0 | INA SUPPLY VALVE TO 01-TCV-CND717 | 01-VINA174 | UNIT 1 HP DRAINS PIT AREA | no data | CLOSED | OPEN | no data | no data | no data | no data | no data | no data | no data
1746.0 | INA SUPPLY VALVE TO 01-YV-STP131 | 01-VINA175 | UNIT 1 HP DRAINS PIT AREA | no data | CLOSED | OPEN | no data | no data | no data | no data | no data | no data | no data
1747.0 | INA SUPPLY VALVE TO 01-YV-STP132 | 01-VINA176 | UNIT 1 HP DRAINS PIT AREA | no data | CLOSED | OPEN | no data | no data | no data | no data | no data | no data | no data
1748.0 | AIR SUPPLY OVERPRESSURE PROTECTION TO 01QFF11-806 | 01-VINA177 | UNIT 1 ECA COMPRESSOR AREA NORTHSIDE | no data | CLOSED | OPEN | no data | no data | no data | no data | no data | no data | no data
1749.0 | END USER ISOLATION | 01-VINA178 |  | no data | CLOSED | OPEN | no data | no data | no data | no data | no data | no data | no data
1750.0 | INA DRAIN FOR 01MBH06AA761 | 01-VINA179 | UNIT 1 ECA COMPRESSOR AREA | no data | CLOSED | OPEN | no data | no data | no data | no data | no data | no data | no data
1751.0 | INA DRAIN FOR 01MBH06AA762 | 01-VINA180 | UNIT 1 ECA COMPRESSOR AREA | no data | CLOSED | OPEN | no data | no data | no data | no data | no data | no data | no data
1752.0 | AIR SUPPLY OVERPRESSURE PROTECTION TO 01QFF11-806 | 01-VINA181 | UNIT 1 ECA COMPRESSOR AREA | no data | CLOSED | OPEN | no data | no data | no data | no data | no data | no data | no data
1753.0 | INA SUPPLY VALVE TO 01-MBP-01AA722 | 01-VINA182 | UNIT 1 PURGE CREDIT VALVE AREA | no data | CLOSED | OPEN | no data | no data | no data | no data | no data | no data | no data
1754.0 | INA SUPPLY VALVE TO CEMS SHACK UNIT 1 | 01-VINA183 | UNIT 1 CEMS SHACK AREA | no data | CLOSED | OPEN | no data | no data | no data | no data | no data | no data | no data
1755.0 | INA HEADER SUPPLY STUB UP | 01-VINA184 | UNIT 1 HRSG EAST OF ACC ELEC. ENCLOSURE | no data | OPEN | CLOSED | no data | no data | no data | no data | no data | no data | no data
1756.0 | AIR SUPPLY OVERPRESSURE PROTECTION TO 01QFF11-806 | 01-VINA185 | UNIT 1 ECA COMPRESSOR AREA | no data | CLOSED | OPEN | no data | no data | no data | no data | no data | no data | no data
1757.0 | INA HEADER SUPPLY STUB UP | 01-VINA186 | UNIT 1 HRSG WEST OF ACC ELEC. ENCLOSURE | no data | OPEN | CLOSED | no data | no data | no data | no data | no data | no data | no data
1758.0 | INA DRAIN VALVE TO 01-FGS-SKD-01 | 01-VINA187 | UNIT 1 DUCT BURNER CONTROL VALVES AREA | no data | OPEN | CLOSED | no data | no data | no data | no data | no data | no data | no data
1759.0 | INA SUPPLY VALVE TO 01-LCV-HHS902 | 01-VINA188 | UNIT 1 CONDENSATE AREA BY HRSG STAIRS | no data | CLOSED | OPEN | no data | no data | no data | no data | no data | no data | no data
1760.0 | INA DRAIN VALVE FOR 01MBP02GH001 | 01-VINA189 | UNIT 1 AREA UNDER INLET INSIDE (LADDER) | no data | OPEN | CLOSED | no data | no data | no data | no data | no data | no data | no data
1761.0 | UNIT 1 HEADER SUPPLY VALVETO SW STC BUILDING | 01-VINA190 | UNIT 1 GSU STEP UP AREA | no data | CLOSED | OPEN | no data | no data | no data | no data | no data | no data | no data
1762.0 | INA DRAIN VALVE FOR PIPE RACK | 01-VINA191 | UNIT 1 ABOVE HRSG ELEC ENCLOSURE | no data | OPEN | CLOSED | no data | no data | no data | no data | no data | no data | no data
1763.0 | INA SUPPLY VALVE TO 01-MBH-06AA714 | 01-VINA192 | UNIT 1 ECA COMPRESSORS SOUTH SIDE | no data | CLOSED | OPEN | no data | no data | no data | no data | no data | no data | no data
1764.0 | INA SUPPLY HEADER VALVE TO UNIT 1 BOILER FEEDWATER CONTROL | 01-VINA193 | UNIT 1 PERFORMANCE HEATER AREA | no data | CLOSED | OPEN | no data | no data | no data | no data | no data | no data | no data
1765.0 | INA DRAIN VALVE FOR 01-PCV-HHS902 | 01-VINA194 | UNIT 1 TOP HP SUPERHEATER UNDER GRATING | no data | OPEN | CLOSED | no data | no data | no data | no data | no data | no data | no data
1766.0 | INA HEADER SUPPLY VALVE UNIT 1 HRSG WEST | 01-VINA195 | UNIT 1 PURGE CREDIT VALVE AREA | no data | CLOSED | OPEN | no data | no data | no data | no data | no data | no data | no data
1767.0 | INA SUPPLY VALVE TO 01MBP01AA701 | 01-VINA196 | UNIT 1 PERFORMANCE HEATER AREA | no data | CLOSED | OPEN | no data | no data | no data | no data | no data | no data | no data
1768.0 | INA SUPPLY VALVE TO 01MBA11CQ001 | 01-VINA197 |  | no data | CLOSED | OPEN | no data | no data | no data | no data | no data | no data | no data
1769.0 | INA DRAIN VALVE FOR UNIT 1 HRSG AREA EAT OF ACC ELEC | 01-VINA198 | UNIT 1 HRSG AREA EAT OF ACC ELEC AREA | no data | OPEN | CLOSED | no data | no data | no data | no data | no data | no data | no data
1770.0 | INA SUPPLY TO 01-ARM-SKD-01C | 01-VINA199 | UNIT 1 VACUUM PUMP AREA WESTSIDE | no data | CLOSED | OPEN | no data | no data | no data | no data | no data | no data | no data
1771.0 | INA SUPPLY VALVE TO 01-PCV-HIS903 | 01-VINA200 |  | no data | CLOSED | OPEN | no data | no data | no data | no data | no data | no data | no data
1772.0 | INA SUPPLY TO 01-YV-BFW409 | 01-VINA201 | UNIT 1 PERFORMANCE HEATER AREA | no data | CLOSED | OPEN | no data | no data | no data | no data | no data | no data | no data
1773.0 | INA DRAIN VALVE FOR 01-PCV-HHS902 | 01-VINA202 | UNIT 1 HP DRUM AREA EASTSIDE UNDER GRATING | no data | OPEN | CLOSED | no data | no data | no data | no data | no data | no data | no data
1774.0 | INA DRAIN VALVE FOR UNIT 1 HRSG PIPE RACK | 01-VINA203 | UNIT 1 HRSG WEST OF ACC ELEC. ENCLOSURE | no data | OPEN | CLOSED | no data | no data | no data | no data | no data | no data | no data
1775.0 | INA DRAIN VALVE FOR 01MBH06AA750 | 01-VINA204 | UNIT 1 ECA COMPRESSOR AREA | no data | OPEN | CLOSED | no data | no data | no data | no data | no data | no data | no data
1776.0 | INA SUPPLY VALVE FOR 01-LCV-DWS715 | 01-VINA205 | UNIT 1 CONDENSATE TANK AREA UPPER PLATFORM | no data | CLOSED | OPEN | no data | no data | no data | no data | no data | no data | no data
1777.0 | INA SUPPLY VALVE TO UNIT 1 ENCLOSURE | 01-VINA206 | UNIT 1 WEST SIDE OF CT EXHAUST | no data | CLOSED | OPEN | no data | no data | no data | no data | no data | no data | no data
1778.0 | INA SUPPLY VALVE TO UNIT 1 CT CASING COOLING AIR FAN | 01-VINA207 | UNIT 1 CASING COOLING AIR FAN | no data | CLOSED | OPEN | no data | no data | no data | no data | no data | no data | no data
1779.0 | INA SUPPLY VALVE TO 01-TCV-AXS711 | 01-VINA208 | UNIT 1 CONDENSATE TANK AREA UPPER PLATFORM | no data | CLOSED | OPEN | no data | no data | no data | no data | no data | no data | no data
1780.0 | INA SUPPLY VALVE TO 01-PCV-AXS713 | 01-VINA209 | UNIT 1 CONDENSATE TANK AREA UPPER PLATFORM | no data | CLOSED | OPEN | no data | no data | no data | no data | no data | no data | no data
1781.0 | INA SUPPLY VALVE TO 01-FCV-BFW147 | 01-VINA210 | UNIT 1 CONDENSATE TANK AREA UPPER PLATFORM | no data | CLOSED | OPEN | no data | no data | no data | no data | no data | no data | no data
1782.0 | INA SUPPLY VALVE TO 01-FCV-BFW475 | 01-VINA211 | UNIT 1 CONDENSATE TANK AREA UPPER PLATFORM | no data | CLOSED | OPEN | no data | no data | no data | no data | no data | no data | no data
1783.0 | INA SUPPLY VALVE TO 01-YV-BFW705 | 01-VINA212 | UNIT 1 PIPE RACK 1ST LEVEL MIDDLE AREA | no data | CLOSED | OPEN | no data | no data | no data | no data | no data | no data | no data
1784.0 | INA SUPPLY VALVE TO 01-ARM-SKD-01E | 01-VINA213 | UNIT 1 VACUUM PUMP AREA WESTSIDE | no data | CLOSED | OPEN | no data | no data | no data | no data | no data | no data | no data
1785.0 | INA DRAIN VALVE FOR UNIT 1 SAMPLE PANEL | 01-VINA214 | UNIT 1 SAMPLE PANEL AREA OUTSIDE | no data | OPEN | CLOSED | no data | no data | no data | no data | no data | no data | no data
1786.0 | INA SUPPLY VALVE TO 01-FCV-BFW187 | 01-VINA215 | UNIT 1 CONDENSATE TANK AREA UPPER PLATFORM | no data | CLOSED | OPEN | no data | no data | no data | no data | no data | no data | no data
1787.0 | INA DRAIN VALVE FOR 01-PCV-HIS901 | 01-VINA216 | UNIT 1 BOILER FEED PUMP EAST SIDE UNDER GRATING | no data | OPEN | CLOSED | no data | no data | no data | no data | no data | no data | no data
1788.0 | INA DRAIN VALVE FOR 01-LCV-HHS901 | 01-VINA217 | UNIT 1 HRSG STAIRS AREA | no data | OPEN | CLOSED | no data | no data | no data | no data | no data | no data | no data
1789.0 | INA SUPPLY VALVE FOR UNIT 1 HRSG PIPE RACK | 01-VINA218 | UNIT 1 HRSG WEST OF ACC ELEC. ENCLOSURE | no data | CLOSED | OPEN | no data | no data | no data | no data | no data | no data | no data
1790.0 | INA SUPPLY VALVE TO 01-YV-CND441 | 01-VINA219 | UNIT 1 HRSG STAIRS AREA | no data | CLOSED | OPEN | no data | no data | no data | no data | no data | no data | no data
1791.0 | INA DRAIN VALVE FOR 01-LCV-HHS902 | 01-VINA220 | UNIT 1 HRSG STAIRS AREA | no data | OPEN | CLOSED | no data | no data | no data | no data | no data | no data | no data
1792.0 | INA SUPPLY VALVE FOR UNIT 1 ST DRAINS PIT AREA | 01-VINA221 | UNIT 1 ST DRAINS PIT SUMP PUMP AREA | no data | CLOSED | OPEN | no data | no data | no data | no data | no data | no data | no data
1793.0 | INA SUPPLY VALVE FOR UNIT 1 HRSG SOUTHWEST AREA | 01-VINA222 | UNIT 1 INLET AREA NORTHSIDE | no data | CLOSED | OPEN | no data | no data | no data | no data | no data | no data | no data
1794.0 | INA SUPPLY VALVE FOR 01-FGS-SKD-03 | 01-VINA223 | UNIT 1 DUCT BURNER SKID AREA | no data | CLOSED | OPEN | no data | no data | no data | no data | no data | no data | no data
1795.0 | INA SUPPLY VALVE TO 01-ARM-SKD-01D | 01-VINA224 | UNIT 1 VACUUM PUMP AREA WESTSIDE | no data | CLOSED | OPEN | no data | no data | no data | no data | no data | no data | no data
1796.0 | INA DRAIN VALVE FOR 01-YV-CND441 | 01-VINA225 | UNIT 1 HRSG STAIRS AREA | no data | OPEN | CLOSED | no data | no data | no data | no data | no data | no data | no data
1797.0 | INA SUPPLY VALVE TO 01-05AA-MBH-701 | 01-VINA226 | UNIT 1 CT ENCLOUSRE UPPER DECK EASTSIDE | no data | CLOSED | OPEN | no data | no data | no data | no data | no data | no data | no data
1798.0 | INA SUPPLY VALVE TO 01-FCV-BFW359 | 01-VINA227 | UNIT 1 CONDENSATE TANK AREA UPPER PLATFORM | no data | CLOSED | OPEN | no data | no data | no data | no data | no data | no data | no data
1799.0 | INA SUPPLY VALVE TO 01-FCV-CND331 | 01-VINA228 | UNIT 1 CONDENSATE TANK AREA UPPER PLATFORM | no data | CLOSED | OPEN | no data | no data | no data | no data | no data | no data | no data
1800.0 | INA SUPPLY VALVE TO 01-YV-DWS719 | 01-VINA229 | UNIT 1 CONDENSATE TANK AREA UPPER PLATFORM | no data | CLOSED | OPEN | no data | no data | no data | no data | no data | no data | no data
1801.0 | INA SUPPLY VALVE TO 01-YV-BFW445 | 01-VINA230 | UNIT 1 PERFORMANCE HEATER AREA | no data | CLOSED | OPEN | no data | no data | no data | no data | no data | no data | no data
1802.0 | INA DRAIN FOR 01-YV-CND441 | 01-VINA231 | UNIT 1 HRSG STAIRS AREA | no data | OPEN | CLOSED | no data | no data | no data | no data | no data | no data | no data
1803.0 | INA SUPPLY VALVE TO 01-YV-BFW419 | 01-VINA232 | UNIT 1 PERFORMANCE HEATER AREA | no data | CLOSED | OPEN | no data | no data | no data | no data | no data | no data | no data
1804.0 | INA SUPPLY VALVE TO 01-YV-BFW715 | 01-VINA233 | UNIT 1 PIPE RACK 3RD LEVEL SOUTH END | no data | CLOSED | OPEN | no data | no data | no data | no data | no data | no data | no data
1805.0 | INA DRAIN FOR UNIT 1 CEMS SHACK | 01-VINA234 | UNIT 1 CEMS SHACK AREA | no data | OPEN | CLOSED | no data | no data | no data | no data | no data | no data | no data
1806.0 | INA SUPPLY VALVE TO 01-PCV-HPS100 | 01-VINA235 | UNIT 1 PIPE RACK 3RD LEVEL SOUTH END | no data | CLOSED | OPEN | no data | no data | no data | no data | no data | no data | no data
6550.0 | INA SUPPLY VALVE TO U1 ST/Generator Coupling | 01-VINA235 | U1 TURBINE BLDG | Valve | CLOSED | OPEN | no data | no data | no data | no data | no data | no data | no data
6551.0 | INA supply VALVE Fire System U1 ST/Generator Coupling | 01-VINA235 | U1 TURBINE BLDG | Valve | CLOSED | OPEN | no data | no data | no data | no data | no data | no data | no data
1807.0 | INA SUPPLY VALVE TO 01-PCV-CRH715 | 01-VINA236 | UNIT 1 PIPE RACK 3RD LEVEL MIDDLE | no data | CLOSED | OPEN | no data | no data | no data | no data | no data | no data | no data
1808.0 | INA SUPPLY VALVE TO 01-PCV-CRH700 | 01-VINA237 | UNIT 1 PIPE RACK 3RD LEVEL MIDDLE | no data | CLOSED | OPEN | no data | no data | no data | no data | no data | no data | no data
1809.0 | INA SUPPLY VALVE TO 01-MBP-01AA711 | 01-VINA238 | UNIT 1 CT ENCLOUSRE WESTDIE | no data | CLOSED | OPEN | no data | no data | no data | no data | no data | no data | no data
1810.0 | INA SUPPLY VALVE TO 01MBL03AA704 | 01-VINA239 | UNIT 1 PIPE RACK 1ST LEVEL MIDDLE AREA | no data | CLOSED | OPEN | no data | no data | no data | no data | no data | no data | no data
1811.0 | INA SUPPLY VALVE TO 01-TCV-CND719 | 01-VINA240 | UNIT 1 CONDENSATE CORNER | no data | CLOSED | OPEN | no data | no data | no data | no data | no data | no data | no data
1812.0 | INA SUPPLY VALVE TO 01-PCV-STP601F | 01-VINA242 | UNIT 1 CONDENSATE CORNER | no data | CLOSED | OPEN | no data | no data | no data | no data | no data | no data | no data
1813.0 | INA SUPPLY VALVE TO 01-TV-HPS123 | 01-VINA246 | UNIT 1 CONDENSATE CORNER | no data | CLOSED | OPEN | no data | no data | no data | no data | no data | no data | no data
1814.0 | INA SUPPLY VALVE FOR UNIT 1 GT GAS DVP PANEL | 01-VINA251 | UNIT 1 CT BUILDING OUTSIDE WALL PLATFORM | no data | CLOSED | OPEN | no data | no data | no data | no data | no data | no data | no data
1815.0 | INA SUPPLY VALVE TO 01-LCV-HHS902 | 01-VINA254 | UNIT 1 HRSG STAIRS AREA | no data | CLOSED | OPEN | no data | no data | no data | no data | no data | no data | no data
1816.0 | Bypass line Drip leg level Isolations | 01-VLPS101 | ST lower East | no data | CLOSED | OPEN | LP STEAM DRIP LEG LS 115 ISOLATION | LPS | no data | no data | no data |  | no data
1817.0 | LP STEAM DRIP LEG | 01-VLPS102 | U1 PLANT SW TURBINE BLDG | no data | CLOSED | OPEN | no data | no data | no data | no data | no data | no data | no data
1818.0 | Bypass line Drip leg level Isolations | 01-VLPS103 | ST lower East | no data | CLOSED | OPEN | LP STEAM DRIP LEG LS 115 ISOLATION | LPS | no data | no data | no data |  | no data
1819.0 | Bypass line Drip leg level Isolations | 01-VLPS104 | ST lower East | no data | CLOSED | OPEN | LP STEAM DRIP LEG | LPS | no data | no data | no data |  | no data
1820.0 | Bypass line Drip leg level Isolations | 01-VLPS106 | ST lower East | no data | CLOSED | OPEN | LP STEAM DRIP LEG | LPS | no data | no data | no data |  | no data
1821.0 | LP STEAM DRIP LEG | 01-VLPS107 | U1 PLANT SW TURBINE BLDG | no data | CLOSED | OPEN | no data | no data | no data | no data | no data | no data | no data
1822.0 | Bypass line Drip leg level drains | 01-VLPS108 | ST lower East | no data | CLOSED | OPEN | LP STEAM DRIP LEG | LPS | no data | no data | no data |  | no data
5659.0 | Bypass line Drip leg level drains | 01-VLPS108 | ST lower East | no data | OPEN | CLOSED | LP STEAM DRIP LEG | LPS | no data | no data | no data |  | no data
1823.0 | LP steam Bypass drip leg CV isolation | 01-VLPS109 | ST lower East | no data | OPEN | CLOSED | DRIP LEG DRAIN | LPS | no data | no data | no data |  | no data
1824.0 | Bypass line Drip leg level drains | 01-VLPS111 | ST lower East | no data | CLOSED | OPEN | LP STEAM DRIP LEG | LPS | no data | no data | no data |  | no data
5658.0 | Bypass line Drip leg level drains | 01-VLPS111 | ST lower East | no data | OPEN | CLOSED | LP STEAM DRIP LEG | LPS | no data | no data | no data |  | no data
1825.0 | LP steam header vents | 01-VLPS112 | Pipe Rack 2nd | no data | OPEN | CLOSED | LP STEAM HEADER VENT | HLS | no data | no data | no data |  | HRSG
1826.0 | LP steam header vents | 01-VLPS123 | Pipe Rack 2nd | no data | CLOSED | OPEN | LP STEAM DRIP LEG | HLS | no data | no data | no data |  | HRSG
1827.0 | 2 pressure transmitters (before stop) | 01-VLPS142 | ST lower | no data | CLOSED | OPEN | LP STEAM HEADER PI ISOLATION | LPS | no data | no data | no data |  | PT
1828.0 | LP STEAM BYPASS PIT LPS110B MANUAL ISO | 01-VLPS147 | U1 DRAINS TANK PIPERACK | no data | CLOSED | OPEN | no data | no data | no data | no data | no data | no data | no data
1829.0 | LP STEAM BYPASS PIT LPS110A MANUAL ISO | 01-VLPS161 | U1 DRAINS TANK PIPERACK | no data | CLOSED | OPEN | no data | no data | no data | no data | no data | no data | no data
5352.0 | VIBRATION MONITOR CAB POWER 1 | 01-VMS-CPL-01 | HRSG 1 U1 UPS PANEL, BR4 | no data | OPEN | CLOSED | no data | no data | no data | no data | no data | no data | no data
5372.0 | VIBRATION MONITOR CAB POWER 2 | 01-VMS-CPL-01 | HRSG 1 U2 UPS PANEL, BR4 | no data | OPEN | CLOSED | no data | no data | no data | no data | no data | no data | no data
1830.0 | UNIT 1 SAMPLE PANEL HP BLOWDOWN HEADER DRAIN ISOLATION VALVE | 01-VSMP100 |  | no data | OPEN | CLOSED | no data | no data | no data | no data | no data | no data | no data
1831.0 | HP CONTROL VALVE HP STEM LEAK CHECK VALVE | 01-VSTP100 |  | no data | CLOSED | OPEN | no data | no data | no data | no data | no data | no data | no data
1832.0 | HP STOP VALVE HP STEM LEAK CHECK VALVE | 01-VSTP101 |  | no data | CLOSED | OPEN | no data | no data | no data | no data | no data | no data | no data
1833.0 | HP STEM LEAK TO CRH CHECK VALVE | 01-VSTP102 |  | no data | CLOSED | OPEN | no data | no data | no data | no data | no data | no data | no data
1834.0 | HP STEM LEAK TO HP DRN TANK CHECK VALVE | 01-VSTP103 |  | no data | CLOSED | OPEN | no data | no data | no data | no data | no data | no data | no data
1835.0 | HPS after seat drain | 01-VSTP104 | ST lower | no data | OPEN | CLOSED | HP STEAM INLET PIPE DRAIN MANUAL ISOLATION | HPS | no data | no data | no data |  | no data
1836.0 | HP SV/CV seat drain | 01-VSTP105 | ST upper East | no data | OPEN | CLOSED | CMV SEAT DRAIN MANUAL ISOLATION | STP | no data | no data | no data |  | ST
1837.0 | HRH after seat drain AOV iso | 01-VSTP106 | ST lower East | no data | OPEN | CLOSED | IP STEAM INLET PIPE DRAIN MANUAL ISOLATION | HRH | no data | no data | no data |  | no data
1838.0 | HRH SV/CV seat drain AOV iso | 01-VSTP107 | ST upper East | no data | OPEN | CLOSED | CRV SEAT DRAIN MANUAL ISOLATION | STP | no data | no data | no data |  | ST
1839.0 | LP STEAM STRAINER DRAIN MANUAL ISOLATION | 01-VSTP108 |  | no data | OPEN | CLOSED | no data | no data | no data | no data | no data | no data | no data
1840.0 | LP STEAM INLET PIPE DRAIN MANUAL ISOLATION | 01-VSTP109 |  | no data | OPEN | CLOSED | no data | no data | no data | no data | no data | no data | no data
1841.0 | HP DT PIT | 01-VSTP110 | ST Drains Tank area | no data | CLOSED | OPEN | INSTRUMENT | STP | no data | no data | no data |  | PT
1842.0 | HP DT Level Transmitters | 01-VSTP111 | ST Drains Tank area | no data | CLOSED | OPEN | INSTRUMENT | STP | no data | no data | no data |  | LT
1843.0 | HP DT Level Transmitters | 01-VSTP112 | ST Drains Tank area | no data | CLOSED | OPEN | INSTRUMENT | STP | no data | no data | no data |  | LT
1844.0 | HP DT Drain to LP DT CV iso | 01-VSTP113 | ST Drains Tank area | no data | OPEN | CLOSED | HP ST DRAINS TANK DRAIN ISOLATION | STP | no data | no data | no data |  | HP DT
1845.0 | HP DT Drain before CV | 01-VSTP114 | ST Drains Tank area | no data | OPEN | CLOSED | DRAIN | STP | no data | no data | no data |  | HP DT
1846.0 | HP DT Drain to LP DT CV iso | 01-VSTP115 | ST Drains Tank area | no data | OPEN | CLOSED | HP ST DRAINS TANK DRAIN ISOLATION | STP | no data | no data | no data |  | HP DT
1847.0 | HP DT Drain | 01-VSTP116 | ST Drains Tank area | no data | OPEN | CLOSED | DRAIN | STP | no data | no data | no data |  | HP DT
1848.0 | DT pump A suction vent | 01-VSTP117 | ST Drains Tank area | no data | OPEN | CLOSED | GLAND STEAM CONDENSER DRAIN ISOLATION | STP | no data | no data | no data |  | ST DT pump
1849.0 | DT pump A suction drain | 01-VSTP118 | ST Drains Tank area | no data | OPEN | CLOSED | DRAIN | STP | no data | no data | no data |  | ST DT pump
1850.0 | GSC drain to funnel | 01-VSTP119 | ST lower East | no data | OPEN | CLOSED | GSC EMERGENCY LOOP SEAL DRAIN ISOLATION | STP | no data | no data | no data |  | GS condenser
1851.0 | GSC drain isolation before and after trap | 01-VSTP120 | ST lower East | no data | OPEN | CLOSED | GLAND STEAM CONDENSER STEAM TRAP DRAIN ISOLATION | STP | no data | no data | no data |  | GS condenser
1852.0 | GSC drain isolation before and after trap | 01-VSTP121 | ST lower East | no data | OPEN | CLOSED | GLAND STEAM CONDENSER STEAM TRAP DRAIN ISOLATION | STP | no data | no data | no data |  | GS condenser
1853.0 | GSC drain trap strainer drain | 01-VSTP122 | ST lower | no data | OPEN | CLOSED | GLAND STEAM CONDENSER STEAM TRAP STRAINER DRAIN ISOLATION | STP | no data | no data | no data |  | ST seals
1854.0 | GSC drain trap bypass | 01-VSTP123 | ST lower | no data | OPEN | CLOSED | GLAND STEAM CONDENSER STEAM TRAP BYPASS THROTTLIING | STP | no data | no data | no data |  | ST seals
1855.0 | DT pump B suction drain | 01-VSTP124 | ST Drains Tank area | no data | OPEN | CLOSED | DRAIN | STP | no data | no data | no data |  | ST DT pump
1856.0 | GS Exhauster A outlet | 01-VSTP125 | ST upper West | no data | CLOSED | OPEN | GSC FAN EXHAUST CHECK VALVE | STP | no data | no data | no data |  | ST seals
1857.0 | DT pump B suction vent | 01-VSTP126 | ST Drains Tank area | no data | OPEN | CLOSED | VENT | STP | no data | no data | no data |  | ST DT pump
1858.0 | GS spill over CV iso | 01-VSTP127 | ST lower | no data | CLOSED | OPEN | GLAND STEAM SPILLOVER CONTROL VALVE ISOLATION | STP | no data | no data | no data |  | ST seals
1859.0 | GSC FAN EXHAUST CHECK VALVE | 01-VSTP128 |  | no data | CLOSED | OPEN | no data | no data | no data | no data | no data | no data | no data
1860.0 | GS spill over CV iso | 01-VSTP129 | ST lower | no data | CLOSED | OPEN | GLAND STEAM SPILLOVER CONTROL VALVE ISOLATION | STP | no data | no data | no data |  | ST seals
1861.0 | HP DT Drain before CV | 01-VSTP130 | ST Drains Tank area | no data | OPEN | CLOSED | DRAIN | STP | no data | no data | no data |  | HP DT
1862.0 | GS header PT | 01-VSTP131 | ST lower | no data | CLOSED | OPEN | INSTRUMENT | STP | no data | no data | no data |  | ST seals
1863.0 | GS spill over CV bypass | 01-VSTP132 | ST lower | no data | CLOSED | CLOSED | GLAND STEAM SPILLOVER CONTROL VALVE BYPASS | STP | no data | no data | no data |  | ST seals
1864.0 | GS header PT | 01-VSTP133 | ST lower | no data | CLOSED | OPEN | INSTRUMENT | STP | no data | no data | no data |  | ST seals
1865.0 | HP DT Level Transmitters | 01-VSTP134 | ST Drains Tank area | no data | CLOSED | OPEN | INSTRUMENT | STP | no data | no data | no data |  | LT
1866.0 | HP DT Level Transmitters | 01-VSTP135 | ST Drains Tank area | no data | CLOSED | OPEN | INSTRUMENT | STP | no data | no data | no data |  | LT
1867.0 | INSTRUMENT | 01-VSTP136 |  | no data | CLOSED | OPEN | no data | no data | no data | no data | no data | no data | no data
1868.0 | GSC drain trap vent | 01-VSTP137 | ST lower | no data | CLOSED | OPEN | GLAND STEAM CONDENSER STEAM TRAP EQUALIZING ISOLATION | STP | no data | no data | no data |  | ST seals
1869.0 | DRAIN ISOLATION | 01-VSTP138 |  | no data | OPEN | CLOSED | no data | no data | no data | no data | no data | no data | no data
1870.0 | Seals/stem leak off to GSC drain | 01-VSTP139 | ST lower | no data | OPEN | CLOSED | DRAIN ISOLATION | STP | no data | no data | no data |  | Gland Steam
1871.0 | Seals/stem leak off to GSC drain | 01-VSTP140 | ST lower | no data | OPEN | CLOSED | DRAIN ISOLATION | STP | no data | no data | no data |  | Gland Steam
1872.0 | LP DT PIT | 01-VSTP141 | ST Drains Tank area | no data | CLOSED | OPEN | INSTRUMENT | STP | no data | no data | no data |  | PT
1873.0 | INSTRUMENT | 01-VSTP142 |  | no data | CLOSED | OPEN | no data | no data | no data | no data | no data | no data | no data
1874.0 | LP DT LT | 01-VSTP143 | ST Drains Tank area | no data | CLOSED | OPEN | INSTRUMENT | STP | no data | no data | no data |  | LT
1875.0 | LP DT LT | 01-VSTP144 | ST Drains Tank area | no data | CLOSED | OPEN | INSTRUMENT | STP | no data | no data | no data |  | LT
1876.0 | DRAIN ISOLATION | 01-VSTP145 |  | no data | OPEN | CLOSED | no data | no data | no data | no data | no data | no data | no data
1877.0 | GS Exhauster drains | 01-VSTP146 | ST lower | no data | OPEN | CLOSED | DRAIN ISOLATION | STP | no data | no data | no data |  | ST seals
1878.0 | GS Exhauster drains | 01-VSTP147 | ST lower | no data | OPEN | CLOSED | DRAIN ISOLATION | STP | no data | no data | no data |  | ST seals
1879.0 | GS supply CV isolations | 01-VSTP148 | ST upper West | no data | CLOSED | OPEN | INSTRUMENT | STP | no data | no data | no data |  | ST seals
1880.0 | GS supply CV isolations | 01-VSTP149 | ST upper West | no data | CLOSED | OPEN | INSTRUMENT | STP | no data | no data | no data |  | ST seals
1881.0 | LP DT LT | 01-VSTP150 | ST Drains Tank area | no data | CLOSED | OPEN | INSTRUMENT | STP | no data | no data | no data |  | LT
1882.0 | LP DT LT | 01-VSTP151 | ST Drains Tank area | no data | CLOSED | OPEN | INSTRUMENT | STP | no data | no data | no data |  | LT
1883.0 | LP DT drain | 01-VSTP152 | ST Drains Tank area | no data | OPEN | CLOSED | DRAIN | STP | no data | no data | no data |  | LP DT
1884.0 | GS Exhauster drains | 01-VSTP153 | ST lower | no data | OPEN | CLOSED | DRAIN ISOLATION | STP | no data | no data | no data |  | ST seals
1885.0 | GS Exhauster drains | 01-VSTP154 | ST lower | no data | CLOSED | OPEN | LP STEAM DRAINS PUMP A SUCTION ISOLATION | STP | no data | no data | no data |  | ST seals
1886.0 | DT pump A suction strainer PDT | 01-VSTP155 | ST Drains Tank area | no data | CLOSED | OPEN | INSTRUMENT | STP | no data | no data | no data |  | PT
1887.0 | DT pump A suction strainer PDT | 01-VSTP156 | ST Drains Tank area | no data | CLOSED | OPEN | INSTRUMENT | STP | no data | no data | no data |  | PT
1888.0 | DT pump A suction vent | 01-VSTP157 | ST Drains Tank area | no data | OPEN | CLOSED | VENT | STP | no data | no data | no data |  | ST DT pump
1889.0 | DT pump A suction drain | 01-VSTP158 | ST Drains Tank area | no data | OPEN | CLOSED | DRAIN | STP | no data | no data | no data |  | ST DT pump
1890.0 | GS mist separator orphis drain | 01-VSTP159 | ST lower | no data | OPEN | CLOSED | GLAND STEAM MIST SEPARATOR DRAIN ISOLATION | STP | no data | no data | no data |  | ST seals
1891.0 | INSTRUMENT | 01-VSTP160 |  | no data | CLOSED | OPEN | no data | no data | no data | no data | no data | no data | no data
1892.0 | DT pmup A vent | 01-VSTP161 | ST Drains Tank area | no data | OPEN | CLOSED | LP STEAM DRAINS PUMP A VENT ISOLATION | STP | no data | no data | no data |  | ST DT pump
1893.0 | INSTRUMENT | 01-VSTP162 |  | no data | CLOSED | OPEN | no data | no data | no data | no data | no data | no data | no data
1894.0 | LP STEAM DRAINS PUMP A DISCHARGE CHECK VALVE | 01-VSTP163 |  | no data | CLOSED | OPEN | no data | no data | no data | no data | no data | no data | no data
1895.0 | DT pmup A discharge drain | 01-VSTP164 | ST Drains Tank area | no data | OPEN | CLOSED | DRAIN | STP | no data | no data | no data |  | ST DT pump
1896.0 | DT pmup A discharge | 01-VSTP165 | ST Drains Tank area | no data | CLOSED | OPEN | LP STEAM DRAINS PUMP A DISCHARGE ISOLATION | VSTP | no data | no data | no data |  | ST DT pump
1897.0 | DT pump common discharge iso | 01-VSTP166 | ST Drains Tank area | no data | OPEN | CLOSED | VENT | VSTP | no data | no data | no data |  | ST DT pump
1898.0 | GS mist separator orphis bypass | 01-VSTP167 | ST lower | no data | CLOSED | CLOSED | GLAND STEAM MIST SEPARATOR DRAIN ORIFICE BYPASS | STP | no data | no data | no data |  | ST seals
1899.0 | DT pump B suction strainer PDT | 01-VSTP168 | ST Drains Tank area | no data | CLOSED | OPEN | INSTRUMENT | STP | no data | no data | no data |  | ST DT pump
1900.0 | DT pump B suction strainer PDT | 01-VSTP169 | ST Drains Tank area | no data | CLOSED | OPEN | INSTRUMENT | STP | no data | no data | no data |  | ST DT pump
1901.0 | DT pump B suction vent | 01-VSTP170 | ST Drains Tank area | no data | OPEN | CLOSED | VENT | STP | no data | no data | no data |  | ST DT pump
1902.0 | DT pump B suction drain | 01-VSTP171 | ST Drains Tank area | no data | OPEN | CLOSED | DRAIN | STP | no data | no data | no data |  | ST DT pump
1903.0 | PRIMING CONNECTION ISOLATION | 01-VSTP172 |  | no data | CLOSED | CLOSED | no data | no data | no data | no data | no data | no data | no data
1904.0 | INSTRUMENT | 01-VSTP173 |  | no data | CLOSED | OPEN | no data | no data | no data | no data | no data | no data | no data
1905.0 | DT pmup B vent | 01-VSTP174 | ST Drains Tank area | no data | OPEN | CLOSED | LP STEAM DRAINS PUMP B VENT ISOLATION | STP | no data | no data | no data |  | ST DT pump
1906.0 | INSTRUMENT | 01-VSTP175 |  | no data | CLOSED | OPEN | no data | no data | no data | no data | no data | no data | no data
1907.0 | LP STEAM DRAINS PUMP B DISCHARGE CHECK VALVE | 01-VSTP176 |  | no data | CLOSED | OPEN | no data | no data | no data | no data | no data | no data | no data
1908.0 | DT pmup B discharge drain | 01-VSTP177 | ST Drains Tank area | no data | OPEN | CLOSED | DRAIN | STP | no data | no data | no data |  | ST DT pump
1909.0 | DT pmup B discharge | 01-VSTP178 | ST Drains Tank area | no data | CLOSED | OPEN | LP STEAM DRAINS PUMP B DISCHARGE ISOLATION | VSTP | no data | no data | no data |  | ST DT pump
1910.0 | GS Exhauster B outlet | 01-VSTP179 | ST upper West | no data | CLOSED | OPEN | GSC FAN EXHAUST ISOLATION | STP | no data | no data | no data |  | ST seals
1911.0 | GSC FAN EXHAUST ISOLATION | 01-VSTP180 |  | no data | CLOSED | OPEN | no data | no data | no data | no data | no data | no data | no data
1912.0 | GS mist separator orphis drain | 01-VSTP181 | ST lower | no data | CLOSED | OPEN | GLAND STEAM MIST SEPARATOR DRAIN THROTTLE | STP | no data | no data | no data |  | ST seals
1913.0 | GS mist separator common drain | 01-VSTP182 | ST lower | no data | OPEN | CLOSED | GLAND STEAM MIST SEPARATOR DRAIN ISOLATION | STP | no data | no data | no data |  | ST seals
1914.0 | GS header drain | 01-VSTP183 | ST lower | no data | CLOSED | OPEN | GLAND STEAM HEADER DRAIN ISOLATION | STP | no data | no data | no data |  | ST seals
1915.0 | GS header drain | 01-VSTP184 | ST lower | no data | CLOSED | OPEN | GLAND STEAM HEADER DRAIN THROTTLE | STP | no data | no data | no data |  | ST seals
1916.0 | GS header drain | 01-VSTP185 | ST lower | no data | OPEN | CLOSED | GLAND STEAM HEADER DRAIN ISOLATION | STP | no data | no data | no data |  | ST seals
1917.0 | HP DT Level Transmitters | 01-VSTP195 | ST Drains Tank area | no data | CLOSED | OPEN | INSTRUMENT | STP | no data | no data | no data |  | LT
1918.0 | HP DT Level Transmitters | 01-VSTP196 | ST Drains Tank area | no data | CLOSED | OPEN | INSTRUMENT | STP | no data | no data | no data |  | LT
1919.0 | HP DT Drain to LP DT CV iso | 01-VSTP370 | ST Drains Tank area | no data | OPEN | CLOSED | HP ST DRAINS TANK DRAIN ISOLATION | STP | no data | no data | no data |  | HP DT
1920.0 | HP DT Drain to LP DT CV iso | 01-VSTP371 | ST Drains Tank area | no data | OPEN | CLOSED | HP ST DRAINS TANK DRAIN ISOLATION | STP | no data | no data | no data |  | HP DT
1921.0 | DT pump discharge vent | 01-VSTP386 | ST Drains Tank area | no data | CLOSED | OPEN | CONDENSATE RECEIVER TANK ISOLATION | STP | no data | no data | no data |  | ST DT pump
5589.0 | DT pump discharge vent | 01-VSTP386 | ST Drains Tank area | no data | CLOSED | OPEN | CONDENSATE RECEIVER TANK ISOLATION | STP | no data | no data | no data |  | ST DT pump
1922.0 | BD tank sump pump flush water | 01-VSWS100 | HRSG NE | no data | CLOSED | OPEN | BEARING FLUSH ISOLATION | HBD | no data | no data | no data |  | BDT
1923.0 | SW to BDT flow meter | 01-VSWS101 | HRSG NE | no data | CLOSED | OPEN | INSTRUMENTATION | HBD | no data | no data | no data |  | BDT
1924.0 | SW to BDT flow meter | 01-VSWS102 | HRSG NE | no data | CLOSED | OPEN | INSTRUMENTATION | HBD | no data | no data | no data |  | BDT
1925.0 | VACUUM PUMP MAKEUP ISOLATION | 01-VSWS103 |  | no data | CLOSED | OPEN | no data | no data | no data | no data | no data | no data | no data
1926.0 | VACUUM PUMP MAKEUP ISOLATION | 01-VSWS104 |  | no data | CLOSED | OPEN | no data | no data | no data | no data | no data | no data | no data
1927.0 | VACUUM PUMP MAKEUP ISOLATION | 01-VSWS105 |  | no data | CLOSED | OPEN | no data | no data | no data | no data | no data | no data | no data
1928.0 | FIN TUBE CLEANING SKID ISOLATION | 01-VSWS106 |  | no data | CLOSED | CLOSED | no data | no data | no data | no data | no data | no data | no data
1929.0 | SW to BDT quenching drain | 01-VSWS108 | HRSG NE | no data | OPEN | CLOSED | DRAIN | HBD | no data | no data | no data |  | BDT
1930.0 | SW to HRSG sump pit quenching iso | 01-VSWS109 | HRSG NE | no data | CLOSED | OPEN | UNIT 1 HRSG BLOWDOWN SUMP QUENCH ISOLATION | HBD | no data | no data | no data |  | BDT
1931.0 | SW to HRSG sump pit quenching drain | 01-VSWS110 | HRSG NE | no data | OPEN | CLOSED | DRAIN | HBD | no data | no data | no data |  | BDT
1932.0 | SW to BDT quenching iso | 01-VSWS111 | HRSG NE | no data | CLOSED | OPEN | UNIT 1 HRSG BLOWDOWN TANK/SUMP QUENCH ISOLATION | HBD | no data | no data | no data |  | BDT
1933.0 | VACUUM PUMP MAKEUP ISOLATION | 01-VSWS115 |  | no data | CLOSED | OPEN | no data | no data | no data | no data | no data | no data | no data
1934.0 | VACUUM PUMP MAKEUP ISOLATION | 01-VSWS118 |  | no data | CLOSED | OPEN | no data | no data | no data | no data | no data | no data | no data
1935.0 | OIL IN WATER ANALYZER ISOLATION VALVE | 01-VWDR100 |  | no data | CLOSED | OPEN | no data | no data | no data | no data | no data | no data | no data
1936.0 | VENT | 01-VWDR137 |  | no data | OPEN | CLOSED | no data | no data | no data | no data | no data | no data | no data
4040.0 | UNIT 1 OIL/WATER SEPERATOR PWR 480VAC | 01-WDR-CPL-01 | 01-LVB-PPL-1114 BR 4 OUTSIDE HRSG SWG ENCLOSURE | 480 V CIRCUIT BREACKER | OPEN | CLOSED | no data | no data | no data | no data | no data | no data | no data
4113.0 | UNIT 1 OIL-IN-WATER ANALYZER PWR 120VAC | 01-WDR-PNL-02 | 01-LVD-PPL-2111 BR 1 INSIDE HRSG SWG ENCLOSURE | 208/120VAC CIRCUIT BREAKER | OPEN | CLOSED | no data | no data | no data | no data | no data | no data | no data
5667.0 | IP Steam Drain PCV | 01-YCV-HIS905 | Under HRSG | no data | CLOSED | OPEN | no data | no data | no data | no data | no data | no data | no data
5669.0 | LP steam drains control valve | 01-YCV-HLS910 | Under HRSG | no data | OPEN | CLOSED | no data | no data | no data | no data | no data | no data | no data
6376.0 | U1 LRVP A non condensable inlet isolation valve | 01-YV-883 | U1 VACUUM PUMP AREA | Valve | CLOSED | AUTO | no data | no data | no data | no data | no data | no data | no data
6390.0 | U1 LRVP "B" non condensable inlet isolation valve | 01-YV-890 | U1 VACUUM PUMP AREA | Valve | CLOSED | AUTO | no data | no data | no data | no data | no data | no data | no data
6426.0 | U1 LRVP "B" non condensable inlet isolation valve | 01-YV-890 | U1 VACUUM PUMP AREA | Valve | CLOSED | AUTO | no data | no data | no data | no data | no data | no data | no data
6402.0 | U1 LRVP "C" non condensable inlet isolation valve | 01-YV-898 | U1 VACUUM PUMP AREA | Valve | CLOSED | AUTO | no data | no data | no data | no data | no data | no data | no data
6414.0 | U1 LRVP "D" non condensable inlet isolation valve | 01-YV-906 | U1 VACUUM PUMP AREA | Valve | CLOSED | AUTO | no data | no data | no data | no data | no data | no data | no data
1937.0 | TCA COOLER INLET EMERGENCY SHUTOFF | 01-YV-BFW309 |  | no data | CLOSED | OPEN | no data | no data | no data | no data | no data | no data | no data
1938.0 | CTA COOLER BFW SUPPLY STARTUP VALVE | 01-YV-BFW319 |  | no data | CLOSED | OPEN | no data | no data | no data | no data | no data | no data | no data
1939.0 | FGH UPSTREAM BFW EMERGENCY SHUTOFF | 01-YV-BFW409 |  | no data | CLOSED | OPEN | no data | no data | no data | no data | no data | no data | no data
1940.0 | FG HX BFW SUPPLY STARTUP VALVE | 01-YV-BFW419 |  | no data | CLOSED | OPEN | no data | no data | no data | no data | no data | no data | no data
1941.0 | FGH BFW OUTLET EMERGENCY SHUTOFF | 01-YV-BFW445 |  | no data | CLOSED | OPEN | no data | no data | no data | no data | no data | no data | no data
1942.0 | HPS ATTEMP SPRAY IP FEEDWATER BLOCK VALVE | 01-YV-BFW705 |  | no data | CLOSED | OPEN | no data | no data | no data | no data | no data | no data | no data
1943.0 | HPS ATTEMP SPRAY HP FEEDWATER BLOCK VALVE | 01-YV-BFW715 |  | no data | CLOSED | OPEN | no data | no data | no data | no data | no data | no data | no data
1944.0 | HRH FINAL ATTEMP SPRAY IP FEEDWATER BLOCK VALVE | 01-YV-BFW735 |  | no data | CLOSED | OPEN | no data | no data | no data | no data | no data | no data | no data
1945.0 | CRH LETDOWN PCV SPRAY BLOCK VALVE | 01-YV-BFW745 | U1 PIPE RACK 3RD LEVEL | no data | CLOSED | OPEN | no data | no data | no data | no data | no data | no data | no data
1946.0 | CRH LETDOWN PCV SPRAY BLOCK VALVE | 01-YV-BFW757 | U1 PIPE RACK 3RD LEVEL | no data | CLOSED | OPEN | no data | no data | no data | no data | no data | no data | no data
6727.0 | MAIN GAS AUTO BLOCK | 01-YV-BUR850 | U1 duct burners | no data | CLOSED | OPEN | no data | no data | no data | no data | no data | no data | no data
1947.0 | CND SYSTEM EMERGENCY DUMP VALVE | 01-YV-CND441 |  | no data | CLOSED | OPEN | no data | no data | no data | no data | no data | no data | no data
1948.0 | ECA COOLER LOOP SUPPLY AUTOMATIC ISOLATION | 01-YV-CND509 |  | no data | CLOSED | OPEN | no data | no data | no data | no data | no data | no data | no data
1949.0 | ECA COOLER LOOP RETURN AUTOMATIC ISOLATION | 01-YV-CND571 |  | no data | CLOSED | OPEN | no data | no data | no data | no data | no data | no data | no data
1950.0 | HRH BYPASS SPRAY SUPPLY AUTOMATIC BLOCK | 01-YV-CND702 |  | no data | CLOSED | OPEN | no data | no data | no data | no data | no data | no data | no data
1951.0 | CRH VENTILATOR SPRAY AUTOMATIC BLOCK | 01-YV-CND705 |  | no data | CLOSED | OPEN | no data | no data | no data | no data | no data | no data | no data
1952.0 | GLAND STEAM DSH SPRAY SUPPLY AUTOMATIC BLOCK | 01-YV-CND721 |  | no data | CLOSED | OPEN | no data | no data | no data | no data | no data | no data | no data
1953.0 | LP BYPASS VALVE SPRAY SUPPLY AUTOMATIC BLOCK | 01-YV-CND725 |  | no data | CLOSED | OPEN | no data | no data | no data | no data | no data | no data | no data
1954.0 | CONDENSER EMERGENCY MAKEUP ON/OFF | 01-YV-DWS719 |  | no data | CLOSED | OPEN | no data | no data | no data | no data | no data | no data | no data
5657.0 | LP bypass warm up valve | 01-YV-LPS100A | TURBINE BUILDING | Valve | CLOSED | OPEN | no data | no data | no data | no data | no data | no data | no data
1955.0 | HP ST DRAINS TANK DRAIN ON/OFF | 01-YV-STP131 |  | no data | CLOSED | OPEN | no data | no data | no data | no data | no data | no data | no data
1956.0 | HP ST DRAINS TANK DRAIN ON/OFF | 01-YV-STP132 |  | no data | CLOSED | OPEN | no data | no data | no data | no data | no data | no data | no data
1957.0 | UNIT 1 OWS AUTOMATIC ISOLATION VALVE | 01-YV-WDR110 |  | no data | CLOSED | OPEN | no data | no data | no data | no data | no data | no data | no data
6011.0 | U2 "E" Seal water supply to vacuum pump | 02-ARM-917A | U2 Vaccuum pump E | Valve | CLOSED | OPEN | no data | no data | no data | no data | no data | no data | no data
4511.0 | CONV. RECPTS UNIT 2 PIPE RACK GROUND LEVEL | 02-0101-R1 | 02-LVD-PPL-2211, BR27OUTSIDE HRSG SWG ENCLOSURE | 208/120VAC CIRCUIT BREAKER | OPEN | CLOSED | no data | no data | no data | no data | no data | no data | no data
4497.0 | CONVENIENCE RECPT UNIT 2 HRSG GROUND LEVEL | 02-0201-R1 | 02-LVD-PPL-2211, BR4OUTSIDE HRSG SWG ENCLOSURE | 208/120VAC CIRCUIT BREAKER | OPEN | CLOSED | no data | no data | no data | no data | no data | no data | no data
4410.0 | CONVENIENCE RECPTS HRSG 2 PLATFORMS | 02-0301-R1 | 02-LVD-PPL-12121, BR 29 TOP OF HRSG HP DRUM | 208/120VAC CIRCUIT BREAKER | OPEN | CLOSED | no data | no data | no data | no data | no data | no data | no data
4495.0 | CONVENIENCE RECPTS UNIT 2 PIPE RACK | 02-0401-R1 | 02-LVD-PPL-2211, BR2OUTSIDE HRSG SWG ENCLOSURE | 208/120VAC CIRCUIT BREAKER | OPEN | CLOSED | no data | no data | no data | no data | no data | no data | no data
4915.0 | CONVENIENCE RECPTS UNIT 1 ACC GROUND LEVEL | 02-0501-R1 | 02-LVD-PPL-261, BR42ACC MCC ENCLOSURE | 208/120VAC CIRCUIT BREAKER | OPEN | CLOSED | no data | no data | no data | no data | no data | no data | no data
4910.0 | CONVENIENCE RECPTS UNIT 2 ACC UPPER DECK | 02-0601-R1 | 02-LVD-PPL-261, BR26ACC MCC ENCLOSURE | 208/120VAC CIRCUIT BREAKER | OPEN | CLOSED | no data | no data | no data | no data | no data | no data | no data
4897.0 | CONVENIENCE RECPTS UNIT 2 ACC UPPER DECK | 02-0701-R1 | 02-LVD-PPL-261, BR27ACC MCC ENCLOSURE | 208/120VAC CIRCUIT BREAKER | OPEN | CLOSED | no data | no data | no data | no data | no data | no data | no data
4911.0 | CONVENIENCE RECPTS UNIT 2 ACC UPPER DECK | 02-0801-R1 | 02-LVD-PPL-261, BR28ACC MCC ENCLOSURE | 208/120VAC CIRCUIT BREAKER | OPEN | CLOSED | no data | no data | no data | no data | no data | no data | no data
4898.0 | CONVENIENCE RECPTS UNIT 2 ACC UPPER DECK | 02-0901-R1 | 02-LVD-PPL-261, BR29ACC MCC ENCLOSURE | 208/120VAC CIRCUIT BREAKER | OPEN | CLOSED | no data | no data | no data | no data | no data | no data | no data
4533.0 | CONVENIENCE RECPTS UNIT 2 TURBINE BLDG | 02-1001-R1 | 02-LVD-PPL-22111, BR29NE CORNER TURNBINE BLDG | 208/120VAC CIRCUIT BREAKER | OPEN | CLOSED | no data | no data | no data | no data | no data | no data | no data
4534.0 | CONVENIENCE RECPTS UNIT 2 TURBINE BLDG | 02-1101-R1 | 02-LVD-PPL-22111, BR30NE CORNER TURNBINE BLDG | 208/120VAC CIRCUIT BREAKER | OPEN | CLOSED | no data | no data | no data | no data | no data | no data | no data
4512.0 | CONVENIENCE RECPT AT UNIT 2 ACHE 120VAC | 02-1201-R | 02-LVD-PPL-2211, BR28OUTSIDE HRSG SWG ENCLOSURE | 208/120VAC CIRCUIT BREAKER | OPEN | CLOSED | no data | no data | no data | no data | no data | no data | no data
4555.0 | UNIT 2 DRAINS TANK AREA CONVENIENCE RECP | 02-1301-R1 | 02-LVB-PPL-22113, BR10 SW TURBINE DECK | 480 V CIRCUIT BREACKER | OPEN | CLOSED | no data | no data | no data | no data | no data | no data | no data
4553.0 | UNIT 2 DRAINS TANK AREA DECK LIGHTS 120VAC | 02-2701-W2 | 02-LVB-PPL-22113, BR8 SW TURBINE DECK | 480 V CIRCUIT BREACKER | OPEN | CLOSED | no data | no data | no data | no data | no data | no data | no data
4532.0 | UNIT 1 TURBINE BLDG VENT FAN PLATFORM LIGHTS | 02-3001-W2 | 02-LVD-PPL-22111, BR28NE CORNER TURNBINE BLDG | 208/120VAC CIRCUIT BREAKER | OPEN | CLOSED | no data | no data | no data | no data | no data | no data | no data
4559.0 | UNIT 1 GCB PLATFORM LIGHTS | 02-3301-M1 | 02-LVB-PPL-22113, BR15SW TURBINE DECK | 480 V CIRCUIT BREACKER | OPEN | CLOSED | no data | no data | no data | no data | no data | no data | no data
4569.0 | UNIT 2 TURBINE BLDG EMERGENCY LIGHTING | 02-4001-E2 | 02-LVB-PPL-22113, BR31 SW TURBINE DECK | 480 V CIRCUIT BREACKER | OPEN | CLOSED | no data | no data | no data | no data | no data | no data | no data
4570.0 | UNIT 2 TURBINE BLDG EMERGENCY LIGHTING | 02-4101-E5 | 02-LVB-PPL-22113, BR32 SW TURBINE DECK | 480 V CIRCUIT BREACKER | OPEN | CLOSED | no data | no data | no data | no data | no data | no data | no data
4774.0 | UNIT 2 ACC FAN GEARBOX OIL COOLER 01A | 02-ACC-HEX-01A | 02-ACC-MCC-141, CUBICLE17FB | 480 V MOLDED CASE BREAKER | OPEN | CLOSED | no data | no data | no data | no data | no data | no data | no data
4783.0 | UNIT 2 ACC FAN GEARBOX OIL COOLER 01B | 02-ACC-HEX-01B | 02-ACC-MCC-241, BR2FH | 480 V MOLDED CASE BREAKER | OPEN | CLOSED | no data | no data | no data | no data | no data | no data | no data
4775.0 | UNIT 2 ACC FAN GEARBOX OIL COOLER 01C | 02-ACC-HEX-01C | 02-ACC-MCC-141, CUBICLE17FD | 480 V MOLDED CASE BREAKER | OPEN | CLOSED | no data | no data | no data | no data | no data | no data | no data
4784.0 | UNIT 2 ACC FAN GEARBOX OIL COOLER 01D | 02-ACC-HEX-01D | 02-ACC-MCC-241, BR2FK | 480 V MOLDED CASE BREAKER | OPEN | CLOSED | no data | no data | no data | no data | no data | no data | no data
4776.0 | UNIT 2 ACC FAN GEARBOX OIL COOLER 01E | 02-ACC-HEX-01E | 02-ACC-MCC-141, CUBICLE17FF | 480 V MOLDED CASE BREAKER | OPEN | CLOSED | no data | no data | no data | no data | no data | no data | no data
4785.0 | UNIT 2 ACC FAN GEARBOX OIL COOLER 01F | 02-ACC-HEX-01F | 02-ACC-MCC-241, BR2FM | 480 V MOLDED CASE BREAKER | OPEN | CLOSED | no data | no data | no data | no data | no data | no data | no data
4780.0 | UNIT 2 ACC FAN GEARBOX OIL COOLER 02A | 02-ACC-HEX-02A | 02-ACC-MCC-241, BR2FB | 480 V MOLDED CASE BREAKER | OPEN | CLOSED | no data | no data | no data | no data | no data | no data | no data
4777.0 | UNIT 2 ACC FAN GEARBOX OIL COOLER 02B | 02-ACC-HEX-02B | 02-ACC-MCC-141, CUBICLE17FH | 480 V MOLDED CASE BREAKER | OPEN | CLOSED | no data | no data | no data | no data | no data | no data | no data
4781.0 | UNIT 2 ACC FAN GEARBOX OIL COOLER 02C | 02-ACC-HEX-02C | 02-ACC-MCC-241, BR2FD | 480 V MOLDED CASE BREAKER | OPEN | CLOSED | no data | no data | no data | no data | no data | no data | no data
4778.0 | UNIT 2 ACC FAN GEARBOX OIL COOLER 02D | 02-ACC-HEX-02D | 02-ACC-MCC-141 | 480 V MOLDED CASE BREAKER | OPEN | CLOSED | no data | no data | no data | no data | no data | no data | no data
4782.0 | UNIT 2 ACC FAN GEARBOX OIL COOLER 02E | 02-ACC-HEX-02E | 02-ACC-MCC-241, BR2FF | 480 V MOLDED CASE BREAKER | OPEN | CLOSED | no data | no data | no data | no data | no data | no data | no data
4779.0 | UNIT 2 ACC FAN GEARBOX OIL COOLER 02F | 02-ACC-HEX-02F | 02-ACC-MCC-141 | 480 V MOLDED CASE BREAKER | OPEN | CLOSED | no data | no data | no data | no data | no data | no data | no data
4840.0 | UNIT 2 ACC FAN GEARBOX OIL COOLER 03A | 02-ACC-HEX-03A | 02-ACC-MCC-161, CUBICLE2FB | 480 V MOLDED CASE BREAKER | OPEN | CLOSED | no data | no data | no data | no data | no data | no data | no data
4862.0 | UNIT 2 ACC FAN GEARBOX OIL COOLER 03B | 02-ACC-HEX-03B | 02-ACC-MCC-261, CUBICLE2FH | 480 V MOLDED CASE BREAKER | OPEN | CLOSED | no data | no data | no data | no data | no data | no data | no data
4841.0 | UNIT 2 ACC FAN GEARBOX OIL COOLER 03C | 02-ACC-HEX-03C | 02-ACC-MCC-161, CUBICLE2FD | 480 V MOLDED CASE BREAKER | OPEN | CLOSED | no data | no data | no data | no data | no data | no data | no data
4863.0 | UNIT 2 ACC FAN GEARBOX OIL COOLER 03D | 02-ACC-HEX-03D | 02-ACC-MCC-261, CUBICLE2FK | 480 V MOLDED CASE BREAKER | OPEN | CLOSED | no data | no data | no data | no data | no data | no data | no data
4842.0 | UNIT 2 ACC FAN GEARBOX OIL COOLER 03E | 02-ACC-HEX-03E | 02-ACC-MCC-161, CUBICLE2FF | 480 V MOLDED CASE BREAKER | OPEN | CLOSED | no data | no data | no data | no data | no data | no data | no data
4864.0 | UNIT 2 ACC FAN GEARBOX OIL COOLER 03F | 02-ACC-HEX-03F | 02-ACC-MCC-261, CUBICLE2FM | 480 V MOLDED CASE BREAKER | OPEN | CLOSED | no data | no data | no data | no data | no data | no data | no data
4859.0 | UNIT 2 ACC FAN GEARBOX OIL COOLER 04A | 02-ACC-HEX-04A | 02-ACC-MCC-261, CUBICLE2FB | 480 V MOLDED CASE BREAKER | OPEN | CLOSED | no data | no data | no data | no data | no data | no data | no data
4843.0 | UNIT 2 ACC FAN GEARBOX OIL COOLER 04B | 02-ACC-HEX-04B | 02-ACC-MCC-161, CUBICLE2FH | 480 V MOLDED CASE BREAKER | OPEN | CLOSED | no data | no data | no data | no data | no data | no data | no data
4860.0 | UNIT 2 ACC FAN GEARBOX OIL COOLER 04C | 02-ACC-HEX-04C | 02-ACC-MCC-261, CUBICLE2FD | 480 V MOLDED CASE BREAKER | OPEN | CLOSED | no data | no data | no data | no data | no data | no data | no data
4844.0 | UNIT 2 ACC FAN GEARBOX OIL COOLER 04D | 02-ACC-HEX-04D | 02-ACC-MCC-161, CUBICLE2FK | 480 V MOLDED CASE BREAKER | OPEN | CLOSED | no data | no data | no data | no data | no data | no data | no data
4861.0 | UNIT 2 ACC FAN GEARBOX OIL COOLER 04E | 02-ACC-HEX-04E | 02-ACC-MCC-261, CUBICLE2FF | 480 V MOLDED CASE BREAKER | OPEN | CLOSED | no data | no data | no data | no data | no data | no data | no data
4845.0 | UNIT 2 ACC FAN GEARBOX OIL COOLER 04F | 02-ACC-HEX-04F | 02-ACC-MCC-161, CUBICLE2FM | 480 V MOLDED CASE BREAKER | OPEN | CLOSED | no data | no data | no data | no data | no data | no data | no data
5793.0 | UNIT 2 ACC FAN GRBX OIL HTR 01A | 02-ACC-HTR-01A | 02-LVD-PPL-2411, BR 13 outside of ACC MCC enclosure | 208/120VAC CIRCUIT BREAKER | OPEN | CLOSED | no data | no data | no data | no data | no data | no data | no data
5794.0 | UNIT 2 ACC FAN GRBX OIL HTR 01B | 02-ACC-HTR-01B | 02-LVD-PPL-2411, BR 15 outside of ACC MCC enclosure | 208/120VAC CIRCUIT BREAKER | OPEN | CLOSED | no data | no data | no data | no data | no data | no data | no data
5795.0 | UNIT 2 ACC FAN GRBX OIL HTR 01C | 02-ACC-HTR-01C | 02-LVD-PPL-2411, BR 17 outside of ACC MCC enclosure | 208/120VAC CIRCUIT BREAKER | OPEN | CLOSED | no data | no data | no data | no data | no data | no data | no data
5796.0 | UNIT 2 ACC FAN GRBX OIL HTR 01D | 02-ACC-HTR-01D | 02-LVD-PPL-2411, BR 19 outside of ACC MCC enclosure | 208/120VAC CIRCUIT BREAKER | OPEN | CLOSED | no data | no data | no data | no data | no data | no data | no data
5797.0 | UNIT 2 ACC FAN GRBX OIL HTR 01E | 02-ACC-HTR-01E | 02-LVD-PPL-2411, BR 21 outside of ACC MCC enclosure | 208/120VAC CIRCUIT BREAKER | OPEN | CLOSED | no data | no data | no data | no data | no data | no data | no data
5798.0 | UNIT 2 ACC FAN GRBX OIL HTR 01F | 02-ACC-HTR-01F | 02-LVD-PPL-2411, BR 23 outside of ACC MCC enclosure | 208/120VAC CIRCUIT BREAKER | OPEN | CLOSED | no data | no data | no data | no data | no data | no data | no data
5799.0 | UNIT 2 ACC FAN GRBX OIL HTR 02A | 02-ACC-HTR-02A | 02-LVD-PPL-2411, BR 25 outside of ACC MCC enclosure | 208/120VAC CIRCUIT BREAKER | OPEN | CLOSED | no data | no data | no data | no data | no data | no data | no data
5800.0 | UNIT 2 ACC FAN GRBX OIL HTR 02B | 02-ACC-HTR-02B | 02-LVD-PPL-2411, BR 27 outside of ACC MCC enclosure | 208/120VAC CIRCUIT BREAKER | OPEN | CLOSED | no data | no data | no data | no data | no data | no data | no data
5801.0 | UNIT 2 ACC FAN GRBX OIL HTR 02C | 02-ACC-HTR-02C | 02-LVD-PPL-2411, BR 29 outside of ACC MCC enclosure | 208/120VAC CIRCUIT BREAKER | OPEN | CLOSED | no data | no data | no data | no data | no data | no data | no data
5802.0 | UNIT 2 ACC FAN GRBX OIL HTR 02D | 02-ACC-HTR-02D | 02-LVD-PPL-2411, BR 12 outside of ACC MCC enclosure | 208/120VAC CIRCUIT BREAKER | OPEN | CLOSED | no data | no data | no data | no data | no data | no data | no data
5803.0 | UNIT 2 ACC FAN GRBX OIL HTR 02E | 02-ACC-HTR-02E | 02-LVD-PPL-2411, BR 14 outside of ACC MCC enclosure | 208/120VAC CIRCUIT BREAKER | OPEN | CLOSED | no data | no data | no data | no data | no data | no data | no data
5804.0 | UNIT 2 ACC FAN GRBX OIL HTR 02F | 02-ACC-HTR-02F | 02-LVD-PPL-2411, BR 16 outside of ACC MCC enclosure | 208/120VAC CIRCUIT BREAKER | OPEN | CLOSED | no data | no data | no data | no data | no data | no data | no data
5805.0 | UNIT 2 ACC FAN GRBX OIL HTR 03A | 02-ACC-HTR-03A | 02-LVD-PPL-2411, BR 18 outside of ACC MCC enclosure | 208/120VAC CIRCUIT BREAKER | OPEN | CLOSED | no data | no data | no data | no data | no data | no data | no data
5806.0 | UNIT 2 ACC FAN GRBX OIL HTR 03B | 02-ACC-HTR-03B | 02-LVD-PPL-2411, BR 20 outside of ACC MCC enclosure | 208/120VAC CIRCUIT BREAKER | OPEN | CLOSED | no data | no data | no data | no data | no data | no data | no data
5807.0 | UNIT 2 ACC FAN GRBX OIL HTR 03C | 02-ACC-HTR-03C | 02-LVD-PPL-2411, BR 22 outside of ACC MCC enclosure | 208/120VAC CIRCUIT BREAKER | OPEN | CLOSED | no data | no data | no data | no data | no data | no data | no data
5808.0 | UNIT 2 ACC FAN GRBX OIL HTR 03D | 02-ACC-HTR-03D | 02-LVD-PPL-2411, BR 24 outside of ACC MCC enclosure | 208/120VAC CIRCUIT BREAKER | OPEN | CLOSED | no data | no data | no data | no data | no data | no data | no data
5809.0 | UNIT 2 ACC FAN GRBX OIL HTR 03E | 02-ACC-HTR-03E | 02-LVD-PPL-2411, BR 26 outside of ACC MCC enclosure | 208/120VAC CIRCUIT BREAKER | OPEN | CLOSED | no data | no data | no data | no data | no data | no data | no data
5810.0 | UNIT 2 ACC FAN GRBX OIL HTR 03F | 02-ACC-HTR-03F | 02-LVD-PPL-2411, BR 28 outside of ACC MCC enclosure | 208/120VAC CIRCUIT BREAKER | OPEN | CLOSED | no data | no data | no data | no data | no data | no data | no data
5811.0 | UNIT 2 ACC FAN GRBX OIL HTR 04A | 02-ACC-HTR-04A | 02-LVD-PPL-2411, BR 30 outside of ACC MCC enclosure | 208/120VAC CIRCUIT BREAKER | OPEN | CLOSED | no data | no data | no data | no data | no data | no data | no data
4818.0 | UNIT 2 ACC FAN GRBX OIL HTR 04B | 02-ACC-HTR-04B | 02-LVD-PPL-1412, BR15ACC MCC ENCLOSURE | 208/120VAC CIRCUIT BREAKER | OPEN | CLOSED | no data | no data | no data | no data | no data | no data | no data
4834.0 | UNIT 2 ACC FAN GRBX OIL HTR 04C | 02-ACC-HTR-04C | 02-LVD-PPL-1412, BR20ACC MCC ENCLOSURE | 208/120VAC CIRCUIT BREAKER | OPEN | CLOSED | no data | no data | no data | no data | no data | no data | no data
4896.0 | UNIT 2 ACC FAN GRBX OIL HTR 04D | 02-ACC-HTR-04D | 02-LVD-PPL-261, BR25ACC MCC ENCLOSURE | 208/120VAC CIRCUIT BREAKER | OPEN | CLOSED | no data | no data | no data | no data | no data | no data | no data
4907.0 | UNIT 2 ACC FAN GRBX OIL HTR 04E | 02-ACC-HTR-04E | 02-LVD-PPL-261, BR16ACC MCC ENCLOSURE | 208/120VAC CIRCUIT BREAKER | OPEN | CLOSED | no data | no data | no data | no data | no data | no data | no data
4909.0 | UNIT 2 ACC FAN GRBX OIL HTR 04F | 02-ACC-HTR-04F | 02-LVD-PPL-261, BR20ACC MCC ENCLOSURE | 208/120VAC CIRCUIT BREAKER | OPEN | CLOSED | no data | no data | no data | no data | no data | no data | no data
5473.0 | MCC 141 SHUNT TRIP POWER | 02-ACC-MCC-141 | ACC 2 U1 UPS PANEL 01-LVF-PPL-015, BR2 | no data | OPEN | CLOSED | no data | no data | no data | no data | no data | no data | no data
5479.0 | MCC 141 SHUNT TRIP POWER | 02-ACC-MCC-141 | ACC 2 U1 UPS PANEL 02-LVF-PPL-015, BR2 | no data | OPEN | CLOSED | no data | no data | no data | no data | no data | no data | no data
5471.0 | MCC 161 SHUNT TRIP POWER | 02-ACC-MCC-161 | ACC 2 U1 UPS PANEL 01-LVF-PPL-015, BR5 | no data | OPEN | CLOSED | no data | no data | no data | no data | no data | no data | no data
5478.0 | MCC 161 SHUNT TRIP POWER | 02-ACC-MCC-161 | ACC 2 U1 UPS PANEL 02-LVF-PPL-015, BR5 | no data | OPEN | CLOSED | no data | no data | no data | no data | no data | no data | no data
5474.0 | MCC 241 SHUNT TRIP POWER | 02-ACC-MCC-241 | ACC 2 U1 UPS PANEL 01-LVF-PPL-015, BR4 | no data | OPEN | CLOSED | no data | no data | no data | no data | no data | no data | no data
5480.0 | MCC 241 SHUNT TRIP POWER | 02-ACC-MCC-241 | ACC 2 U1 UPS PANEL 02-LVF-PPL-015, BR4 | no data | OPEN | CLOSED | no data | no data | no data | no data | no data | no data | no data
5475.0 | MCC 261 SHUNT TRIP POWER | 02-ACC-MCC-261 | ACC 2 U1 UPS PANEL 01-LVF-PPL-015, BR6 | no data | OPEN | CLOSED | no data | no data | no data | no data | no data | no data | no data
5481.0 | MCC 261 SHUNT TRIP POWER | 02-ACC-MCC-261 | ACC 2 U1 UPS PANEL 02-LVF-PPL-015, BR6 | no data | OPEN | CLOSED | no data | no data | no data | no data | no data | no data | no data
4757.0 | UNIT 2 ACC FAN 01A | 02-ACC-MFN-01A | 02-ACC-MCC-141, CUBICLE4FM | 480 V MOLDED CASE BREAKER | OPEN | CLOSED | no data | no data | no data | no data | no data | no data | no data
4791.0 | UNIT 2 ACC FAN 01B | 02-ACC-MFN-01B | 02-ACC-MCC-241, BR9FM | 480 V MOLDED CASE BREAKER | OPEN | CLOSED | no data | no data | no data | no data | no data | no data | no data
4758.0 | UNIT 2 ACC FAN 01C | 02-ACC-MFN-01C | 02-ACC-MCC-141, CUBICLE5FM | 480 V MOLDED CASE BREAKER | OPEN | CLOSED | no data | no data | no data | no data | no data | no data | no data
4792.0 | UNIT 2 ACC FAN 01D | 02-ACC-MFN-01D | 02-ACC-MCC-241, BR10FM | 480 V MOLDED CASE BREAKER | OPEN | CLOSED | no data | no data | no data | no data | no data | no data | no data
4759.0 | UNIT 2 ACC FAN 01E | 02-ACC-MFN-01E | 02-ACC-MCC-141, CUBICLE6FM | 480 V MOLDED CASE BREAKER | OPEN | CLOSED | no data | no data | no data | no data | no data | no data | no data
4793.0 | UNIT 2 ACC FAN 01F | 02-ACC-MFN-01F | 02-ACC-MCC-241, BR11FM | 480 V MOLDED CASE BREAKER | OPEN | CLOSED | no data | no data | no data | no data | no data | no data | no data
4788.0 | UNIT 2 ACC FAN 02A | 02-ACC-MFN-02A | 02-ACC-MCC-241, BR6FM | 480 V MOLDED CASE BREAKER | OPEN | CLOSED | no data | no data | no data | no data | no data | no data | no data
4760.0 | UNIT 2 ACC FAN 02B | 02-ACC-MFN-02B | 02-ACC-MCC-141, CUBICLE7FM | 480 V MOLDED CASE BREAKER | OPEN | CLOSED | no data | no data | no data | no data | no data | no data | no data
4789.0 | UNIT 2 ACC FAN 02C | 02-ACC-MFN-02C | 02-ACC-MCC-241, BR7FM | 480 V MOLDED CASE BREAKER | OPEN | CLOSED | no data | no data | no data | no data | no data | no data | no data
4761.0 | UNIT 2 ACC FAN 02D | 02-ACC-MFN-02D | 02-ACC-MCC-141, CUBICLE8FM | 480 V MOLDED CASE BREAKER | OPEN | CLOSED | no data | no data | no data | no data | no data | no data | no data
4790.0 | UNIT 2 ACC FAN 02E | 02-ACC-MFN-02E | 02-ACC-MCC-241, BR8FM | 480 V MOLDED CASE BREAKER | OPEN | CLOSED | no data | no data | no data | no data | no data | no data | no data
4762.0 | UNIT 2 ACC FAN 02F | 02-ACC-MFN-02F | 02-ACC-MCC-141, CUBICLE9FM | 480 V MOLDED CASE BREAKER | OPEN | CLOSED | no data | no data | no data | no data | no data | no data | no data
4849.0 | UNIT 2 ACC FAN 3A | 02-ACC-MFN-03A | 02-ACC-MCC-161, CUBICLE5FM | 480 V MOLDED CASE BREAKER | OPEN | CLOSED | no data | no data | no data | no data | no data | no data | no data
4872.0 | UNIT 2 ACC FAN 3B | 02-ACC-MFN-03B | 02-ACC-MCC-261, CUBICLE9FM | 480 V MOLDED CASE BREAKER | OPEN | CLOSED | no data | no data | no data | no data | no data | no data | no data
4850.0 | UNIT 2 ACC FAN 3C | 02-ACC-MFN-03C | 02-ACC-MCC-161, CUBICLE6FM | 480 V MOLDED CASE BREAKER | OPEN | CLOSED | no data | no data | no data | no data | no data | no data | no data
4873.0 | UNIT 2 ACC FAN 3D | 02-ACC-MFN-03D | 02-ACC-MCC-261, CUBICLE10FM | 480 V MOLDED CASE BREAKER | OPEN | CLOSED | no data | no data | no data | no data | no data | no data | no data
4851.0 | UNIT 2 ACC FAN 3E | 02-ACC-MFN-03E | 02-ACC-MCC-161, CUBICLE7FM | 480 V MOLDED CASE BREAKER | OPEN | CLOSED | no data | no data | no data | no data | no data | no data | no data
4874.0 | UNIT 2 ACC FAN 3F | 02-ACC-MFN-03F | 02-ACC-MCC-261, CUBICLE11FM | 480 V MOLDED CASE BREAKER | OPEN | CLOSED | no data | no data | no data | no data | no data | no data | no data
4869.0 | UNIT 2 ACC FAN 4A | 02-ACC-MFN-04A | 02-ACC-MCC-261, CUBICLE6FM | 480 V MOLDED CASE BREAKER | OPEN | CLOSED | no data | no data | no data | no data | no data | no data | no data
4852.0 | UNIT 2 ACC FAN 4B | 02-ACC-MFN-04B | 02-ACC-MCC-161, CUBICLE8FM | 480 V MOLDED CASE BREAKER | OPEN | CLOSED | no data | no data | no data | no data | no data | no data | no data
4870.0 | UNIT 2 ACC FAN 4C | 02-ACC-MFN-04C | 02-ACC-MCC-261, CUBICLE7FM | 480 V MOLDED CASE BREAKER | OPEN | CLOSED | no data | no data | no data | no data | no data | no data | no data
4853.0 | UNIT 2 ACC FAN 4D | 02-ACC-MFN-04D | 02-ACC-MCC-161, CUBICLE9FM | 480 V MOLDED CASE BREAKER | OPEN | CLOSED | no data | no data | no data | no data | no data | no data | no data
4871.0 | UNIT 2 ACC FAN 4E | 02-ACC-MFN-04E | 02-ACC-MCC-261, CUBICLE8FM | 480 V MOLDED CASE BREAKER | OPEN | CLOSED | no data | no data | no data | no data | no data | no data | no data
4854.0 | UNIT 2 ACC FAN 4F | 02-ACC-MFN-04F | 02-ACC-MCC-161, CUBICLE10FM | 480 V MOLDED CASE BREAKER | OPEN | CLOSED | no data | no data | no data | no data | no data | no data | no data
4823.0 | ACC 2 LRVP SEP TNK SEAL WTR HTR 888 120VAC | 02-ARM-HTR-888 | 02-LVD-PPL-1412, BR27ACC MCC ENCLOSURE | 208/120VAC CIRCUIT BREAKER | OPEN | CLOSED | no data | no data | no data | no data | no data | no data | no data
4836.0 | ACC 2 LRVP SEP TNK SEAL WTR HTR 895 120VAC | 02-ARM-HTR-895 | 02-LVD-PPL-1412, BR24ACC MCC ENCLOSURE | 208/120VAC CIRCUIT BREAKER | OPEN | CLOSED | no data | no data | no data | no data | no data | no data | no data
4822.0 | ACC 2 LRVP SEP TNK SEAL WTR HTR 901 120VAC | 02-ARM-HTR-901 | 02-LVD-PPL-1412, BR25ACC MCC ENCLOSURE | 208/120VAC CIRCUIT BREAKER | OPEN | CLOSED | no data | no data | no data | no data | no data | no data | no data
4837.0 | ACC 2 LRVP SEP TNK SEAL WTR HTR 911 120VAC | 02-ARM-HTR-911 | 02-LVD-PPL-1412, BR26ACC MCC ENCLOSURE | 208/120VAC CIRCUIT BREAKER | OPEN | CLOSED | no data | no data | no data | no data | no data | no data | no data
4817.0 | ACC 2 LRVP SEP TNK SEAL WTR HTR 919 120VAC | 02-ARM-HTR-919 | 02-LVD-PPL-1412, BR13ACC MCC ENCLOSURE | 208/120VAC CIRCUIT BREAKER | OPEN | CLOSED | no data | no data | no data | no data | no data | no data | no data
4767.0 | ACC 2 GLYCOL HX FAN 01 | 02-ARM-MFN-01 | 02-ACC-MCC-141, CUBICLE13FD | 480 V MOLDED CASE BREAKER | OPEN | CLOSED | no data | no data | no data | no data | no data | no data | no data
4768.0 | ACC 2 GLYCOL HX FAN 02 | 02-ARM-MFN-02 | 02-ACC-MCC-141, CUBICLE13FF | 480 V MOLDED CASE BREAKER | OPEN | CLOSED | no data | no data | no data | no data | no data | no data | no data
4769.0 | ACC 2 GLYCOL HX FAN 03 | 02-ARM-MFN-03 | 02-ACC-MCC-141, CUBICLE13FH | 480 V MOLDED CASE BREAKER | OPEN | CLOSED | no data | no data | no data | no data | no data | no data | no data
4796.0 | ACC 2 GLYCOL HX FAN 04 | 02-ARM-MFN-04 | 02-ACC-MCC-241 | 480 V MOLDED CASE BREAKER | OPEN | CLOSED | no data | no data | no data | no data | no data | no data | no data
4797.0 | ACC 2 GLYCOL HX FAN 05 | 02-ARM-MFN-05 | 02-ACC-MCC-241 | 480 V MOLDED CASE BREAKER | OPEN | CLOSED | no data | no data | no data | no data | no data | no data | no data
6294.0 | ACC 2 LVRP 01A | 02-ARM-MPM-01A | 02-ACC-MCC-141, CUBICLE10FM | 480 V MOLDED CASE BREAKER | OPEN | CLOSED | no data | no data | no data | no data | no data | no data | no data
6644.0 | ACC 2 LRVP 01A | 02-ARM-MPM-01A |  | 480 V MOLDED CASE BREAKER | OPEN | CLOSED | no data | no data | no data | no data | no data | no data | no data
5734.0 | ACC 2 LRVP 01B | 02-ARM-MPM-01B | 02-ACC-MCC-241, BR12FM | 480 V MOLDED CASE BREAKER | OPEN | CLOSED | no data | no data | no data | no data | no data | no data | no data
4855.0 | ACC 2 LRVP 01C | 02-ARM-MPM-01C | 02-ACC-MCC-161, CUBICLE11FM | 480 V MOLDED CASE BREAKER | OPEN | CLOSED | no data | no data | no data | no data | no data | no data | no data
6353.0 | ACC 2 LRVP 01D | 02-ARM-MPM-01D | 02-ACC-MCC-261, CUBICLE12FM | 480 V MOLDED CASE BREAKER | OPEN | CLOSED | no data | no data | no data | no data | no data | no data | no data
6307.0 | ACC 2 LRVP 01E | 02-ARM-MPM-01E | 02-ACC-MCC-261, CUBICLE13FM | 480 V MOLDED CASE BREAKER | OPEN | CLOSED | no data | no data | no data | no data | no data | no data | no data
6295.0 | ACC 2 SEAL WTR PMP 02A | 02-ARM-MPM-02A | 02-ACC-MCC-141, CUBICLE13FK | 480 V MOLDED CASE BREAKER | OPEN | CLOSED | no data | no data | no data | no data | no data | no data | no data
4799.0 | ACC 2 SEAL WTR PMP 02B | 02-ARM-MPM-02B | 02-ACC-MCC-241 | 480 V MOLDED CASE BREAKER | OPEN | CLOSED | no data | no data | no data | no data | no data | no data | no data
4856.0 | ACC 2 SEAL WTR PMP 02C | 02-ARM-MPM-02C | 02-ACC-MCC-161, CUBICLE14FB | 480 V MOLDED CASE BREAKER | OPEN | CLOSED | no data | no data | no data | no data | no data | no data | no data
6354.0 | ACC 2 SEAL WTR PMP 02D | 02-ARM-MPM-02D | 02-ACC-MCC-261, CUBICLE15FB | 480 V MOLDED CASE BREAKER | OPEN | CLOSED | no data | no data | no data | no data | no data | no data | no data
4878.0 | ACC 2 SEAL WTR PMP 02E | 02-ARM-MPM-02E | 02-ACC-MCC-261, CUBICLE15FD | 480 V MOLDED CASE BREAKER | OPEN | CLOSED | no data | no data | no data | no data | no data | no data | no data
4765.0 | ACC 2 GLYCOL RECIRC PMP 03A | 02-ARM-MPM-03A | 02-ACC-MCC-141, CUBICLE12FM | 480 V MOLDED CASE BREAKER | OPEN | CLOSED | no data | no data | no data | no data | no data | no data | no data
4798.0 | ACC 2 GLYCOL RECIRC PMP 03B | 02-ARM-MPM-03B | 02-ACC-MCC-241 | 480 V MOLDED CASE BREAKER | OPEN | CLOSED | no data | no data | no data | no data | no data | no data | no data
4766.0 | ACC 2 GLYCOL RECIRC PMP 03C | 02-ARM-MPM-03C | 02-ACC-MCC-141, CUBICLE13FB | 480 V MOLDED CASE BREAKER | OPEN | CLOSED | no data | no data | no data | no data | no data | no data | no data
6015.0 | Seal water Pump suction | 02-ARM-V-892A | U2 ACC AREA | Valve | CLOSED | OPEN | no data | no data | no data | no data | no data | no data | no data
6016.0 | Vacuum pump seal water makeup ISO | 02-ARM-V-893A | U2 ACC AREA | Valve | CLOSED | OPEN | no data | no data | no data | no data | no data | no data | no data
6013.0 | U2 "E" vac pump spray valve ISO | 02-ARM-V-893B | 2E vacuum pump | Valve | CLOSED | OPEN | no data | no data | no data | no data | no data | no data | no data
6017.0 | vac Pump spray valve Iso | 02-ARM-V-893B | U2 ACC AREA | Valve | CLOSED | OPEN | no data | no data | no data | no data | no data | no data | no data
6010.0 | U2 E seal water pump suction | 02-ARM-V-916A | U2 2E vacuum pump | Valve | CLOSED | OPEN | no data | no data | no data | no data | no data | no data | no data
4251.0 | UNIT 2 STEAM ELEC SUPERHEATER | 02-AXS-HTR-01 | HRSG-2 ECLOSURE, SWG 12, CUBICLE 01D | 480 V RACK OUT BREAKER | OPEN | CLOSED | no data | no data | no data | no data | no data | no data | no data
5143.0 | NEUTRAL GROUND CUBICLE FOR GEN | 02BAW11GH00100 | TCP | no data | OPEN | CLOSED | no data | no data | no data | no data | no data | no data | no data
5207.0 | NEUTRAL GROUND CUBICLE FOR GEN | 02BAW11GH00180 | TCP | no data | OPEN | CLOSED | no data | no data | no data | no data | no data | no data | no data
4283.0 | UNIT 2 HRSG BD SUMP PUMP A/B CONTROL PANEL | 02-BDN-CPL-01 | HRSG-2 ENCLSURE 480V MCC 121, CUBICLE 13FC(R) | 480 V MOLDED CASE BREAKER | OPEN | CLOSED | no data | no data | no data | no data | no data | no data | no data
4316.0 | UNIT 2 HRSG BD SUMP PUMP A/B CONTROL PANEL | 02-BDN-CPL-01 | HRSG-2 ENCLSURE 480V MCC 221, CUBICLE 14FF(R) | 480 V MOLDED CASE BREAKER | OPEN | CLOSED | no data | no data | no data | no data | no data | no data | no data
4923.0 | U2 MHI MCC | 02BFJ01 | MV BLDG, 02-LVB-SWG-27, CUBICLE08D | 480 V RACK OUT BREAKER | OPEN | CLOSED | no data | no data | no data | no data | no data | no data | no data
5054.0 | MAIN FEEDER BREAKER TO MHI MCC | 02BFJ01 | TCP | 480 V MOLDED CASE BREAKER | OPEN | CLOSED | no data | no data | no data | no data | no data | no data | no data
5148.0 | 120V FEED TO 480V AC MCC | 02BFJ01 | TCP | no data | OPEN | CLOSED | no data | no data | no data | no data | no data | no data | no data
6772.0 | U2 480V AC FEED TO RECTIFIER PANEL | 02BFJ01 | TCP, BENNING CAB 02BTL01 | 480 V CIRCUIT BREAKER | OPEN | CLOSED | no data | no data | no data | no data | no data | no data | no data
4474.0 | UNIT 2 BFW PUMP 01A HOIST 480VAC PWR FEED | 02-BFW-HST-01A | 02-LVB-PPL-2213, BR 17 OUTSIDE HRSG SWG ENCLOSURE | 480 V CIRCUIT BREACKER | OPEN | CLOSED | no data | no data | no data | no data | no data | no data | no data
4471.0 | UNIT 2 BFW PUMP 01B HOIST 480VAC PWR FEED | 02-BFW-HST-01B | 02-LVB-PPL-2213, BR 14 OUTSIDE HRSG SWG ENCLOSURE | 480 V CIRCUIT BREACKER | OPEN | CLOSED | no data | no data | no data | no data | no data | no data | no data
4571.0 | HRSG 2 BFW LOL HTR A 480VAC | 02-BFW-HTR-02A | 02-LVB-PPL-22131, BR4OUTSIDE HRSG SWG ENCLOSURE | 480 V CIRCUIT BREACKER | OPEN | CLOSED | no data | no data | no data | no data | no data | no data | no data
4581.0 | HRSG 2 BFW LOL HTR B 480VAC | 02-BFW-HTR-02B | 02-LVB-PPL-22131, BR14OUTSIDE HRSG SWG ENCLOSURE | 480 V CIRCUIT BREACKER | OPEN | CLOSED | no data | no data | no data | no data | no data | no data | no data
4508.0 | UNIT 2 BFP A SOUND ENCLOSURE HEATER PWR FEED | 02-BFW-JBX-06A | 02-LVD-PPL-2211, BR23 OUTSIDE HRSG SWG ENCLOSURE | 208/120VAC CIRCUIT BREAKER | OPEN | CLOSED | no data | no data | no data | no data | no data | no data | no data
4510.0 | UNIT 2 BFP B SOUND ENCLOSURE HEATER PWR FEED | 02-BFW-JBX-06B | 02-LVD-PPL-2211, BR25 OUTSIDE HRSG SWG ENCLOSURE | 208/120VAC CIRCUIT BREAKER | OPEN | CLOSED | no data | no data | no data | no data | no data | no data | no data
3895.0 | U2 BOILER FEED WATER PUMP A | 02-BFW-MPM-01A | MVB SWITHCGEAR 2, CUBICLE 16B | 13.8 KV RACK-OUT BREAKER | OPEN | CLOSED | no data | no data | no data | no data | no data | no data | no data
5726.0 | U2 BOILER FEED WATER PUMP A | 02-BFW-MPM-01A | MVB SWITHCGEAR 2, CUBICLE 16B | 13.8 KV RACK-OUT BREAKER | OPEN | CLOSED | no data | no data | no data | no data | no data | no data | no data
4292.0 | UNIT 2 BFW LUBE OIL PUMP MTR B | 02-BFW-MPM-01B | HRSG-2 ENCLSURE 480V MCC 221, CUBICLE 3FF | 480 V MOLDED CASE BREAKER | OPEN | CLOSED | no data | no data | no data | no data | no data | no data | no data
5725.0 | U2 BOILER FEED WATER PUMP B | 02-BFW-MPM-01B | MVB SWITHCGEAR 1, CUBICLE 02A | 13.8 KV RACK-OUT BREAKER | OPEN | CLOSED | no data | no data | no data | no data | no data | no data | no data
4282.0 | UNIT 2 BFW LUBE OIL PUMP MTR A | 02-BFW-MPM-02A | HRSG-2 ENCLSURE 480V MCC 121, CUBICLE 12FF | 480 V MOLDED CASE BREAKER | OPEN | CLOSED | no data | no data | no data | no data | no data | no data | no data
4458.0 | UNIT 2 BFP A SOUND ENCLOSURE HEATER PWR FEED | 02-BFW-PNL-01A | 02-LVB-PPL-2213, BR 1 OUTSIDE HRSG SWG ENCLOSURE | 480 V CIRCUIT BREACKER | OPEN | CLOSED | no data | no data | no data | no data | no data | no data | no data
4499.0 | UNIT 2 BFP A SOUND ENCLOSURE EXHAUST FAN FEED | 02-BFW-PNL-01A | 02-LVD-PPL-2211, BR7 OUTSIDE HRSG SWG ENCLOSURE | 208/120VAC CIRCUIT BREAKER | OPEN | CLOSED | no data | no data | no data | no data | no data | no data | no data
4459.0 | UNIT 2 BFP B SOUND ENCLOSURE HEATER PWR FEED | 02-BFW-PNL-01B | 02-LVB-PPL-2213, BR 2 OUTSIDE HRSG SWG ENCLOSURE | 480 V CIRCUIT BREACKER | OPEN | CLOSED | no data | no data | no data | no data | no data | no data | no data
4500.0 | UNIT 2 BFP B SOUND ENCLOSURE EXHAUST FAN FEED | 02-BFW-PNL-01B | 02-LVD-PPL-2211, BR9 OUTSIDE HRSG SWG ENCLOSURE | 208/120VAC CIRCUIT BREAKER | OPEN | CLOSED | no data | no data | no data | no data | no data | no data | no data
5087.0 | 208-120V AC DISTRIBUTION PANEL | 02BJA01 | TCP | 480 V MOLDED CASE BREAKER | OPEN | CLOSED | no data | no data | no data | no data | no data | no data | no data
4919.0 | U2 MHI ESS MCC | 02BMC01 | MV BLDG, 01-LVB-SWG-17, CUBICLE03A | 480 V RACK OUT BREAKER | OPEN | CLOSED | no data | no data | no data | no data | no data | no data | no data
4925.0 | U2 MHI ESS MCC | 02BMC01 | MV BLDG, 02-LVB-SWG-27, CUBICLE08A | 480 V RACK OUT BREAKER | OPEN | CLOSED | no data | no data | no data | no data | no data | no data | no data
5149.0 | 120V FEED TO 480V AC ESSENTIAL MCC | 02BMC01 | TCP | no data | OPEN | CLOSED | no data | no data | no data | no data | no data | no data | no data
4981.0 | 208-120VAC ESSENTIAL DISTRIBUTION PANEL | 02BME01 | TCP | 480 V MOLDED CASE BREAKER | OPEN | CLOSED | no data | no data | no data | no data | no data | no data | no data
4992.0 | MAIN FEED TO ESSENTIAL DISTRIBUTION PANEL | 02BMT01 | TCP | no data | OPEN | CLOSED | no data | no data | no data | no data | no data | no data | no data
6205.0 | 02-BST-CND-102 "North outlet" | 02-BST-CND-102Northoutlet | U2 CND PMP "B" | Valve | CLOSED | OPEN | no data | no data | no data | no data | no data | no data | no data
6204.0 | 02-BST-CND-102 "South outlet" | 02-BST-CND-102Southoutlet | U2 CND PMP "B" | Valve | CLOSED | OPEN | no data | no data | no data | no data | no data | no data | no data
4984.0 | 220V DC RECTIFIER PANEL | 02BTL01 | TCP | 480 V MOLDED CASE BREAKER | OPEN | CLOSED | no data | no data | no data | no data | no data | no data | no data
5093.0 | 220V DC RECTIFIER PANE | 02BTL01 | TCP | 480 V MOLDED CASE BREAKER | OPEN | CLOSED | no data | no data | no data | no data | no data | no data | no data
5163.0 | 220V DC RECTIFIER PANEL | 02BTL01 | TCP | no data | OPEN | CLOSED | no data | no data | no data | no data | no data | no data | no data
6771.0 | U2 480V AC FEED TO RECTIFIER PANEL | 02BTL01220VDCRECTIFIERPANEL | U2 TCP | 480 V CIRCUIT BREAKER | OPEN | CLOSED | no data | no data | no data | no data | no data | no data | no data
6767.0 | U2 220V DC FEED TO RECTIFIER | 02BTL01BRQ4 | TCP | DC Breaker | OPEN | CLOSED | no data | no data | no data | no data | no data | no data | no data
6768.0 | U2 220V DC FEED TO LOAD | 02BTL01BRQ51 | TCP | DC Breaker | OPEN | CLOSED | no data | no data | no data | no data | no data | no data | no data
6769.0 | U2 220V DC FEED TO LOAD | 02BTL01BRQ52 | TCP | DC Breaker | OPEN | CLOSED | no data | no data | no data | no data | no data | no data | no data
6770.0 | U2 220V DC FEED TO LOAD | 02BTL01BRQ53 | TCP | DC Breaker | OPEN | CLOSED | no data | no data | no data | no data | no data | no data | no data
6668.0 | 220V DC RECTIFIER PANEL | 02BTL01-E01 | TCP, BUS 02BFJ01 | 480 V MOLDED CASE BREAKER | OPEN | CLOSED | no data | no data | no data | no data | no data | no data | no data
6669.0 | 220V DC RECTIFIER PANE | 02BTL01-E02 | TCP BUS 02BMC01 | 480 V MOLDED CASE BREAKER | OPEN | CLOSED | no data | no data | no data | no data | no data | no data | no data
6670.0 | 220VDC OUTPUT BREAKER | 02BTL01-Q21 | TCP, BENNING CAB 01BTL01 | no data | OPEN | CLOSED | no data | no data | no data | no data | no data | no data | no data
6671.0 | 220VDC OUTPUT BREAKER | 02BTL01-Q22 | TCP, BENNING CAB 01BTL01 | no data | OPEN | CLOSED | no data | no data | no data | no data | no data | no data | no data
5086.0 | 125V DC BATTERY CHARGER A | 02BTM01 | TCP | 480 V MOLDED CASE BREAKER | OPEN | CLOSED | no data | no data | no data | no data | no data | no data | no data
5161.0 | 125V DC BATTERY CHARGER (A) (SPACE HEATER) | 02BTM0100 | TCP | no data | OPEN | CLOSED | no data | no data | no data | no data | no data | no data | no data
5162.0 | 125V DC BATTERY CHARGER (B) (SPACE HEATER) | 02BTM0200 | TCP | no data | OPEN | CLOSED | no data | no data | no data | no data | no data | no data | no data
4980.0 | 125VDC BATTERY CHARGER B | 02BTM03 | TCP | 480 V MOLDED CASE BREAKER | OPEN | CLOSED | no data | no data | no data | no data | no data | no data | no data
5392.0 | HRSG 2 DCT BNR UPS ATS FEED 1 | 02-BUR-ATS-01 | HRSG 2 U1 UPS PANEL, BR14 | no data | OPEN | CLOSED | no data | no data | no data | no data | no data | no data | no data
5408.0 | HRSG 2 DCT BNR UPS ATS FEED 2 | 02-BUR-ATS-01 | HRSG 2 U2 UPS PANEL, BR10 | no data | OPEN | CLOSED | no data | no data | no data | no data | no data | no data | no data
4504.0 | UNIT 2 DUCT BURNER CONTROL PANEL MAIN POWER | 02-BUR-CPL-01 | 02-LVD-PPL-2211, BR16 OUTSIDE HRSG SWG ENCLOSURE | 208/120VAC CIRCUIT BREAKER | OPEN | CLOSED | no data | no data | no data | no data | no data | no data | no data
4265.0 | UNIT 2 HRSG DUCT BURNER COOLING SKID BL0WER 1 | 02-BUR-MLB-01A | HRSG-2 ENCLSURE 480V MCC 121, CUBICLE 06FB | 480 V MOLDED CASE BREAKER | OPEN | CLOSED | no data | no data | no data | no data | no data | no data | no data
5719.0 | UNIT 2 HRSG DUCT BURNER COOLING SKID BL0WER 1 | 02-BUR-MLB-01A | HRSG-2 ENCLSURE 480V MCC 121, CUBICLE 06FB | 480 V MOLDED CASE BREAKER | OPEN | CLOSED | no data | no data | no data | no data | no data | no data | no data
4296.0 | UNIT 2 HRSG DUCT BURNER COOLING SKID BLOWER 2 | 02-BUR-MLB-01B | HRSG-2 ENCLSURE 480V MCC 221, CUBICLE 6FD | 480 V MOLDED CASE BREAKER | OPEN | CLOSED | no data | no data | no data | no data | no data | no data | no data
5720.0 | UNIT 2 HRSG DUCT BURNER COOLING SKID BLOWER 2 | 02-BUR-MLB-01B | HRSG-2 ENCLSURE 480V MCC 221, CUBICLE 6FD | 480 V MOLDED CASE BREAKER | OPEN | CLOSED | no data | no data | no data | no data | no data | no data | no data
5164.0 | 25V DC STARTER PANEL | 02BVR01 | TCP | no data | OPEN | CLOSED | no data | no data | no data | no data | no data | no data | no data
4340.0 | UNIT 2 CCF HP/IP PHOSPHATE & AMMONIA SYS | 02-CCF-DSW-02 | 02-LVB-PPL-1213, BR 1 OUTSIDE HRSG SWG ENCLOSURE | 480 V CIRCUIT BREACKER | OPEN | CLOSED | no data | no data | no data | no data | no data | no data | no data
5730.0 | UNIT 2 CCF HP/IP PHOSPHATE & AMMONIA SYS | 02-CCF-DSW-02 | 02-LVB-PPL-1213, BR 1 OUTSIDE HRSG SWG ENCLOSURE | 480 V CIRCUIT BREACKER | OPEN | CLOSED | no data | no data | no data | no data | no data | no data | no data
5766.0 | UNIT 2 PHOSPHATE & AMMONIA MAIN FEED DISCONNECT | 02-CCF-SKD-02 | CHEM SHACK | DISCONNECT | OPEN | CLOSED | no data | no data | no data | no data | no data | no data | no data
4273.0 | UNIT 2 ACHE FAN 01A | 02-CCW-MFN-01A | HRSG-2 ENCLSURE 480V MCC 121, CUBICLE 08FF | 480 V MOLDED CASE BREAKER | OPEN | CLOSED | no data | no data | no data | no data | no data | no data | no data
4274.0 | UNIT 2 ACHE FAN 01B | 02-CCW-MFN-01B | HRSG-2 ENCLSURE 480V MCC 121, CUBICLE 08FJ | 480 V MOLDED CASE BREAKER | OPEN | CLOSED | no data | no data | no data | no data | no data | no data | no data
4275.0 | UNIT 2 ACHE FAN 01C | 02-CCW-MFN-01C | HRSG-2 ENCLSURE 480V MCC 121, CUBICLE 09FC | 480 V MOLDED CASE BREAKER | OPEN | CLOSED | no data | no data | no data | no data | no data | no data | no data
4276.0 | UNIT 2 ACHE FAN 02A | 02-CCW-MFN-02A | HRSG-2 ENCLSURE 480V MCC 121, CUBICLE 9FF | 480 V MOLDED CASE BREAKER | OPEN | CLOSED | no data | no data | no data | no data | no data | no data | no data
4277.0 | UNIT 2 ACHE FAN 02B | 02-CCW-MFN-02B | HRSG-2 ENCLSURE 480V MCC 121, CUBICLE 9FJ | 480 V MOLDED CASE BREAKER | OPEN | CLOSED | no data | no data | no data | no data | no data | no data | no data
4278.0 | UNIT 2 ACHE FAN 02C | 02-CCW-MFN-02C | HRSG-2 ENCLSURE 480V MCC 121, CUBICLE 9FM | 480 V MOLDED CASE BREAKER | OPEN | CLOSED | no data | no data | no data | no data | no data | no data | no data
4279.0 | UNIT 2 ACHE FAN 03A | 02-CCW-MFN-03A | HRSG-2 ENCLSURE 480V MCC 121, CUBICLE 10FC | 480 V MOLDED CASE BREAKER | OPEN | CLOSED | no data | no data | no data | no data | no data | no data | no data
4297.0 | UNIT 2 ACHE FAN 03B | 02-CCW-MFN-03B | HRSG-2 ENCLSURE 480V MCC 221, CUBICLE 7FF | 480 V MOLDED CASE BREAKER | OPEN | CLOSED | no data | no data | no data | no data | no data | no data | no data
4298.0 | UNIT 2 ACHE FAN 03C | 02-CCW-MFN-03C | HRSG-2 ENCLSURE 480V MCC 221, CUBICLE 7FJ | 480 V MOLDED CASE BREAKER | OPEN | CLOSED | no data | no data | no data | no data | no data | no data | no data
4299.0 | UNIT 2 ACHE FAN 04A | 02-CCW-MFN-04A | HRSG-2 ENCLSURE 480V MCC 221, CUBICLE 7FM | 480 V MOLDED CASE BREAKER | OPEN | CLOSED | no data | no data | no data | no data | no data | no data | no data
4300.0 | UNIT 2 ACHE FAN 04B | 02-CCW-MFN-04B | HRSG-2 ENCLSURE 480V MCC 221, CUBICLE 8FC | 480 V MOLDED CASE BREAKER | OPEN | CLOSED | no data | no data | no data | no data | no data | no data | no data
4301.0 | UNIT 2 ACHE FAN 04C | 02-CCW-MFN-04C | HRSG-2 ENCLSURE 480V MCC 221, CUBICLE 8FF | 480 V MOLDED CASE BREAKER | OPEN | CLOSED | no data | no data | no data | no data | no data | no data | no data
4302.0 | UNIT 2 ACHE FAN 05A | 02-CCW-MFN-05A | HRSG-2 ENCLSURE 480V MCC 221, CUBICLE 8FJ | 480 V MOLDED CASE BREAKER | OPEN | CLOSED | no data | no data | no data | no data | no data | no data | no data
4303.0 | UNIT 2 ACHE FAN 05B | 02-CCW-MFN-05B | HRSG-2 ENCLSURE 480V MCC 221, CUBICLE 8FM | 480 V MOLDED CASE BREAKER | OPEN | CLOSED | no data | no data | no data | no data | no data | no data | no data
4304.0 | UNIT 2 ACHE FAN 05C | 02-CCW-MFN-05C | HRSG-2 ENCLSURE 480V MCC 221, CUBICLE 9FC | 480 V MOLDED CASE BREAKER | OPEN | CLOSED | no data | no data | no data | no data | no data | no data | no data
3915.0 | U2 CLOSED COOLING WATER PUMP A | 02-CCW-MPM-01A | MVB SWITCHGEAR 21, CUBICLE 02A | FUES | OPEN | CLOSED | no data | no data | no data | no data | no data | no data | no data
3905.0 | U2 CLOSED COOLING WATER PUMP B | 02-CCW-MPM-01B | MVB SWITCHGEAR 11, CUBICLE 04A | FUES | OPEN | CLOSED | no data | no data | no data | no data | no data | no data | no data
4329.0 | UNIT 2 CEMS DSW 01 480 VAC | 02-CEM-DSW-01 | 02-LVB-PPL-1211, BR 13 HRSG MCC ENCLOSURE | 480 V CIRCUIT BREACKER | OPEN | CLOSED | no data | no data | no data | no data | no data | no data | no data
4457.0 | UNIT 2 CEMS DSW 02 480 VAC | 02-CEM-DSW-02 | 02-LVB-PPL-2212, BR 13 INSIDE HRSG SWG ENCLOSURE | 480 V CIRCUIT BREACKER | OPEN | CLOSED | no data | no data | no data | no data | no data | no data | no data
5389.0 | UNIT 2 CEMS ELECTRICAL PNL 120 V UPS | 02-CEM-PNL-01 | HRSG 2 U1 UPS PANEL, BR8 | no data | OPEN | CLOSED | no data | no data | no data | no data | no data | no data | no data
5407.0 | UNIT 2 CEMS ELECTRICAL PNL 120 V UPS REDUNDANT | 02-CEM-PNL-01 | HRSG 2 U2 UPS PANEL, BR8 | no data | OPEN | CLOSED | no data | no data | no data | no data | no data | no data | no data
5160.0 | GCRP (MAINTENANCE) | 02CHC00GH00100 | TCP | no data | OPEN | CLOSED | no data | no data | no data | no data | no data | no data | no data
5205.0 | GCRP (GEN. CONTROL AND PROTEC. RELAY PANEL) | 02CHC00GH00180 | TCP | no data | OPEN | CLOSED | no data | no data | no data | no data | no data | no data | no data
5206.0 | GCRP | 02CHC00GH00181 | TCP | no data | OPEN | CLOSED | no data | no data | no data | no data | no data | no data | no data
5202.0 | LOCAL OPS AND EMS DESK AND TURBINE CONTROL | 02CKC00GH001 | TCP | no data | OPEN | CLOSED | no data | no data | no data | no data | no data | no data | no data
5434.0 | UNIT 2 VIRTUAL HMI SERV. / NTWRK CAB PWR DIST | 02CKC00GH00220 | ADMIN BLDG U2 UPS PNL, BR15 | no data | OPEN | CLOSED | no data | no data | no data | no data | no data | no data | no data
5435.0 | UNIT 2 VIRTUAL HMI SERV. / NTWRK CAB PWR DIST | 02CKC00GH00221 | ADMIN BLDG U2 UPS PNL, BR17 | no data | OPEN | CLOSED | no data | no data | no data | no data | no data | no data | no data
4882.0 | UNIT 2 CND TNK IMMERSION HTR | 02-CND-HTR-869 | 02-LVB-PPL-1611, BR5 ACC MCC ENCLOSURE | 480 V CIRCUIT BREACKER | OPEN | CLOSED | no data | no data | no data | no data | no data | no data | no data
5727.0 | U2 CONDENSATE PUMP A | 02-CND-MPM-01A | MVB SWITCHGEAR 21, CUBICLE 04A | Breaker | OPEN | CLOSED | no data | no data | no data | no data | no data | no data | no data
6640.0 | U2 CONDENSATE PUMP B | 02-CND-MPM-01B | MVB SWITCHGEAR 11, CUBICLE 03A | Fuse | OPEN | CLOSED | no data | no data | no data | no data | no data | no data | no data
6641.0 | U2 CONDENSATE PUMP C | 02-CND-MPM-01C | MVB SWITCHGEAR 21, CUBICLE 03B | Fuse | OPEN | CLOSED | no data | no data | no data | no data | no data | no data | no data
3907.0 | U2 CONDENSATE PUMP B | 02-CND-MPM-02B | MVB SWITCHGEAR 11, CUBICLE 03A | FUES | OPEN | CLOSED | no data | no data | no data | no data | no data | no data | no data
5728.0 | U2 CONDENSATE PUMP B | 02-CND-MPM-02B | MVB SWITCHGEAR 11, CUBICLE 03A | no data | OPEN | CLOSED | no data | no data | no data | no data | no data | no data | no data
6741.0 | U2 CONDENSATE PUMP B | 02-CND-MPM-02B | MVB SWITCHGEAR 11, CUBICLE 03A | Breaker | OPEN | CLOSED | no data | no data | no data | no data | no data | no data | no data
3918.0 | U2 CONDENSATE PUMP C | 02-CND-MPM-02C | MVB SWITCHGEAR 21, CUBICLE 03B | FUES | OPEN | CLOSED | no data | no data | no data | no data | no data | no data | no data
6742.0 | U2 CONDENSATE PUMP C | 02-CND-MPM-02C | MVB SWITCHGEAR 21, CUBICLE 03B | Breaker | OPEN | CLOSED | no data | no data | no data | no data | no data | no data | no data
4753.0 | UNIT 2 ACC FINTUBE CLEANING SYS | 02-CND-RCP-983 | 02-ACC-MCC-141, CUBICLE2FJ(L) | 480 V MOLDED CASE BREAKER | OPEN | CLOSED | no data | no data | no data | no data | no data | no data | no data
4318.0 | UNIT 2 BRIDGE CRANE | 02-CTG-CRN-01 | HRSG-2 ENCLSURE 480V MCC 221, CUBICLE 15FF(R) | 480 V MOLDED CASE BREAKER | OPEN | CLOSED | no data | no data | no data | no data | no data | no data | no data
4496.0 | UNIT 2 CT WASH WTR DRAINS TANK CPL PWR 120VAC | 02-CTP-CPL-01 | 02-LVD-PPL-2211, BR3 OUTSIDE HRSG SWG ENCLOSURE | 208/120VAC CIRCUIT BREAKER | OPEN | CLOSED | no data | no data | no data | no data | no data | no data | no data
4503.0 | UNIT 2 OIL/WATER SEPARATOR | 02-CTP-CPL-01 | 02-LVD-PPL-2211, BR16 OUTSIDE HRSG SWG ENCLOSURE | 208/120VAC CIRCUIT BREAKER | OPEN | CLOSED | no data | no data | no data | no data | no data | no data | no data
5091.0 | GT FUEL GAS MANIFOLD HEAT TRACE | 02CZA00GH001 | TCP | 480 V MOLDED CASE BREAKER | OPEN | CLOSED | no data | no data | no data | no data | no data | no data | no data
4551.0 | UNIT 2 WTT CALCITE FILTER 120VAC RECEP | 02-DWS-CPL-06 | 02-LVB-PPL-22113, BR6SW TURBINE DECK | 480 V CIRCUIT BREACKER | OPEN | CLOSED | no data | no data | no data | no data | no data | no data | no data
5391.0 | UNIT 2 WTT CALCITE FILTER UPS FEED 1 | 02-DWS-CPL-06 | HRSG 2 U1 UPS PANEL, BR12 | no data | OPEN | CLOSED | no data | no data | no data | no data | no data | no data | no data
5397.0 | UNIT 2 WTT CALCITE FILTER UPS FEED 2 | 02-DWS-CPL-06 | HRSG 2 U2 UPS PANEL, BR9 | no data | OPEN | CLOSED | no data | no data | no data | no data | no data | no data | no data
4558.0 | UNIT 2 CALCITE FILTER CO2 INJECT MODULE CTRL PNL | 02-DWS-CPL-07 | 02-LVB-PPL-22113, BR13SW TURBINE DECK | 480 V CIRCUIT BREACKER | OPEN | CLOSED | no data | no data | no data | no data | no data | no data | no data
5402.0 | HRSG 2 FAA CPL 120VAC PWR FEED | 02-FAA-CPL-01 | HRSG 2 U2 UPS PANEL, BR19 | no data | OPEN | CLOSED | no data | no data | no data | no data | no data | no data | no data
1958.0 | 02 BFP A HP DISCHARGE MIN FLOW CONTROL VALVE | 02-FCV-BFW147 | U2 CONDENSATE RECIEVER TANK UPPER DECK | no data | CLOSED | OPEN | no data | no data | no data | no data | no data | no data | no data
1959.0 | 02 BFP B HP DISCHARGE MIN FLOW CONTROL VALVE | 02-FCV-BFW187 | U2 CONDENSATE RECIEVER TANK UPPER DECK | no data | CLOSED | OPEN | no data | no data | no data | no data | no data | no data | no data
1960.0 |  | 02-FCV-BFW343 | U2 PIPE RACK 1ST LEVEL | no data | CLOSED | OPEN | no data | no data | no data | no data | no data | no data | no data
1961.0 | 02 CT TCA COOLER BFW TCV RECIRC TO ACC | 02-FCV-BFW359 | U2 CONDENSATE RECIEVER TANK UPPER DECK | no data | CLOSED | OPEN | no data | no data | no data | no data | no data | no data | no data
1962.0 | 02 PERFORMACE HEATER TO CONDENSATE IP FEEDWATER | 02-FCV-BFW459 | U2 PERFORMANCE HEATERS | no data | CLOSED | OPEN | no data | no data | no data | no data | no data | no data | no data
1963.0 | 02 PERFORMACE HEATER TO ACC IP FEEDWATER | 02-FCV-BFW475 | U2 PERFORMANCE HEATERS | no data | CLOSED | OPEN | no data | no data | no data | no data | no data | no data | no data
1964.0 | Condensate Recirc CV | 02-FCV-CND331 | CRT landing | AOCV | CLOSED | OPEN | U2 CONDENSATE MINIMUM RECIRC VALVE | CND | 20023894-PD-053A | no data | no data |  | CRT
6704.0 | U2 CALCITE CONTACTOR DEMIN INLET ISO VALVE | 02-FCV-VDWS100 | UNIT 2 TURBINE BUILDING | no data | CLOSED | OPEN | no data | no data | no data | no data | no data | no data | no data
5894.0 | DUCT BURNER SOV | 02-FGS-SOV293 | DUCT BURNER SKID | no data | CLOSED | OPEN | no data | no data | no data | no data | no data | no data | no data
5939.0 | DUCT BURNER SOV | 02-FGS-SOV293 | DUCT BURNER SKID | no data | CLOSED | OPEN | no data | no data | no data | no data | no data | no data | no data
5272.0 | UNIT 2 GCB CPL MAIN 480 VAC | 02-GEN-CPL-01 | MVB, 02-LVB-SWB-271, BR 57 | 480 V CIRCUIT BREACKER | OPEN | CLOSED | no data | no data | no data | no data | no data | no data | no data
5296.0 | UNIT 2 GCB TRIP COIL 2 125 VDC | 02-GEN-CPL-01 | MVB, DC DISTRIBUTION PANEL 01-LVE-PPL-01, F10.19 | no data | OPEN | CLOSED | no data | no data | no data | no data | no data | no data | no data
5321.0 | UNIT 2 GCB MAIN 125 VDC | 02-GEN-CPL-01 | MVB, DC DISTRIBUTION PANEL 02-LVE-PPL-01, F10.17 | no data | OPEN | CLOSED | no data | no data | no data | no data | no data | no data | no data
5221.0 | UNIT 2 GSU CTRL PNL 480 VAC PWR MAIN 2 | 02-GSU-CPL-01 | MVB, 01-LVB-SWB-171, BR 7 | 480 V CIRCUIT BREACKER | OPEN | CLOSED | no data | no data | no data | no data | no data | no data | no data
5248.0 | UNIT 2 GSU CTRL PNL 480 VAC PWR MAIN 1 | 02-GSU-CPL-01 | MVB, 02-LVB-SWB-271, BR 6 | 480 V CIRCUIT BREACKER | OPEN | CLOSED | no data | no data | no data | no data | no data | no data | no data
5318.0 | UNIT 2 GSU CONTROL PANEL 125 VDC PWR MAIN | 02-GSU-CPL-01 | MVB, DC DISTRIBUTION PANEL 02-LVE-PPL-01, F10.9 | no data | OPEN | CLOSED | no data | no data | no data | no data | no data | no data | no data
4472.0 | UNIT 2 HP STEAM BYPASS VALVE HOIST PWR FEED | 02-HPS-HST-01 | 02-LVB-PPL-2213, BR 15 OUTSIDE HRSG SWG ENCLOSURE | 480 V CIRCUIT BREACKER | OPEN | CLOSED | no data | no data | no data | no data | no data | no data | no data
4406.0 | HRSG 2 HP DRUM ENCL FAN/LOUVER/THRMSTT FEED | 02-HRG-ENC-02 | 02-LVD-PPL-12121, BR 19 TOP OF HRSG HP DRUM | 208/120VAC CIRCUIT BREAKER | OPEN | CLOSED | no data | no data | no data | no data | no data | no data | no data
4408.0 | HRSG 2 IP/LP DRM ENCL FAN/LOUVER/THRMSTT FEED | 02-HRG-ENC-03 | 02-LVD-PPL-12121, BR 21 TOP OF HRSG HP DRUM | 208/120VAC CIRCUIT BREAKER | OPEN | CLOSED | no data | no data | no data | no data | no data | no data | no data
4470.0 | UNIT 2 HRSG STACK HOIST PWR FEED | 02-HRG-HST-01 | 02-LVB-PPL-2213, BR 13 OUTSIDE HRSG SWG ENCLOSURE | 480 V CIRCUIT BREACKER | OPEN | CLOSED | no data | no data | no data | no data | no data | no data | no data
4405.0 | HRSG 2 HP DRUM ENCLOSURE HTR PWR FEED 208VAC | 02-HRG-HTR-01 | 02-LVD-PPL-12121, BR 14/16/18 TOP OF HRSG HP DRUM | 208/120VAC CIRCUIT BREAKER | OPEN | CLOSED | no data | no data | no data | no data | no data | no data | no data
4407.0 | HRSG 2 IP LP DRUM ENCLOSURE HTR PWR FEED 208V | 02-HRG-HTR-02 | 02-LVD-PPL-12121, BR 20/22/24 TOP OF HRSG HP DRUM | 208/120VAC CIRCUIT BREAKER | OPEN | CLOSED | no data | no data | no data | no data | no data | no data | no data
4252.0 | HRSG 2 MCC 01 | 02-HRG-MCC-121 | HRSG-2 ECLOSURE, SWG 12, CUBICLE 01B | 480 V RACK OUT BREAKER | OPEN | CLOSED | no data | no data | no data | no data | no data | no data | no data
4254.0 | HRSG 2 MCC 02 | 02-HRG-MCC-221 | HRSG-2 ECLOSURE, SWG 22, CUBICLE 06B | 480 V RACK OUT BREAKER | OPEN | CLOSED | no data | no data | no data | no data | no data | no data | no data
6036.0 | Heat Trace Ckt 22/24 | 02-HTT-HPL-1612 | U2 CRT Landing | Breaker | OPEN | CLOSED | no data | no data | no data | no data | no data | no data | no data
6037.0 | Heat Trace Ckt 13/15 | 02-HTT-HPL-2611 | N of U2 ACC MCC Enclosure | Breaker | OPEN | CLOSED | no data | no data | no data | no data | no data | no data | no data
6038.0 | Heat Trace Ckt 14/16 | 02-HTT-HPL-2611 | N of U2 ACC MCC Enclosure | Breaker | OPEN | CLOSED | no data | no data | no data | no data | no data | no data | no data
6039.0 | Heat Trace Ckt 45/47 | 02-HTT-HPL-2611 | N of U2 ACC MCC Enclosure | Breaker | OPEN | CLOSED | no data | no data | no data | no data | no data | no data | no data
4287.0 | HRSG 2 FINGER RACK HEAT TRACE XFMR 480-120/208V | 02-HTT-XFR-1211 | HRSG-2 ENCLSURE 480V MCC 121, CUBICLE 14FF(R) | 480 V MOLDED CASE BREAKER | OPEN | CLOSED | no data | no data | no data | no data | no data | no data | no data
4288.0 | HRSG 2 PIPE RACK GRADE HEAT TRACE XFMR | 02-HTT-XFR-1212 | HRSG-2 ENCLSURE 480V MCC 121, CUBICLE 14FJ(R) | 480 V MOLDED CASE BREAKER | OPEN | CLOSED | no data | no data | no data | no data | no data | no data | no data
4289.0 | WATER TREATMENT HEAT TRACE XFMR | 02-HTT-XFR-1213 | HRSG-2 ENCLSURE 480V MCC 121, CUBICLE 14FM(R) | 480 V MOLDED CASE BREAKER | OPEN | CLOSED | no data | no data | no data | no data | no data | no data | no data
4315.0 | HRSG 2 TOP S HEAT TRACE XFMR 480-120/208VAC | 02-HTT-XFR-2211 | HRSG-2 ENCLSURE 480V MCC 221, CUBICLE 14FC(R) | 480 V MOLDED CASE BREAKER | OPEN | CLOSED | no data | no data | no data | no data | no data | no data | no data
4868.0 | UNIT 2 ACC HEAT TRACE XFMR 480-120/208VAC | 02-HTT-XFR-2611 | 02-ACC-MCC-261, CUBICLE5FJ(R) | 480 V MOLDED CASE BREAKER | OPEN | CLOSED | no data | no data | no data | no data | no data | no data | no data
4530.0 | UNIT 2 TURBINE BLDG HVAC CONTROL PANEL 51 | 02-HVC-CPL-51 | 02-LVD-PPL-22111, BR13 NE CORNER TURNBINE BLDG | 208/120VAC CIRCUIT BREAKER | OPEN | CLOSED | no data | no data | no data | no data | no data | no data | no data
4528.0 | UNIT 2 TURBINE BLDG HVAC CONTROL PANEL 52 | 02-HVC-CPL-52 | 02-LVD-PPL-22111, BR11 NE CORNER TURNBINE BLDG | 208/120VAC CIRCUIT BREAKER | OPEN | CLOSED | no data | no data | no data | no data | no data | no data | no data
4549.0 | UNIT 2 TURBINE BLDG ROLL UP DOOR 1 480 VAC | 02-HVC-DOR-01 | 02-LVB-PPL-22112, BR11 SE TURBINE DECK | 480 V CIRCUIT BREACKER | OPEN | CLOSED | no data | no data | no data | no data | no data | no data | no data
4494.0 | UNIT 2 TURBINE BLDG ROLL UP DOOR 2 480 VAC | 02-HVC-DOR-02 | 02-LVB-PPL-2215, BR11 NE CORNER TURBINE BLDG | 480 V CIRCUIT BREACKER | OPEN | CLOSED | no data | no data | no data | no data | no data | no data | no data
4539.0 | UNIT 2 TURBINE BLDG ROOF EXH FAN DSW 51 480V | 02-HVC-DSW-51 | 02-LVB-PPL-22112, BR1 SE TURBINE DECK | 480 V CIRCUIT BREACKER | OPEN | CLOSED | no data | no data | no data | no data | no data | no data | no data
4540.0 | UNIT 2 TURBINE BLDG ROOF EXH FAN DSW 52 480V | 02-HVC-DSW-52 | 02-LVB-PPL-22112, BR2 SE TURBINE DECK | 480 V CIRCUIT BREACKER | OPEN | CLOSED | no data | no data | no data | no data | no data | no data | no data
4541.0 | UNIT 2 TURBINE BLDG ROOF EXH FAN DSW 53 480V | 02-HVC-DSW-53 | 02-LVB-PPL-22112, BR3 SE TURBINE DECK | 480 V CIRCUIT BREACKER | OPEN | CLOSED | no data | no data | no data | no data | no data | no data | no data
4542.0 | UNIT 2 TURBINE BLDG ROOF EXH FAN DSW 54 480V | 02-HVC-DSW-54 | 02-LVB-PPL-22112, BR4 SE TURBINE DECK | 480 V CIRCUIT BREACKER | OPEN | CLOSED | no data | no data | no data | no data | no data | no data | no data
4543.0 | UNIT 2 TURBINE BLDG ROOF EXH FAN DSW 55 480V | 02-HVC-DSW-55 | 02-LVB-PPL-22112, BR5 SE TURBINE DECK | 480 V CIRCUIT BREACKER | OPEN | CLOSED | no data | no data | no data | no data | no data | no data | no data
4544.0 | UNIT 2 TURBINE BLDG ROOF EXH FAN DSW 56 480V | 02-HVC-DSW-56 | 02-LVB-PPL-22112, BR6 SE TURBINE DECK | 480 V CIRCUIT BREACKER | OPEN | CLOSED | no data | no data | no data | no data | no data | no data | no data
4545.0 | UNIT 2 TURBINE BLDG ROOF EXH FAN DSW 57 480V | 02-HVC-DSW-57 | 02-LVB-PPL-22112, BR7 SE TURBINE DECK | 480 V CIRCUIT BREACKER | OPEN | CLOSED | no data | no data | no data | no data | no data | no data | no data
4546.0 | UNIT 2 TURBINE BLDG ROOF EXH FAN DSW 58 480V | 02-HVC-DSW-58 | 02-LVB-PPL-22112, BR8 SE TURBINE DECK | 480 V CIRCUIT BREACKER | OPEN | CLOSED | no data | no data | no data | no data | no data | no data | no data
4484.0 | UNIT 2 TURBINE BLDG ROOF EXH FAN DSW 59 480V | 02-HVC-DSW-59 | 02-LVB-PPL-2215, BR1 NE CORNER TURBINE BLDG | 480 V CIRCUIT BREACKER | OPEN | CLOSED | no data | no data | no data | no data | no data | no data | no data
4485.0 | UNIT 2 TURBINE BLDG ROOF EXH FAN DSW 60 480V | 02-HVC-DSW-60 | 02-LVB-PPL-2215, BR2 NE CORNER TURBINE BLDG | 480 V CIRCUIT BREACKER | OPEN | CLOSED | no data | no data | no data | no data | no data | no data | no data
4486.0 | UNIT 2 TURBINE BLDG ROOF EXH FAN DSW 61 480V | 02-HVC-DSW-61 | 02-LVB-PPL-2215, BR3 NE CORNER TURBINE BLDG | 480 V CIRCUIT BREACKER | OPEN | CLOSED | no data | no data | no data | no data | no data | no data | no data
4487.0 | UNIT 2 TURBINE BLDG ROOF EXH FAN DSW 62 480V | 02-HVC-DSW-62 | 02-LVB-PPL-2215, BR4 NE CORNER TURBINE BLDG | 480 V CIRCUIT BREACKER | OPEN | CLOSED | no data | no data | no data | no data | no data | no data | no data
4488.0 | UNIT 2 TURBINE BLDG ROOF EXH FAN DSW 63 480V | 02-HVC-DSW-63 | 02-LVB-PPL-2215, BR5 NE CORNER TURBINE BLDG | 480 V CIRCUIT BREACKER | OPEN | CLOSED | no data | no data | no data | no data | no data | no data | no data
4489.0 | UNIT 2 TURBINE BLDG ROOF EXH FAN DSW 64 480V | 02-HVC-DSW-64 | 02-LVB-PPL-2215, BR6 NE CORNER TURBINE BLDG | 480 V CIRCUIT BREACKER | OPEN | CLOSED | no data | no data | no data | no data | no data | no data | no data
4490.0 | UNIT 2 TURBINE BLDG ROOF EXH FAN DSW 65 480V | 02-HVC-DSW-65 | 02-LVB-PPL-2215, BR7 NE CORNER TURBINE BLDG | 480 V CIRCUIT BREACKER | OPEN | CLOSED | no data | no data | no data | no data | no data | no data | no data
4491.0 | UNIT 2 TURBINE BLDG ROOF EXH FAN DSW 66 480V | 02-HVC-DSW-66 | 02-LVB-PPL-2215, BR8 NE CORNER TURBINE BLDG | 480 V CIRCUIT BREACKER | OPEN | CLOSED | no data | no data | no data | no data | no data | no data | no data
4547.0 | UNIT 2 TURBINE BLDG AHU 67 DSW 480 VAC | 02-HVC-DSW-67 | 02-LVB-PPL-22112, BR9 SE TURBINE DECK | 480 V CIRCUIT BREACKER | OPEN | CLOSED | no data | no data | no data | no data | no data | no data | no data
4493.0 | UNIT 2 TURBINE BLDG AHU 68 DSW 480 VAC | 02-HVC-DSW-68 | 02-LVB-PPL-2215, BR10 NE CORNER TURBINE BLDG | 480 V CIRCUIT BREACKER | OPEN | CLOSED | no data | no data | no data | no data | no data | no data | no data
4492.0 | UNIT 2 TURBINE BLDG AHU 53 DSW 480 VAC | 02-HVC-DSW-69 | 02-LVB-PPL-2215, BR9 NE CORNER TURBINE BLDG | 480 V CIRCUIT BREACKER | OPEN | CLOSED | no data | no data | no data | no data | no data | no data | no data
4548.0 | UNIT 2 TURBINE BLDG AHU 54 DSW 480 VAC | 02-HVC-DSW-70 | 02-LVB-PPL-22112, BR10 SE TURBINE DECK | 480 V CIRCUIT BREACKER | OPEN | CLOSED | no data | no data | no data | no data | no data | no data | no data
4563.0 | UNIT 2 TURBINE BLDG GAS HEATER FAN 51 120 VAC | 02-HVC-HTR-51 | 02-LVB-PPL-22113, BR25 SW TURBINE DECK | 480 V CIRCUIT BREACKER | OPEN | CLOSED | no data | no data | no data | no data | no data | no data | no data
4565.0 | UNIT 2 TURBINE BLDG GAS HEATER FAN 52 120 VAC | 02-HVC-HTR-52 | 02-LVB-PPL-22113, BR27 SW TURBINE DECK | 480 V CIRCUIT BREACKER | OPEN | CLOSED | no data | no data | no data | no data | no data | no data | no data
4567.0 | UNIT 2 TURBINE BLDG GAS HEATER FAN 53 120 VAC | 02-HVC-HTR-53 | 02-LVB-PPL-22113, BR29 SW TURBINE DECK | 480 V CIRCUIT BREACKER | OPEN | CLOSED | no data | no data | no data | no data | no data | no data | no data
4522.0 | UNIT 2 TURBINE BLDG GAS HEATER FAN 54 120 VAC | 02-HVC-HTR-54 | 02-LVD-PPL-22111, BR5 NE CORNER TURNBINE BLDG | 208/120VAC CIRCUIT BREAKER | OPEN | CLOSED | no data | no data | no data | no data | no data | no data | no data
4524.0 | UNIT 2 TURBINE BLDG GAS HEATER FAN 55 120 VAC | 02-HVC-HTR-55 | 02-LVD-PPL-22111, BR7 NE CORNER TURNBINE BLDG | 208/120VAC CIRCUIT BREAKER | OPEN | CLOSED | no data | no data | no data | no data | no data | no data | no data
4526.0 | UNIT 2 TURBINE BLDG GAS HEATER FAN 56 120 VAC | 02-HVC-HTR-56 | 02-LVD-PPL-22111, BR9 NE CORNER TURNBINE BLDG | 208/120VAC CIRCUIT BREAKER | OPEN | CLOSED | no data | no data | no data | no data | no data | no data | no data
4523.0 | UNIT 2 TURBINE BLDG GAS HEATER FAN 57 120 VAC | 02-HVC-HTR-57 | 02-LVD-PPL-22111, BR6 NE CORNER TURNBINE BLDG | 208/120VAC CIRCUIT BREAKER | OPEN | CLOSED | no data | no data | no data | no data | no data | no data | no data
4525.0 | UNIT 2 TURBINE BLDG GAS HEATER FAN 58 120 VAC | 02-HVC-HTR-58 | 02-LVD-PPL-22111, BR8 NE CORNER TURNBINE BLDG | 208/120VAC CIRCUIT BREAKER | OPEN | CLOSED | no data | no data | no data | no data | no data | no data | no data
4527.0 | UNIT 2 TURBINE BLDG GAS HEATER FAN 59 120 VAC | 02-HVC-HTR-59 | 02-LVD-PPL-22111, BR10 NE CORNER TURNBINE BLDG | 208/120VAC CIRCUIT BREAKER | OPEN | CLOSED | no data | no data | no data | no data | no data | no data | no data
4529.0 | UNIT 2 TURBINE BLDG GAS HEATER FAN 60 120 VAC | 02-HVC-HTR-60 | 02-LVD-PPL-22111, BR12 NE CORNER TURNBINE BLDG | 208/120VAC CIRCUIT BREAKER | OPEN | CLOSED | no data | no data | no data | no data | no data | no data | no data
4564.0 | UNIT 2 TURBINE BLDG GAS HEATER FAN 61 120 VAC | 02-HVC-HTR-61 | 02-LVB-PPL-22113, BR26 SW TURBINE DECK | 480 V CIRCUIT BREACKER | OPEN | CLOSED | no data | no data | no data | no data | no data | no data | no data
4566.0 | UNIT 2 TURBINE BLDG GAS HEATER FAN 62 120 VAC | 02-HVC-HTR-62 | 02-LVB-PPL-22113, BR28 SW TURBINE DECK | 480 V CIRCUIT BREACKER | OPEN | CLOSED | no data | no data | no data | no data | no data | no data | no data
4568.0 | UNIT 2 TURBINE BLDG GAS HEATER FAN 63 120 VAC | 02-HVC-HTR-63 | 02-LVB-PPL-22113, BR30 SW TURBINE DECK | 480 V CIRCUIT BREACKER | OPEN | CLOSED | no data | no data | no data | no data | no data | no data | no data
4521.0 | UNIT 2 TURBINE BLDG EAST WALL INTAKE LOUVER 58 | 02-HVC-LVR-58 | 02-LVD-PPL-22111, BR4 NE CORNER TURNBINE BLDG | 208/120VAC CIRCUIT BREAKER | OPEN | CLOSED | no data | no data | no data | no data | no data | no data | no data
4520.0 | UNIT 2 TURBINE BLDG EAST WALL INTAKE LOUVER 59 | 02-HVC-LVR-59 | 02-LVD-PPL-22111, BR3 NE CORNER TURNBINE BLDG | 208/120VAC CIRCUIT BREAKER | OPEN | CLOSED | no data | no data | no data | no data | no data | no data | no data
4562.0 | UNIT 2 TURBINE BLDG WEST WALL INTAKE LOUVER 74 | 02-HVC-LVR-74 | 02-LVB-PPL-22113, BR24 SW TURBINE DECK | 480 V CIRCUIT BREACKER | OPEN | CLOSED | no data | no data | no data | no data | no data | no data | no data
4561.0 | UNIT 2 TURBINE BLDG WEST WALL INTAKE LOUVER 77 | 02-HVC-LVR-77 | 02-LVB-PPL-22113, BR23 SW TURBINE DECK | 480 V CIRCUIT BREACKER | OPEN | CLOSED | no data | no data | no data | no data | no data | no data | no data
5314.0 | IPBD 2 UAT DSW MAIN 125 VDC | 02-IPB-CPL-01 | MVB, DC DISTRIBUTION PANEL 02-LVE-PPL-01, F10.1 | no data | OPEN | CLOSED | no data | no data | no data | no data | no data | no data | no data
4560.0 | UNIT 2 IPBD DCT/UAT DSW HTRS 208VAC | 02-IPB-CPL-02 | 02-LVB-PPL-22113, BR18/20/22SW TURBINE DECK | 480 V CIRCUIT BREACKER | OPEN | CLOSED | no data | no data | no data | no data | no data | no data | no data
4557.0 | UNIT 2 IPBD VTSC MAIN PWR 208VAC | 02-IPB-CPL-03 | 02-LVB-PPL-22113, BR12/14/16SW TURBINE DECK | 480 V CIRCUIT BREACKER | OPEN | CLOSED | no data | no data | no data | no data | no data | no data | no data
3805.0 | LTR CHECK VALVE | 02LBC01AA101 | TURBINE BUILDING | no data | CLOSED | OPEN | no data | no data | no data | no data | no data | no data | no data
6031.0 | HP Turbine Exhaust Non-return Valve | 02-LBC-01AA101 | U2 TURBINE BLDG | Valve | CLOSED | OPEN | no data | no data | no data | no data | no data | no data | no data
3806.0 | ST VENTILATOR VALVE | 02LBC01AA103 | TURBINE BUILDING | no data | CLOSED | OPEN | no data | no data | no data | no data | no data | no data | no data
5092.0 | ST VENTILATOR VALVE | 02LBC01AA103 | TCP | 480 V MOLDED CASE BREAKER | OPEN | CLOSED | no data | no data | no data | no data | no data | no data | no data
5176.0 | ST VENTILATOR VALVE (SPACE HEATER) | 02LBC01AA103-H01 | TCP | no data | OPEN | CLOSED | no data | no data | no data | no data | no data | no data | no data
5180.0 | ECA RECIRCULATION PUMP (A) (BEARING HEATER) | 02LCA14AH101 | TCP | no data | OPEN | CLOSED | no data | no data | no data | no data | no data | no data | no data
5181.0 | ECA RECIRCULATION PUMP (B) (BEARING HEATER) | 02LCA14AH102 | TCP | no data | OPEN | CLOSED | no data | no data | no data | no data | no data | no data | no data
5061.0 | GT 2C/ECA RECIRCULATION PUMP (A) | 02LCA14AP101 | TCP | 480 V MOLDED CASE BREAKER | OPEN | CLOSED | no data | no data | no data | no data | no data | no data | no data
5731.0 | GT 2C/ECA RECIRCULATION PUMP (A) | 02LCA14AP101 | TCP | 480 V MOLDED CASE BREAKER | OPEN | CLOSED | no data | no data | no data | no data | no data | no data | no data
6642.0 | GT 2C/ECA RECIRCULATION PUMP (A) | 02LCA14AP101 | TCP NON ESS | no data | OPEN | CLOSED | no data | no data | no data | no data | no data | no data | no data
5072.0 | ECA RECIRC PUP (A) SEAL COOLER | 02LCA14AP101-M02 | TCP | 480 V MOLDED CASE BREAKER | OPEN | CLOSED | no data | no data | no data | no data | no data | no data | no data
5060.0 | GT 2C/ECA RECIRCULATION PUMP (B) | 02LCA14AP102 | TCP | 480 V MOLDED CASE BREAKER | OPEN | CLOSED | no data | no data | no data | no data | no data | no data | no data
5732.0 | GT 2C/ECA RECIRCULATION PUMP (B) | 02LCA14AP102 | TCP | 480 V MOLDED CASE BREAKER | OPEN | CLOSED | no data | no data | no data | no data | no data | no data | no data
6643.0 | GT 2C/ECA RECIRCULATION PUMP (B) | 02LCA14AP102 | TCP NON ESS | no data | OPEN | CLOSED | no data | no data | no data | no data | no data | no data | no data
5073.0 | ECA RECIRC PUP (B) SEAL COOLER | 02LCA14AP102-M02 | TCP | 480 V MOLDED CASE BREAKER | OPEN | CLOSED | no data | no data | no data | no data | no data | no data | no data
3807.0 | LP TURBINE EXHAUST HOOD SPRAY STRAINER INLET VALVE | 02LCE01AA101 | TURBINE BUILDING | no data | CLOSED | OPEN | no data | no data | no data | no data | no data | no data | no data
3808.0 | LP TURBINE EXHAUST HOOD SPRAY VALVE INLET VALVE | 02LCE01AA102 | TURBINE BUILDING | no data | CLOSED | OPEN | no data | no data | no data | no data | no data | no data | no data
3809.0 | LP TURBINE EXHAUST HOOD SPRAY VALVE OUTLET VALVE | 02LCE01AA104 | TURBINE BUILDING | no data | CLOSED | OPEN | no data | no data | no data | no data | no data | no data | no data
3810.0 | LP TURBINE EXHAUST HOOD SPRAY VALVE BYPASS VALVE | 02LCE01AA105 | TURBINE BUILDING | no data | CLOSED | CLOSED | no data | no data | no data | no data | no data | no data | no data
3912.0 | U2 SFC TRANSFORMER | 02-LCI-XFR-01 | MVB SWITCHGEAR 21, CUBICLE 07B | 6.9 KV RACK-OUT BREAKER | OPEN | CLOSED | no data | no data | no data | no data | no data | no data | no data
1965.0 | U2 CONDENSATE RECIEVER MAKEUP LEVEL CONTROL | 02-LCV-DWS715 | U2 CONDENSATE RECIEVER TANK UPPER DECK | no data | CLOSED | OPEN | no data | no data | no data | no data | no data | no data | no data
4409.0 | HRSG 2 HP DRUM LVL GAUGE PWR FEED | 02-LG-HHS905A | 02-LVD-PPL-12121, BR 26 TOP OF HRSG HP DRUM | 208/120VAC CIRCUIT BREAKER | OPEN | CLOSED | no data | no data | no data | no data | no data | no data | no data
5382.0 | HRSG 2 HP DRM LVL GAUGE ILLUM 120VAC FEED 1 | 02-LI-HHS905 | HRSG 2 U1 UPS PANEL, BR11 | no data | OPEN | CLOSED | no data | no data | no data | no data | no data | no data | no data
5399.0 | HRSG 2 HP DRM LVL GAUGE ILLUM 120VAC PWR FEED 2 | 02-LI-HHS905 | HRSG 2 U2 UPS PANEL, BR13 | no data | OPEN | CLOSED | no data | no data | no data | no data | no data | no data | no data
5383.0 | HRSG 2 IP DRM LVL GAUGE ILLUM 120VAC FEED 1 | 02-LI-HIS903 | HRSG 2 U1 UPS PANEL, BR13 | no data | OPEN | CLOSED | no data | no data | no data | no data | no data | no data | no data
5400.0 | HRSG 2 IP DRM LVL GAUGE ILLUM 120VAC PWR FEED 2 | 02-LI-HIS903 | HRSG 2 U2 UPS PANEL, BR15 | no data | OPEN | CLOSED | no data | no data | no data | no data | no data | no data | no data
5384.0 | HRSG 2 LP DRM LVL GAUGE ILLUM 120VAC FEED 1 | 02-LI-HLS930 | HRSG 2 U1 UPS PANEL, BR15 | no data | OPEN | CLOSED | no data | no data | no data | no data | no data | no data | no data
5401.0 | HRSG 2 LP DRM LVL GAUGE ILLUM 120VAC PWR FEED 2 | 02-LI-HLS930 | HRSG 2 U2 UPS PANEL, BR17 | no data | OPEN | CLOSED | no data | no data | no data | no data | no data | no data | no data
4379.0 | EXTERIOR LIGHTS HRSG ENCLOSURE 120VAC | 02-LTG-CNT-12111 | 02-LVD-PPL-1211, BR 4 INSIDE HRSG SWG ENCLOSURE | 208/120VAC CIRCUIT BREAKER | OPEN | CLOSED | no data | no data | no data | no data | no data | no data | no data
4381.0 | LIGHTING CONTACTOR 1 120VAC | 02-LTG-CNT-12111 | 02-LVD-PPL-1211, BR 6 INSIDE HRSG SWG ENCLOSURE | 208/120VAC CIRCUIT BREAKER | OPEN | CLOSED | no data | no data | no data | no data | no data | no data | no data
4400.0 | UNIT 2 PIPE RACK GROUND LEVEL LIGHTS 208VAC | 02-LTG-CNT-12111 | 02-LVD-PPL-1211, BR 30/32 INSIDE HRSG SWG ENCLOSURE | 208/120VAC CIRCUIT BREAKER | OPEN | CLOSED | no data | no data | no data | no data | no data | no data | no data
4401.0 | UNIT 2 PIPE RACK GROUND LEVEL LIGHTS 208VAC | 02-LTG-CNT-12111 | 02-LVD-PPL-1211, BR 31/33 INSIDE HRSG SWG ENCLOSURE | 208/120VAC CIRCUIT BREAKER | OPEN | CLOSED | no data | no data | no data | no data | no data | no data | no data
4402.0 | UNIT 2 ACHE & COMPR. AREA GRND LVL LTS 208VAC | 02-LTG-CNT-12111 | 02-LVD-PPL-1211, BR 34/36 INSIDE HRSG SWG ENCLOSURE | 208/120VAC CIRCUIT BREAKER | OPEN | CLOSED | no data | no data | no data | no data | no data | no data | no data
4403.0 | UNIT 2 HRSG AREA GROUND LEVEL LIGHTS 208VAC | 02-LTG-CNT-12111 | 02-LVD-PPL-1211, BR 35/37 INSIDE HRSG SWG ENCLOSURE | 208/120VAC CIRCUIT BREAKER | OPEN | CLOSED | no data | no data | no data | no data | no data | no data | no data
4404.0 | AUX BOILER BLDG. EXT.& STACK LIGHTS & 208VAC | 02-LTG-CNT-12111 | 02-LVD-PPL-1211, BR 38/40 INSIDE HRSG SWG ENCLOSURE | 208/120VAC CIRCUIT BREAKER | OPEN | CLOSED | no data | no data | no data | no data | no data | no data | no data
4411.0 | HRSG 2 UPPER DECK/STAIRTOWER/STACK LIGHTS 1 | 02-LTG-CNT-12121 | 02-LVD-PPL-12121, BR 30/32 TOP OF HRSG HP DRUM | 208/120VAC CIRCUIT BREAKER | OPEN | CLOSED | no data | no data | no data | no data | no data | no data | no data
4412.0 | HRSG 2 UPPER DECK/STAIRTOWER/STACK LIGHTS 2 | 02-LTG-CNT-12121 | 02-LVD-PPL-12121, BR 31/33 TOP OF HRSG HP DRUM | 208/120VAC CIRCUIT BREAKER | OPEN | CLOSED | no data | no data | no data | no data | no data | no data | no data
4413.0 | UNIT 2 HRSG PLATFORMS LIGHTS 1 208VAC | 02-LTG-CNT-12121 | 02-LVD-PPL-12121, BR 34/36 TOP OF HRSG HP DRUM | 208/120VAC CIRCUIT BREAKER | OPEN | CLOSED | no data | no data | no data | no data | no data | no data | no data
4414.0 | UNIT 2 HRSG PLATFORMS LIGHTS 2 208VAC | 02-LTG-CNT-12121 | 02-LVD-PPL-12121, BR 35/37 TOP OF HRSG HP DRUM | 208/120VAC CIRCUIT BREAKER | OPEN | CLOSED | no data | no data | no data | no data | no data | no data | no data
4415.0 | ACC 2 LIGHTING CONTACTOR COIL 120VAC | 02-LTG-CNT-12121 | 02-LVD-PPL-12121, BR 42 TOP OF HRSG HP DRUM | 208/120VAC CIRCUIT BREAKER | OPEN | CLOSED | no data | no data | no data | no data | no data | no data | no data
4417.0 | LIGHTING CONTACTOR COIL 120VAC | 02-LTG-CNT-12151 | 02-LVD-PPL-12151, BR 2 AUX BOILER WEST WALL | 208/120VAC CIRCUIT BREAKER | OPEN | CLOSED | no data | no data | no data | no data | no data | no data | no data
4418.0 | AUX BOILER BUILDING HIGH BAY LIGHTS #1 208VAC | 02-LTG-CNT-12151 | 02-LVD-PPL-12151, BR 3/5 AUX BOILER WEST WALL | 208/120VAC CIRCUIT BREAKER | OPEN | CLOSED | no data | no data | no data | no data | no data | no data | no data
4419.0 | AUX BOILER BUILDING HIGH BAY LIGHTS #2 208VAC | 02-LTG-CNT-12151 | 02-LVD-PPL-12151, BR 4/6 AUX BOILER WEST WALL | 208/120VAC CIRCUIT BREAKER | OPEN | CLOSED | no data | no data | no data | no data | no data | no data | no data
4442.0 | LIGHTING CONTACTOR COIL 120VAC | 02-LTG-CNT-12181 | 02-LVD-PPL-12181, BR 29 EAST WALL RO BLDG | 208/120VAC CIRCUIT BREAKER | OPEN | CLOSED | no data | no data | no data | no data | no data | no data | no data
4444.0 | EXTERIOR LIGHTS DEMIN WATER TANK AREA 208VAC | 02-LTG-CNT-12181 | 02-LVD-PPL-12181, BR 31/33 EAST WALL RO BLDG | 208/120VAC CIRCUIT BREAKER | OPEN | CLOSED | no data | no data | no data | no data | no data | no data | no data
4445.0 | EXTERIOR LIGHTS DEMIN WATER TANK AREA 208VAC | 02-LTG-CNT-12181 | 02-LVD-PPL-12181, BR 32/34 EAST WALL RO BLDG | 208/120VAC CIRCUIT BREAKER | OPEN | CLOSED | no data | no data | no data | no data | no data | no data | no data
4824.0 | ACC 2 LIGHTING - GROUND LEVEL 208VAC | 02-LTG-CNT-1412 | 02-LVD-PPL-1412, BR31/33ACC MCC ENCLOSURE | 208/120VAC CIRCUIT BREAKER | OPEN | CLOSED | no data | no data | no data | no data | no data | no data | no data
4825.0 | ACC 2 LIGHTING - GROUND LEVEL 208VAC | 02-LTG-CNT-1412 | 02-LVD-PPL-1412, BR35/37ACC MCC ENCLOSURE | 208/120VAC CIRCUIT BREAKER | OPEN | CLOSED | no data | no data | no data | no data | no data | no data | no data
4826.0 | EXTERIOR LIGHTS ACC ENCLOSURE 120VAC | 02-LTG-CNT-1412 | 02-LVD-PPL-1412, BR2ACC MCC ENCLOSURE | 208/120VAC CIRCUIT BREAKER | OPEN | CLOSED | no data | no data | no data | no data | no data | no data | no data
4827.0 | ACC 2 LIGHTING CONTACTOR COIL120VAC | 02-LTG-CNT-1412 | 02-LVD-PPL-1412, BR4ACC MCC ENCLOSURE | 208/120VAC CIRCUIT BREAKER | OPEN | CLOSED | no data | no data | no data | no data | no data | no data | no data
4838.0 | ACC 2 LIGHTING - GROUND LEVEL | 02-LTG-CNT-1412 | 02-LVD-PPL-1412, BR30/32ACC MCC ENCLOSURE | 208/120VAC CIRCUIT BREAKER | OPEN | CLOSED | no data | no data | no data | no data | no data | no data | no data
4839.0 | ACC 2 LIGHTING - GROUND LEVEL 208VAC | 02-LTG-CNT-1412 | 02-LVD-PPL-1412, BR34/36ACC MCC ENCLOSURE | 208/120VAC CIRCUIT BREAKER | OPEN | CLOSED | no data | no data | no data | no data | no data | no data | no data
4514.0 | PIPE RACK PLATFORMS 208VAC | 02-LTG-CNT-2211 | 02-LVD-PPL-2211, BR30/32OUTSIDE HRSG SWG ENCLOSURE | 208/120VAC CIRCUIT BREAKER | OPEN | CLOSED | no data | no data | no data | no data | no data | no data | no data
4515.0 | PIPE RACK PLATFORMS 208VAC | 02-LTG-CNT-2211 | 02-LVD-PPL-2211, BR31/33OUTSIDE HRSG SWG ENCLOSURE | 208/120VAC CIRCUIT BREAKER | OPEN | CLOSED | no data | no data | no data | no data | no data | no data | no data
4516.0 | UNIT 2 ACHE UPPER DECK LIGHTING | 02-LTG-CNT-2211 | 02-LVD-PPL-2211, BR34/36 OUTSIDE HRSG SWG ENCLOSURE | 208/120VAC CIRCUIT BREAKER | OPEN | CLOSED | no data | no data | no data | no data | no data | no data | no data
4517.0 | UNIT 2 ACHE UPPER DECK LIGHTING | 02-LTG-CNT-2211 | 02-LVD-PPL-2211, BR35/37 OUTSIDE HRSG SWG ENCLOSURE | 208/120VAC CIRCUIT BREAKER | OPEN | CLOSED | no data | no data | no data | no data | no data | no data | no data
4518.0 | LIGHTING CONTACTOR COIL 120VAC | 02-LTG-CNT-2211 | 02-LVD-PPL-2211, BR42OUTSIDE HRSG SWG ENCLOSURE | 208/120VAC CIRCUIT BREAKER | OPEN | CLOSED | no data | no data | no data | no data | no data | no data | no data
4519.0 | LIGHTING CONTACTOR COIL 120VAC | 02-LTG-CNT-22111 | 02-LVD-PPL-22111, BR1NE CORNER TURNBINE BLDG | 208/120VAC CIRCUIT BREAKER | OPEN | CLOSED | no data | no data | no data | no data | no data | no data | no data
4535.0 | UNIT 2 TURBINE BLDG HIGH BAY 208VAC | 02-LTG-CNT-22111 | 02-LVD-PPL-22111, BR31/33 NE CORNER TURNBINE BLDG | 208/120VAC CIRCUIT BREAKER | OPEN | CLOSED | no data | no data | no data | no data | no data | no data | no data
4536.0 | UNIT 2 TURBINE BLDG HIGH BAY 208VAC | 02-LTG-CNT-22111 | 02-LVD-PPL-22111, BR32/34 NE CORNER TURNBINE BLDG | 208/120VAC CIRCUIT BREAKER | OPEN | CLOSED | no data | no data | no data | no data | no data | no data | no data
4537.0 | UNIT 2 TURBINE BLDG PIT LIGHT 208VAC | 02-LTG-CNT-22111 | 02-LVD-PPL-22111, BR36/38 NE CORNER TURNBINE BLDG | 208/120VAC CIRCUIT BREAKER | OPEN | CLOSED | no data | no data | no data | no data | no data | no data | no data
4538.0 | UNIT 2 TURBINE BLDG PIT LIGHT 208VAC | 02-LTG-CNT-22111 | 02-LVD-PPL-22111, BR39/41 NE CORNER TURNBINE BLDG | 208/120VAC CIRCUIT BREAKER | OPEN | CLOSED | no data | no data | no data | no data | no data | no data | no data
4899.0 | ACC 2 LIGHTING - UPPER DECK 208VAC | 02-LTG-CNT-2611 | 02-LVD-PPL-261, BR31/33ACC MCC ENCLOSURE | 208/120VAC CIRCUIT BREAKER | OPEN | CLOSED | no data | no data | no data | no data | no data | no data | no data
4900.0 | ACC 2 LIGHTING - UPPER DECK 208VAC | 02-LTG-CNT-2611 | 02-LVD-PPL-261, BR35/37ACC MCC ENCLOSURE | 208/120VAC CIRCUIT BREAKER | OPEN | CLOSED | no data | no data | no data | no data | no data | no data | no data
4901.0 | ACC 2 LIGHTING - SOUTH PLATFORM 208VAC | 02-LTG-CNT-2611 | 02-LVD-PPL-261, BR39/41ACC MCC ENCLOSURE | 208/120VAC CIRCUIT BREAKER | OPEN | CLOSED | no data | no data | no data | no data | no data | no data | no data
4912.0 | ACC 2 LIGHTING - UPPER DECK 208VAC | 02-LTG-CNT-2611 | 02-LVD-PPL-261, BR30/32ACC MCC ENCLOSURE | 208/120VAC CIRCUIT BREAKER | OPEN | CLOSED | no data | no data | no data | no data | no data | no data | no data
4913.0 | ACC 2 LIGHTING- NORTH PLATFORM & STAIR TOWER | 02-LTG-CNT-2611 | 02-LVD-PPL-261, BR34/36ACC MCC ENCLOSURE | 208/120VAC CIRCUIT BREAKER | OPEN | CLOSED | no data | no data | no data | no data | no data | no data | no data
4914.0 | ACC 2 LIGHTING - UPPER DECK 208VAC | 02-LTG-CNT-2611 | 02-LVD-PPL-261, BR38/40ACC MCC ENCLOSURE | 208/120VAC CIRCUIT BREAKER | OPEN | CLOSED | no data | no data | no data | no data | no data | no data | no data
5262.0 | ROADWAY LIGHTS SOUTHEAST SECTION 480VAC | 02-LTG-CNT-2711 | MVB, 02-LVB-SWB-271, BR 33 | 480 V CIRCUIT BREACKER | OPEN | CLOSED | no data | no data | no data | no data | no data | no data | no data
5263.0 | ROADWAY LIGHTS NORTH SECTION 480VAC | 02-LTG-CNT-2711 | MVB, 02-LVB-SWB-271, BR 35 | 480 V CIRCUIT BREACKER | OPEN | CLOSED | no data | no data | no data | no data | no data | no data | no data
5275.0 | ROADWAY LIGHTS SOUTHWEST SECTION 480VAC | 02-LTG-CNT-2711 | MVB, 02-LVB-SWB-271, BR 36 | 480 V CIRCUIT BREACKER | OPEN | CLOSED | no data | no data | no data | no data | no data | no data | no data
5273.0 | WAREHOUSE BUILDING LOAD BKR | 02-LVB-DSW-2713 | MVB, 02-LVB-SWB-271, BR 26 | 480 V CIRCUIT BREACKER | OPEN | CLOSED | no data | no data | no data | no data | no data | no data | no data
4831.0 | NON-SEG SPACE HTR MCC-241, M1 | 02-LVB-NSB-24 | 02-LVD-PPL-1412, BR14ACC MCC ENCLOSURE | 208/120VAC CIRCUIT BREAKER | OPEN | CLOSED | no data | no data | no data | no data | no data | no data | no data
4832.0 | NON-SEG SPACE HTR MCC-241, M2 | 02-LVB-NSB-24 | 02-LVD-PPL-1412, BR16ACC MCC ENCLOSURE | 208/120VAC CIRCUIT BREAKER | OPEN | CLOSED | no data | no data | no data | no data | no data | no data | no data
4266.0 | HRSG 2 PDC PANELBOARD 480V | 02-LVB-PPL-1211 | HRSG-2 ENCLSURE 480V MCC 121, CUBICLE 06FE | 480 V MOLDED CASE BREAKER | OPEN | CLOSED | no data | no data | no data | no data | no data | no data | no data
4269.0 | HRSG 2 TOP LEVEL SE PANELBOARD 480VAC | 02-LVB-PPL-1212 | HRSG-2 ENCLSURE 480V MCC 121, CUBICLE 07FC | 480 V MOLDED CASE BREAKER | OPEN | CLOSED | no data | no data | no data | no data | no data | no data | no data
4270.0 | HRSG 2 GRADE WEST PANELBOARD 480VAC | 02-LVB-PPL-1213 | HRSG-2 ENCLSURE 480V MCC 121, CUBICLE 07FF | 480 V MOLDED CASE BREAKER | OPEN | CLOSED | no data | no data | no data | no data | no data | no data | no data
4271.0 | HRSG 2 FINGER RACK PANELBOARD 480VAC | 02-LVB-PPL-1214 | HRSG-2 ENCLSURE 480V MCC 121, CUBICLE 07FJ | 480 V MOLDED CASE BREAKER | OPEN | CLOSED | no data | no data | no data | no data | no data | no data | no data
4267.0 | AUX BOILER BUILDING PANELBOARD 480VAC | 02-LVB-PPL-1215 | HRSG-2 ENCLSURE 480V MCC 121, CUBICLE 06FH | 480 V MOLDED CASE BREAKER | OPEN | CLOSED | no data | no data | no data | no data | no data | no data | no data
4268.0 | WAREHOUSE BUILDING LOAD PANELBOARD 480VAC | 02-LVB-PPL-1217 | HRSG-2 ENCLSURE 480V MCC 121, CUBICLE 06FM | 480 V MOLDED CASE BREAKER | OPEN | CLOSED | no data | no data | no data | no data | no data | no data | no data
4272.0 | WATER TREATMENT PANELBOARD 480VAC | 02-LVB-PPL-1218 | HRSG-2 ENCLSURE 480V MCC 121, CUBICLE 07FM | 480 V MOLDED CASE BREAKER | OPEN | CLOSED | no data | no data | no data | no data | no data | no data | no data
4754.0 | ACC 2 PDC PANELBOARD 480VAC | 02-LVB-PPL-1411 | 02-ACC-MCC-141, CUBICLE2FM | 480 V MOLDED CASE BREAKER | OPEN | CLOSED | no data | no data | no data | no data | no data | no data | no data
4846.0 | ACC 2 PDC PANELBOARD 480VAC | 02-LVB-PPL-1611 | 02-ACC-MCC-161, CUBICLE3FM | 480 V MOLDED CASE BREAKER | OPEN | CLOSED | no data | no data | no data | no data | no data | no data | no data
4307.0 | WATER TREATMENT BLDG LOAD PANELBOARD 480VAC | 02-LVB-PPL-2211 | HRSG-2 ENCLSURE 480V MCC 221, CUBICLE 11FH | 480 V MOLDED CASE BREAKER | OPEN | CLOSED | no data | no data | no data | no data | no data | no data | no data
4447.0 | UNIT 2 TURBINE BUILDING 480V PANELBOARD SE | 02-LVB-PPL-22112 | 02-LVB-PPL-2211, BR 5 MAINTENANCE SHOP NW | 480 V CIRCUIT BREACKER | OPEN | CLOSED | no data | no data | no data | no data | no data | no data | no data
4448.0 | UNIT 2 TURBINE BUILDING 480V PANELBOARD SW | 02-LVB-PPL-22113 | 02-LVB-PPL-2211, BR 6 MAINTENANCE SHOP NW | 480 V CIRCUIT BREACKER | OPEN | CLOSED | no data | no data | no data | no data | no data | no data | no data
4310.0 | HRSG 2 PDC PANELBOARD 480VAC | 02-LVB-PPL-2212 | HRSG-2 ENCLSURE 480V MCC 221, CUBICLE 12FH | 480 V MOLDED CASE BREAKER | OPEN | CLOSED | no data | no data | no data | no data | no data | no data | no data
4313.0 | HRSG 2 TOP LEVEL WEST PANELBOARD 480VAC | 02-LVB-PPL-2213 | HRSG-2 ENCLSURE 480V MCC 221, CUBICLE 13FJ | 480 V MOLDED CASE BREAKER | OPEN | CLOSED | no data | no data | no data | no data | no data | no data | no data
4467.0 | HRSG 2 GRADE W 480VAC PANELBOARD 2 MAIN FEED | 02-LVB-PPL-22131 | 02-LVB-PPL-2213, BR 10 OUTSIDE HRSG SWG ENCLOSURE | 480 V CIRCUIT BREACKER | OPEN | CLOSED | no data | no data | no data | no data | no data | no data | no data
4319.0 | WATER TREATMENT PANELBOARD 480VAC | 02-LVB-PPL-2214 | HRSG-2 ENCLSURE 480V MCC 221, CUBICLE 16FM | 480 V MOLDED CASE BREAKER | OPEN | CLOSED | no data | no data | no data | no data | no data | no data | no data
4482.0 | ADMN BLDG 480-208/120VAC XFR | 02-LVB-PPL-22141 | 02-LVB-PPL-2214, BR 5 NE CORNER OF RO BLDG | 480 V CIRCUIT BREACKER | OPEN | CLOSED | no data | no data | no data | no data | no data | no data | no data
4309.0 | UNIT 2 TURBINE BUILDING NE PANELBOARD 480VAC | 02-LVB-PPL-2215 | HRSG-2 ENCLSURE 480V MCC 221, CUBICLE 12FE | 480 V MOLDED CASE BREAKER | OPEN | CLOSED | no data | no data | no data | no data | no data | no data | no data
5246.0 | SWYD PPL 2 480VAC MAIN | 02-LVB-PPL-2711 | MVB, 02-LVB-SWB-271, BR 2 | 480 V CIRCUIT BREACKER | OPEN | CLOSED | no data | no data | no data | no data | no data | no data | no data
5266.0 | UNIT 2 TURBINE BLDG WELDING RECEPT | 02-LVB-RCP-01 | MVB, 02-LVB-SWB-271, BR 45 | 480 V CIRCUIT BREACKER | OPEN | CLOSED | no data | no data | no data | no data | no data | no data | no data
4468.0 | UNIT 2 ACHE AREA WELDING RECEPT | 02-LVB-RCP-02 | 02-LVB-PPL-2213, BR 11 OUTSIDE HRSG SWG ENCLOSURE | 480 V CIRCUIT BREACKER | OPEN | CLOSED | no data | no data | no data | no data | no data | no data | no data
5265.0 | UNIT 2 UAT AREA WELDING RECEPT | 02-LVB-RCP-03 | MVB, 02-LVB-SWB-271, BR 43 | 480 V CIRCUIT BREACKER | OPEN | CLOSED | no data | no data | no data | no data | no data | no data | no data
4883.0 | UNIT 2 ACC UPPER DECK WELDING RECEPT 4 | 02-LVB-RCP-04 | 02-LVB-PPL-1611, BR7ACC MCC ENCLOSURE | 480 V CIRCUIT BREACKER | OPEN | CLOSED | no data | no data | no data | no data | no data | no data | no data
4884.0 | UNIT 2 ACC UPPER DECK WELDING RECEPT 5 | 02-LVB-RCP-05 | 02-LVB-PPL-1611, BR9ACC MCC ENCLOSURE | 480 V CIRCUIT BREACKER | OPEN | CLOSED | no data | no data | no data | no data | no data | no data | no data
4885.0 | UNIT 2 ACC UPPER DECK WELDING RECEPT 6 | 02-LVB-RCP-06 | 02-LVB-PPL-1611, BR11ACC MCC ENCLOSURE | 480 V CIRCUIT BREACKER | OPEN | CLOSED | no data | no data | no data | no data | no data | no data | no data
4887.0 | UNIT 2 ACC UPPER DECK WELDING RECEPT 7 | 02-LVB-RCP-07 | 02-LVB-PPL-1611, BR10ACC MCC ENCLOSURE | 480 V CIRCUIT BREACKER | OPEN | CLOSED | no data | no data | no data | no data | no data | no data | no data
4888.0 | UNIT 2 ACC GRADE WELDING RECEPT 8 | 02-LVB-RCP-08 | 02-LVB-PPL-1611, BR12ACC MCC ENCLOSURE | 480 V CIRCUIT BREACKER | OPEN | CLOSED | no data | no data | no data | no data | no data | no data | no data
4473.0 | PIPERACK 2 WELDING RECEPT 9 480VAC | 02-LVB-RCP-09 | 02-LVB-PPL-2213, BR 16 OUTSIDE HRSG SWG ENCLOSURE | 480 V CIRCUIT BREACKER | OPEN | CLOSED | no data | no data | no data | no data | no data | no data | no data
4476.0 | PIPERACK 2 WELDING RECEPT 10 480VAC | 02-LVB-RCP-10 | 02-LVB-PPL-2213, BR 19 OUTSIDE HRSG SWG ENCLOSURE | 480 V CIRCUIT BREACKER | OPEN | CLOSED | no data | no data | no data | no data | no data | no data | no data
4475.0 | PIPERACK 2 WELDING RECEPT 11 480VAC | 02-LVB-RCP-11 | 02-LVB-PPL-2213, BR 18 OUTSIDE HRSG SWG ENCLOSURE | 480 V CIRCUIT BREACKER | OPEN | CLOSED | no data | no data | no data | no data | no data | no data | no data
4478.0 | PIPERACK 2 WELDING RECEPT 12 480VAC | 02-LVB-RCP-12 | 02-LVB-PPL-2213, BR 21 OUTSIDE HRSG SWG ENCLOSURE | 480 V CIRCUIT BREACKER | OPEN | CLOSED | no data | no data | no data | no data | no data | no data | no data
4477.0 | PIPERACK 2 WELDING RECEPT 13 480VAC | 02-LVB-RCP-13 | 02-LVB-PPL-2213, BR 20 OUTSIDE HRSG SWG ENCLOSURE | 480 V CIRCUIT BREACKER | OPEN | CLOSED | no data | no data | no data | no data | no data | no data | no data
4306.0 | UNIT 2 STG SWBD | 02-LVB-SWB-2211 | HRSG-2 ENCLSURE 480V MCC 221, CUBICLE 11FD | 480 V MOLDED CASE BREAKER | OPEN | CLOSED | no data | no data | no data | no data | no data | no data | no data
4922.0 | U2 BOP ESS SWITCHBOARD | 02-LVB-SWB-271 | MV BLDG, 02-LVB-SWG-27, CUBICLE07A | 480 V RACK OUT BREAKER | OPEN | CLOSED | no data | no data | no data | no data | no data | no data | no data
4257.0 | MAIN FEED BREAKER SWG 12 | 02-LVB-SWG-12 | HRSG-2 ECLOSURE, SWG 12, CUBICLE 02A | 480 V RACK OUT BREAKER | OPEN | CLOSED | no data | no data | no data | no data | no data | no data | no data
4258.0 | MAIN FEED BREAKER SWG 22 | 02-LVB-SWG-22 | HRSG-2 ECLOSURE, SWG 22, CUBICLE 07A | 480 V RACK OUT BREAKER | OPEN | CLOSED | no data | no data | no data | no data | no data | no data | no data
4286.0 | HRSG 2 PDC XFMR 480-120/208VAC | 02-LVB-XFR-1211 | HRSG-2 ENCLSURE 480V MCC 121, CUBICLE 14FC(R) | 480 V MOLDED CASE BREAKER | OPEN | CLOSED | no data | no data | no data | no data | no data | no data | no data
4330.0 | HRSG 2 TOP LVL 480-208/120VAC XFR | 02-LVB-XFR-12121 | 02-LVB-PPL-1212, BR 3 TOP OF HRSG HP DRUM | 480 V CIRCUIT BREACKER | OPEN | CLOSED | no data | no data | no data | no data | no data | no data | no data
4362.0 | AUX BLR BLDG 480-208/120VAC XFR 12151 FEED | 02-LVB-XFR-12151 | 02-LVB-PPL-1215, BR 5 PIPE RACK 1 BY STARTUP HTR | 480 V CIRCUIT BREACKER | OPEN | CLOSED | no data | no data | no data | no data | no data | no data | no data
4375.0 | WTT BLDG 480-208/120VAC XFR 12181 FEED | 02-LVB-XFR-12181 | 02-LVB-PPL-1218, BR 14 NE CORNER OF RO BLDG | 480 V CIRCUIT BREACKER | OPEN | CLOSED | no data | no data | no data | no data | no data | no data | no data
4773.0 | ACC 2 PDC XFMR 480-120/208VAC | 02-LVB-XFR-1412 | 02-ACC-MCC-141, CUBICLE16FJ | 480 V MOLDED CASE BREAKER | OPEN | CLOSED | no data | no data | no data | no data | no data | no data | no data
4314.0 | HRSG 2 GRADE WEST XFMR 480-120/208VAC | 02-LVB-XFR-2211 | HRSG-2 ENCLSURE 480V MCC 221, CUBICLE 14FC(L) | 480 V MOLDED CASE BREAKER | OPEN | CLOSED | no data | no data | no data | no data | no data | no data | no data
4446.0 | UNIT 2 TUR BLDG 480V/208-120V AC DIST XFR 1 | 02-LVB-XFR-22111 | 02-LVB-PPL-2211, BR 4 MAINTENANCE SHOP NW | 480 V CIRCUIT BREACKER | OPEN | CLOSED | no data | no data | no data | no data | no data | no data | no data
4867.0 | ACC 2 PDC XFMR 480-120/208VAC | 02-LVB-XFR-2611 | 02-ACC-MCC-261, CUBICLE5FJ(L) | 480 V MOLDED CASE BREAKER | OPEN | CLOSED | no data | no data | no data | no data | no data | no data | no data
5259.0 | MV PDC XFMR 2 480-120/208VAC | 02-LVB-XFR-2712 | MVB, 02-LVB-SWB-271, BR 17 | 480 V CIRCUIT BREACKER | OPEN | CLOSED | no data | no data | no data | no data | no data | no data | no data
1966.0 | U2 DRIP LEG DRAIN - AUTOMATED | 02-LV-CRH109 | U2 STG BLDG | no data | CLOSED | OPEN | no data | no data | no data | no data | no data | no data | no data
1967.0 | U2 DRIP LEG DRAIN - AUTOMATED | 02-LV-CRH110 | U2 STG BLDG | no data | CLOSED | OPEN | no data | no data | no data | no data | no data | no data | no data
1968.0 | U2 DRIP LEG DRAIN - AUTOMATED | 02-LV-CRH125 | U2 STG BLDG | no data | CLOSED | OPEN | no data | no data | no data | no data | no data | no data | no data
5252.0 | UNIT 2 125VDC BATTERY CHARGER A | 02-LVE-CHG-01A | MVB, 02-LVB-SWB-271, BR 16 | 480 V CIRCUIT BREACKER | OPEN | CLOSED | no data | no data | no data | no data | no data | no data | no data
6799.0 | UNIT 2 125VDC BATTERY CHARGER A | 02-LVE-CHG-01ABR16 | Medium voltage | no data | OPEN | CLOSED | no data | no data | no data | no data | no data | no data | no data
6672.0 | U2 Battery Charger "A" 125VDC output | 02-LVE-CHG-01AQ011 | MED VOLT BUILDING, CAB 02-LVE-CHG-01A | no data | OPEN | CLOSED | no data | no data | no data | no data | no data | no data | no data
5224.0 | UNIT 2 125VDC BATTERY CHARGER B | 02-LVE-CHG-01B | MVB, 01-LVB-SWB-171, BR 15 | 480 V CIRCUIT BREACKER | OPEN | CLOSED | no data | no data | no data | no data | no data | no data | no data
6806.0 | UNIT 2 125VDC BATTERY CHARGER B | 02-LVE-CHG-01BBR15 | MVB, 01-LVB-SWB-171 | 480 V CIRCUIT BREACKER | OPEN | CLOSED | no data | no data | no data | no data | no data | no data | no data
6673.0 | U2 Battery Charger "B" 125VDC output | 02-LVE-CHG-01BQ011 | MVB, CAB 02-LVE-CHG-01B | no data | OPEN | CLOSED | no data | no data | no data | no data | no data | no data | no data
5312.0 | HRSG 2 PDC 125VDC PANELBOARD 01 DSW | 02-LVE-DSW-012 | MVB, DC DISTRIBUTION PANEL 02-LVE-PPL-01, F7 | no data | OPEN | CLOSED | no data | no data | no data | no data | no data | no data | no data
5306.0 | BATTERY INPUT TO SECONDARY DC BUS | 02-LVE-PPL-01 | MVB, DC DISTRIBUTION PANEL 02-LVE-PPL-01, F1 | no data | OPEN | CLOSED | no data | no data | no data | no data | no data | no data | no data
5307.0 | CHARGER A INPUT TO SECONDARY DC BUS | 02-LVE-PPL-01 | MVB, DC DISTRIBUTION PANEL 02-LVE-PPL-01, F2 | no data | OPEN | CLOSED | no data | no data | no data | no data | no data | no data | no data
5309.0 | CHARGER B INPUT TO SECONDARY DC BUS | 02-LVE-PPL-01 | MVB, DC DISTRIBUTION PANEL 02-LVE-PPL-01, F4 | no data | OPEN | CLOSED | no data | no data | no data | no data | no data | no data | no data
6801.0 | 125 VDC CHARGER A INPUT TO SECONDARY DC BUS | 02-LVE-PPL-01F2 | MVB, DC DISTRIBUTION PANEL 02-LVE-PPL-01, F2 | no data | OPEN | CLOSED | no data | no data | no data | no data | no data | no data | no data
6807.0 | UNit 2 CHARGER B INPUT TO SECONDARY DC BUS | 02-LVE-PPL-01F4 | MVB, DC DISTRIBUTION PANEL 02-LVE-PPL-01 | 125VDC Disconnect | OPEN | CLOSED | no data | no data | no data | no data | no data | no data | no data
6808.0 | Unit 2 CH. B INP. TO PRIM. DC BUS | 02-LVE-PPL-01F5 | MVB, DC DISTRIBUTION PANEL 02-LVE-PPL-01 | no data | OPEN | CLOSED | no data | no data | no data | no data | no data | no data | no data
5313.0 | ADMIN BUILDING 125VDC PANELBOARD 02 RBX | 02-LVE-RBX-013 | MVB, DC DISTRIBUTION PANEL 02-LVE-PPL-01, F8 | no data | OPEN | CLOSED | no data | no data | no data | no data | no data | no data | no data
5334.0 | FEED TO UPS MAIN PANEL BOARD U1 | 02-LVF-PPL-01 | MVB, 02-LVF-PPL-01 | no data | OPEN | CLOSED | no data | no data | no data | no data | no data | no data | no data
5335.0 | HRSG1 U2 UPS PANEL | 02-LVF-PPL-011 | MVB, 02-LVF-PPL-01 | no data | OPEN | CLOSED | no data | no data | no data | no data | no data | no data | no data
5336.0 | HRSG2 U2 UPS PANEL | 02-LVF-PPL-012 | MVB, 02-LVF-PPL-01 | no data | OPEN | CLOSED | no data | no data | no data | no data | no data | no data | no data
5337.0 | ADMIN BLDG U1 UPS PNL | 02-LVF-PPL-013 | MVB, 02-LVF-PPL-01 | no data | OPEN | CLOSED | no data | no data | no data | no data | no data | no data | no data
5438.0 | ADMN BLDG DCS RM N WALL UNIT 2 DSK RCPTS | 02-LVF-PPL-013-25 | ADMIN BLDG U2 UPS PNL, BR25 | no data | OPEN | CLOSED | no data | no data | no data | no data | no data | no data | no data
5450.0 | ADMN BLDG DCS RM E WALL UNIT 2 DSK RCPTS | 02-LVF-PPL-013-26 | ADMIN BLDG U2 UPS PNL, BR26 | no data | OPEN | CLOSED | no data | no data | no data | no data | no data | no data | no data
5439.0 | ADMN BLDG CTRL RM UNIT 2 FLR RCPTS | 02-LVF-PPL-013-27 | ADMIN BLDG U2 UPS PNL, BR27 | no data | OPEN | CLOSED | no data | no data | no data | no data | no data | no data | no data
5451.0 | ADMN BLDG CTRL RM E WALL UNIT 2 DSK RCPTS | 02-LVF-PPL-013-28 | ADMIN BLDG U2 UPS PNL, BR28 | no data | OPEN | CLOSED | no data | no data | no data | no data | no data | no data | no data
5440.0 | ADMN BLDG CTRL RM UNIT 2 S WALL TV RCPTS | 02-LVF-PPL-013-29 | ADMIN BLDG U2 UPS PNL, BR29 | no data | OPEN | CLOSED | no data | no data | no data | no data | no data | no data | no data
5452.0 | ADMN BLDG CTRL RM W DSK PRINTER RCPTS | 02-LVF-PPL-013-30 | ADMIN BLDG U2 UPS PNL, BR30 | no data | OPEN | CLOSED | no data | no data | no data | no data | no data | no data | no data
5441.0 | ADMN BLDG CTRL RM UNIT 2 MAIN DSK W RCPTS | 02-LVF-PPL-013-31 | ADMIN BLDG U2 UPS PNL, BR31 | no data | OPEN | CLOSED | no data | no data | no data | no data | no data | no data | no data
5442.0 | ADMN BLDG CTRL RM UNIT 2 MAIN DSK E RCPTS | 02-LVF-PPL-013-33 | ADMIN BLDG U2 UPS PNL, BR33 | no data | OPEN | CLOSED | no data | no data | no data | no data | no data | no data | no data
5455.0 | COMM RM RCP (MHPS-JPOW-ADM. VENDOR CABLING) | 02-LVF-PPL-013-38 | ADMIN BLDG U2 UPS PNL, BR38 | no data | OPEN | CLOSED | no data | no data | no data | no data | no data | no data | no data
5338.0 | ACC1 U2 UPS PANEL | 02-LVF-PPL-014 | MVB, 02-LVF-PPL-01 | no data | OPEN | CLOSED | no data | no data | no data | no data | no data | no data | no data
5339.0 | ACC2 U2 UPS PANEL | 02-LVF-PPL-015 | MVB, 02-LVF-PPL-01 | no data | OPEN | CLOSED | no data | no data | no data | no data | no data | no data | no data
5247.0 | UPS SYSTEM UNIT 02 | 02-LVF-UPS-01 | MVB, 02-LVB-SWB-271, BR 4 | 480 V CIRCUIT BREACKER | OPEN | CLOSED | no data | no data | no data | no data | no data | no data | no data
5311.0 | UPS SYSTEM UNIT 02 | 02-LVF-UPS-01 | MVB, DC DISTRIBUTION PANEL 02-LVE-PPL-01, F6 | no data | OPEN | CLOSED | no data | no data | no data | no data | no data | no data | no data
6760.0 | UPS 125VDC SYSTEM UNIT 02 | 02-LVF-UPS-01 | MVB, DOOR 2, DC DISTRIBUTION PANEL 02-LVE-PPL-01, F6 | SWITCH | OPEN | CLOSED | no data | no data | no data | no data | no data | no data | no data
1969.0 | U2 DRIP LEG DRAIN - AUTOMATED | 02-LV-LPS115 | U2 STG BLDG | no data | CLOSED | OPEN | no data | no data | no data | no data | no data | no data | no data
1970.0 | U2 DRIP LEG DRAIN - AUTOMATED | 02-LV-LPS123 | U2 STG BLDG | no data | CLOSED | OPEN | no data | no data | no data | no data | no data | no data | no data
5089.0 | ST BOLT HEATER DB (A) | 02MAA31AH101 | TCP | 480 V MOLDED CASE BREAKER | OPEN | CLOSED | no data | no data | no data | no data | no data | no data | no data
5090.0 | ST BOLT HEATER DB (B) | 02MAA31AH102 | TCP | 480 V MOLDED CASE BREAKER | OPEN | CLOSED | no data | no data | no data | no data | no data | no data | no data
3811.0 | ST VACUUM BREAKER #1 | 02MAC11AA901 | TURBINE BUILDING | no data | OPEN | OPEN | no data | no data | no data | no data | no data | no data | no data
5208.0 | ST VACUUM BREAKER NO.1 | 02MAC11AA901 | TCP | no data | OPEN | CLOSED | no data | no data | no data | no data | no data | no data | no data
5178.0 | ST VACUUM BREAKER NO.1 (SPACE HEATER) | 02MAC11AA901-H01 | TCP | no data | OPEN | CLOSED | no data | no data | no data | no data | no data | no data | no data
3812.0 | ST VACUUM BREAKER #2 | 02MAC11AA902 | TURBINE BUILDING | no data | OPEN | OPEN | no data | no data | no data | no data | no data | no data | no data
5211.0 | ST VACUUM BREAKER NO.2 | 02MAC11AA902 | TCP | no data | OPEN | CLOSED | no data | no data | no data | no data | no data | no data | no data
5177.0 | ST VACUUM BREAKER NO.2 (SPACE HEATER | 02MAC11AA902-H01 | TCP | no data | OPEN | CLOSED | no data | no data | no data | no data | no data | no data | no data
4967.0 | TURNING GEAR MOTOR | 02MAK11AE101-M01 | TCP | 480 V MOLDED CASE BREAKER | OPEN | CLOSED | no data | no data | no data | no data | no data | no data | no data
3813.0 | CMV SEAT DRAIN MOTOR VALVE | 02MAL01AA901 | TURBINE BUILDING | no data | CLOSED | OPEN | no data | no data | no data | no data | no data | no data | no data
5098.0 | CMV SEAT DRAIN MOTOR VALVE | 02MAL01AA901 | TCP | 480 V MOLDED CASE BREAKER | OPEN | CLOSED | no data | no data | no data | no data | no data | no data | no data
5175.0 | CMV SEAT DRAIN MOTOR VALVE (SPACE HEATER) | 02MAL01AA901-H01 | TCP | no data | OPEN | CLOSED | no data | no data | no data | no data | no data | no data | no data
3814.0 | ST HP TURBINE STEAM INLET PIPE DRAIN MOTOR VALVE | 02MAL02AA901 | TURBINE BUILDING | no data | CLOSED | OPEN | no data | no data | no data | no data | no data | no data | no data
4990.0 | STHP TURBINE STEAM INLET PIPE DRAIN MOV | 02MAL02AA901 | TCP | 480 V MOLDED CASE BREAKER | OPEN | CLOSED | no data | no data | no data | no data | no data | no data | no data
5170.0 | ST HP STEAM INLET PIPE DRAIN MOV (SPACE HEATER) | 02MAL02AA901-H01 | TCP | no data | OPEN | CLOSED | no data | no data | no data | no data | no data | no data | no data
5099.0 | CRV SEAT DRAIN MOTOR VALVE | 02MAL04AA901 | TCP | 480 V MOLDED CASE BREAKER | OPEN | CLOSED | no data | no data | no data | no data | no data | no data | no data
5174.0 | CRV SEAT DRAIN MOTOR VALVE (SPACE HEATER) | 02MAL04AA901-H01 | TCP | no data | OPEN | CLOSED | no data | no data | no data | no data | no data | no data | no data
3816.0 | IP TURBINE STEAM INLET PIPE DRAIN MOTOR VALVE | 02MAL06AA901 | TURBINE BUILDING | no data | CLOSED | OPEN | no data | no data | no data | no data | no data | no data | no data
4991.0 | ST IP TURBINE STEAM INLET PIPE DRAIN MOV | 02MAL06AA901 | TCP | 480 V MOLDED CASE BREAKER | OPEN | CLOSED | no data | no data | no data | no data | no data | no data | no data
5173.0 | ST IP STEAM INLET PIPE DRAIN MOV (SPACE HEATER) | 02MAL06AA901-H01 | TCP | no data | OPEN | CLOSED | no data | no data | no data | no data | no data | no data | no data
3815.0 | LP STEAM STRAINER DRAIN VALVE | 02MAL08AA901 | TURBINE BUILDING | no data | OPEN | CLOSED | no data | no data | no data | no data | no data | no data | no data
3817.0 | LP STEAM STRAINER DRAIN VALVE AIR SET | 02MAL08AA902 | TURBINE BUILDING | no data | CLOSED | OPEN | no data | no data | no data | no data | no data | no data | no data
3818.0 | LP STEAM INLET PIPE DRAIN VALVE | 02MAL08AA903 | TURBINE BUILDING | no data | OPEN | CLOSED | no data | no data | no data | no data | no data | no data | no data
3819.0 | LP STEAM INLET PIPE DRAIN VALVLE AIR SET | 02MAL08AA904 | TURBINE BUILDING | no data | CLOSED | OPEN | no data | no data | no data | no data | no data | no data | no data
3820.0 | CMV STEAM LEAK RECOVERY MOTOR VALVE | 02MAM30AA101 | TURBINE BUILDING | no data | CLOSED | OPEN | no data | no data | no data | no data | no data | no data | no data
5100.0 | CMV STEM LEAK RECOVERY MOTOR VALVE | 02MAM30AA101 | TCP | 480 V MOLDED CASE BREAKER | OPEN | CLOSED | no data | no data | no data | no data | no data | no data | no data
5172.0 | CMV STEM LEAK RECOVERY MOV (SPACE HEATER) | 02MAM30AA101-H01 | TCP | no data | OPEN | CLOSED | no data | no data | no data | no data | no data | no data | no data
3821.0 | CMV STEAM LEAK DRAIN VALVE | 02MAM30AA102 | TURBINE BUILDING | no data | OPEN | CLOSED | no data | no data | no data | no data | no data | no data | no data
5097.0 | CMV STEAM LEAK DRAIN VALVE | 02MAM30AA102 | TCP | 480 V MOLDED CASE BREAKER | OPEN | CLOSED | no data | no data | no data | no data | no data | no data | no data
5171.0 | CMV STEAM LEAK DRAIN VALVE (SPACE HEATER) | 02MAM30AA102-H01 | TCP | no data | OPEN | CLOSED | no data | no data | no data | no data | no data | no data | no data
3822.0 | TURNING GEAR SUPPLY OIL SOLENOID VALVE BYPASS VALVE | 02MAV10AA101 | TURBINE BUILDING | no data | CLOSED | CLOSED | no data | no data | no data | no data | no data | no data | no data
3823.0 | TURNING GEAR SUPPLY OIL SOLENOID VALVE INLET VALVE | 02MAV10AA102 | TURBINE BUILDING | no data | CLOSED | OPEN | no data | no data | no data | no data | no data | no data | no data
3824.0 | TURNING GEAR SUPPLY OIL SOLENOID VALVE OUTLET VALVE | 02MAV10AA103 | TURBINE BUILDING | no data | CLOSED | OPEN | no data | no data | no data | no data | no data | no data | no data
3825.0 | SSS CLUTCH (DISENGAGED) OIL SUPPLY SOLENOID VALVE ISO. VALVE | 02MAV10AA106 | TURBINE BUILDING | no data | CLOSED | OPEN | no data | no data | no data | no data | no data | no data | no data
3826.0 | SSS CLUTCH (ENGAGED) OIL SUPPLY SOLENOID VALVE BYPASS VALVE | 02MAV10AA108 | TURBINE BUILDING | no data | CLOSED | CLOSED | no data | no data | no data | no data | no data | no data | no data
3827.0 | SSS CLUTCH (ENGAGED) OIL DRAIN SOLENOID VALVE ISO. VALVE | 02MAV10AA109 | TURBINE BUILDING | no data | CLOSED | OPEN | no data | no data | no data | no data | no data | no data | no data
3828.0 | SSS CLUTCH OIL DRAIN SOLENOID VALVE BYPASS VALVE | 02MAV10AA112 | TURBINE BUILDING | no data | CLOSED | CLOSED | no data | no data | no data | no data | no data | no data | no data
5063.0 | GLAND STEAM CONDENSER EXHAUST FAN (A) | 02MAW01AN101-M01 | TCP | 480 V MOLDED CASE BREAKER | OPEN | CLOSED | no data | no data | no data | no data | no data | no data | no data
5064.0 | GLAND STEAM CONDENSER EXHAUST FAN (B) | 02MAW01AN102-M01 | TCP | 480 V MOLDED CASE BREAKER | OPEN | CLOSED | no data | no data | no data | no data | no data | no data | no data
4968.0 | GT PACKAGE VENTILATION FAN A | 02MBA11AN101-M01 | TCP | 480 V MOLDED CASE BREAKER | OPEN | CLOSED | no data | no data | no data | no data | no data | no data | no data
5932.0 | GT PACKAGE VENTILATION FAN A | 02MBA11AN101-M01 | TCP; 02BMC01; CUBICLE 8A | 480 V MOLDED CASE BREAKER | OPEN | CLOSED | no data | no data | no data | no data | no data | no data | no data
4969.0 | GT PACKAGE VENTILATION FAN B | 02MBA11AN102-M01 | TCP | 480 V MOLDED CASE BREAKER | OPEN | CLOSED | no data | no data | no data | no data | no data | no data | no data
5933.0 | GT PACKAGE VENTILATION FAN B | 02MBA11AN102-M01 | TCP; 02BMC01; CUBICLE 9A | 480 V MOLDED CASE BREAKER | OPEN | CLOSED | no data | no data | no data | no data | no data | no data | no data
5146.0 | GT PACKAGE LIGHTING 1 | 02MBA11GP101 | TCP | no data | OPEN | CLOSED | no data | no data | no data | no data | no data | no data | no data
5147.0 | GT PACKAGE LIGHTING 2 | 02MBA11GP102 | TCP | no data | OPEN | CLOSED | no data | no data | no data | no data | no data | no data | no data
5055.0 | GT 4S COOLER FAN MOTOR (A | 02MBH01AN101-M01 | TCP | 480 V MOLDED CASE BREAKER | OPEN | CLOSED | no data | no data | no data | no data | no data | no data | no data
5056.0 | GT 4S COOLER FAN MOTOR (B) | 02MBH01AN102-M01 | TCP | 480 V MOLDED CASE BREAKER | OPEN | CLOSED | no data | no data | no data | no data | no data | no data | no data
5057.0 | GT 4S COOLER FAN MOTOR (C) | 02MBH01AN103-M01 | TCP | 480 V MOLDED CASE BREAKER | OPEN | CLOSED | no data | no data | no data | no data | no data | no data | no data
5081.0 | GT ECA COMPRESSOR A OIL HEATER | 02MBH06AH101 | TCP | 480 V MOLDED CASE BREAKER | OPEN | CLOSED | no data | no data | no data | no data | no data | no data | no data
5931.0 | GT ECA COMPRESSOR A OIL HEATER | 02MBH06AH101 | TCP; 02BFJ01; CUBICLE 11B | 480 V MOLDED CASE BREAKER | OPEN | CLOSED | no data | no data | no data | no data | no data | no data | no data
5082.0 | GT ECA COMPRESSOR B OIL HEATER | 02MBH06AH102 | TCP | 480 V MOLDED CASE BREAKER | OPEN | CLOSED | no data | no data | no data | no data | no data | no data | no data
5930.0 | GT ECA COMPRESSOR B OIL HEATER | 02MBH06AH102 | TCP; 02BFJ01; CUBICLE 11C | 480 V MOLDED CASE BREAKER | OPEN | CLOSED | no data | no data | no data | no data | no data | no data | no data
3913.0 | U2 GT ENHANCED AIR COMPRESSOR A | 02-MBH06AN101 | MVB SWITCHGEAR 21, CUBICLE 01A | FUES | OPEN | CLOSED | no data | no data | no data | no data | no data | no data | no data
5716.0 | U2 GT ENHANCED AIR COMPRESSOR A | 02-MBH06AN101 | MVB SWITCHGEAR 21, CUBICLE 01A | no data | OPEN | CLOSED | no data | no data | no data | no data | no data | no data | no data
3903.0 | U2 GT ENHANCED AIR COMPRESSOR B | 02-MBH06AN102 | MVB SWITCHGEAR 11, CUBICLE 05B | FUES | OPEN | CLOSED | no data | no data | no data | no data | no data | no data | no data
3914.0 | U1 GT ENHANCED AIR COMPRESSOR B | 02-MBH06AN102 | MVB SWITCHGEAR 21, CUBICLE 01B | FUES | OPEN | CLOSED | no data | no data | no data | no data | no data | no data | no data
5715.0 | U2 GT ENHANCED AIR COMPRESSOR B | 02-MBH06AN102 | MVB SWITCHGEAR 11, CUBICLE 05B | no data | OPEN | CLOSED | no data | no data | no data | no data | no data | no data | no data
5075.0 | GT ECA COMPRESSOR A VAPOR EXTRACTOR (A) | 02MBH06AN103-M01 | TCP | 480 V MOLDED CASE BREAKER | OPEN | CLOSED | no data | no data | no data | no data | no data | no data | no data
5922.0 | GT ECA COMPRESSOR A VAPOR EXTRACTOR (A) | 02MBH06AN103-M01 | TCP; 02BFJ01; CUBICLE 13B | 480 V MOLDED CASE BREAKER | OPEN | CLOSED | no data | no data | no data | no data | no data | no data | no data
4978.0 | GT ECA COMPRESSOR A VAPOR | 02MBH06AN104-M01 | TCP | 480 V MOLDED CASE BREAKER | OPEN | CLOSED | no data | no data | no data | no data | no data | no data | no data
5883.0 | GT ECA COMPRESSOR A VAPOR EXTRACTOR (B) | 02MBH06AN104-M01 | TCP | 480 V MOLDED CASE BREAKER | OPEN | CLOSED | no data | no data | no data | no data | no data | no data | no data
5923.0 | GT ECA COMPRESSOR A VAPOR EXTRACTOR (B) | 02MBH06AN104-M01 | TCP; 02BMC01; CUBICLE 7A | 480 V MOLDED CASE BREAKER | OPEN | CLOSED | no data | no data | no data | no data | no data | no data | no data
5074.0 | GT ECA COMPRESSOR B VAPOR EXTRACTOR (A) | 02MBH06AN105-M01 | TCP | 480 V MOLDED CASE BREAKER | OPEN | CLOSED | no data | no data | no data | no data | no data | no data | no data
5924.0 | GT ECA COMPRESSOR B VAPOR EXTRACTOR (A) | 02MBH06AN105-M01 | TCP; 02BFJ01; CUBICLE 13A | 480 V MOLDED CASE BREAKER | OPEN | CLOSED | no data | no data | no data | no data | no data | no data | no data
4979.0 | GT ECA COMPRESSOR B VAPOR | 02MBH06AN106-M01 | TCP | 480 V MOLDED CASE BREAKER | OPEN | CLOSED | no data | no data | no data | no data | no data | no data | no data
5884.0 | GT ECA COMPRESSOR B VAPOR EXTRACTOR (B) | 02MBH06AN106-M01 | TCP | 480 V MOLDED CASE BREAKER | OPEN | CLOSED | no data | no data | no data | no data | no data | no data | no data
5925.0 | GT ECA COMPRESSOR B VAPOR EXTRACTOR (B) | 02MBH06AN106-M01 | TCP; 02BMC01; CUBICLE 1A | 480 V MOLDED CASE BREAKER | OPEN | CLOSED | no data | no data | no data | no data | no data | no data | no data
5068.0 | GT ECA COMPRESSOR A ENCLOSURE | 02MBH06AN107-M01 | TCP | 480 V MOLDED CASE BREAKER | OPEN | CLOSED | no data | no data | no data | no data | no data | no data | no data
5885.0 | GT ECA COMPRESSOR A ENCLOSURE FAN (A) | 02MBH06AN107-M01 | TCP | 480 V MOLDED CASE BREAKER | OPEN | CLOSED | no data | no data | no data | no data | no data | no data | no data
5926.0 | GT ECA COMPRESSOR A ENCLOSURE FAN (A) | 02MBH06AN107-M01 | TCP; 02BFJ01; CUBICLE 9A | 480 V MOLDED CASE BREAKER | OPEN | CLOSED | no data | no data | no data | no data | no data | no data | no data
5070.0 | GT ECA COMPRESSOR A ENCLOSURE | 02MBH06AN108-M01 | TCP | 480 V MOLDED CASE BREAKER | OPEN | CLOSED | no data | no data | no data | no data | no data | no data | no data
5886.0 | GT ECA COMPRESSOR A ENCLOSURE FAN (B) | 02MBH06AN108-M01 | TCP | 480 V MOLDED CASE BREAKER | OPEN | CLOSED | no data | no data | no data | no data | no data | no data | no data
5927.0 | GT ECA COMPRESSOR A ENCLOSURE FAN (B) | 02MBH06AN108-M01 | TCP; 02BFJ01; CUBICLE 12B | 480 V MOLDED CASE BREAKER | OPEN | CLOSED | no data | no data | no data | no data | no data | no data | no data
5071.0 | GT ECA COMPRESSOR B ENCLOSURE | 02MBH06AN109-M01 | TCP | 480 V MOLDED CASE BREAKER | OPEN | CLOSED | no data | no data | no data | no data | no data | no data | no data
5887.0 | GT ECA COMPRESSOR B ENCLOSURE FAN (A) | 02MBH06AN109-M01 | TCP | 480 V MOLDED CASE BREAKER | OPEN | CLOSED | no data | no data | no data | no data | no data | no data | no data
5928.0 | GT ECA COMPRESSOR B ENCLOSURE FAN (A) | 02MBH06AN109-M01 | TCP; 02BFJ01; CUBICLE 12A | 480 V MOLDED CASE BREAKER | OPEN | CLOSED | no data | no data | no data | no data | no data | no data | no data
5069.0 | GT ECA COMPRESSOR B ENCLOSURE | 02MBH06AN110-M01 | TCP | 480 V MOLDED CASE BREAKER | OPEN | CLOSED | no data | no data | no data | no data | no data | no data | no data
5888.0 | GT ECA COMPRESSOR B ENCLOSURE FAN (B) | 02MBH06AN110-M01 | TCP | 480 V MOLDED CASE BREAKER | OPEN | CLOSED | no data | no data | no data | no data | no data | no data | no data
5929.0 | GT ECA COMPRESSOR B ENCLOSURE FAN (B) | 02MBH06AN110-M01 | TCP; 02BFJ01; CUBICLE 12C | 480 V MOLDED CASE BREAKER | OPEN | CLOSED | no data | no data | no data | no data | no data | no data | no data
5920.0 | GT ECA COMPRESSOR A "A" AUX OIL | 02MBH06AP401-M01 | TCP; 02BMC01; CUBICLE 6C | 480 V MOLDED CASE BREAKER | OPEN | CLOSED | no data | no data | no data | no data | no data | no data | no data
4977.0 | GT ECA COMPRESSOR B AUX OIL | 02MBH06AP402-M01 | TCP | 480 V MOLDED CASE BREAKER | OPEN | CLOSED | no data | no data | no data | no data | no data | no data | no data
5921.0 | GT ECA COMPRESSOR B AUX OIL | 02MBH06AP402-M01 | TCP; 02BMC01; CUBICLE 6B | 480 V MOLDED CASE BREAKER | OPEN | CLOSED | no data | no data | no data | no data | no data | no data | no data
5169.0 | GT ECA COMPRESSOR A ENCLOSURE LIGHTING | 02MBH06GP101 | TCP | no data | OPEN | CLOSED | no data | no data | no data | no data | no data | no data | no data
5168.0 | GT ECA COMPRESSOR B ENCLOSURE LIGHTING | 02MBH06GP102 | TCP | no data | OPEN | CLOSED | no data | no data | no data | no data | no data | no data | no data
5088.0 | GT AIR INTAKE SYSTEM | 02MBL30GH001 | TCP | 480 V MOLDED CASE BREAKER | OPEN | CLOSED | no data | no data | no data | no data | no data | no data | no data
5084.0 | GT IGNITION EXCITER | 02MBM01GU001 | TCP | 480 V MOLDED CASE BREAKER | OPEN | CLOSED | no data | no data | no data | no data | no data | no data | no data
5919.0 | GT IGNITION EXCITER | 02MBM01GU001 | TCP; 02BFJ01; CUBICLE 10D | 480 V MOLDED CASE BREAKER | OPEN | CLOSED | no data | no data | no data | no data | no data | no data | no data
5721.0 | Fuel Gas Emergency Shut Off Valve Upstream of FGPH | 02MBP01AA701 | FUEL GAS PERFORMANCE HEATER | Valve | CLOSED | OPEN | no data | no data | no data | no data | no data | no data | no data
5165.0 | GT FUEL GAS SYSTEM DVP PANEL (SPACE HEATER) | 02MBP02GH00100 | TCP | no data | OPEN | CLOSED | no data | no data | no data | no data | no data | no data | no data
5769.0 | U2 GT IGV Actuator Control oil inlet valve | 02MBX01AA103 | Lower GT Enclosure | Valve | CLOSED | OPEN | no data | no data | no data | no data | no data | no data | no data
5770.0 | U2 GT VV Actuator Control oil Inlet valve | 02MBX01AA104 | TURBINE BUILDING | Valve | CLOSED | OPEN | no data | no data | no data | no data | no data | no data | no data
5767.0 | U2 GT IGV Actuator Control oil outlet valve | 02MBX01AA203 | Lower GT Turbine Enclosure | Valve | CLOSED | OPEN | no data | no data | no data | no data | no data | no data | no data
5768.0 | U2 GT VV Actuator Control oil outlet valve | 02MBX01AA204 | Lower GT Enclosure | Valve | CLOSED | OPEN | no data | no data | no data | no data | no data | no data | no data
5157.0 | TURBINE CONTROL PANEL | 02MBY01GH00100 | TCP | no data | OPEN | CLOSED | no data | no data | no data | no data | no data | no data | no data
4993.0 | TURBINE CONTROL PANEL | 02MBY01GH00110 | TCP | no data | OPEN | CLOSED | no data | no data | no data | no data | no data | no data | no data
5197.0 | TURBINE CONTROL PANEL | 02MBY01GH00180 | TCP | no data | OPEN | CLOSED | no data | no data | no data | no data | no data | no data | no data
5152.0 | TURBINE PROTECTION PANEL | 02MBY01GH01000 | TCP | no data | OPEN | CLOSED | no data | no data | no data | no data | no data | no data | no data
4996.0 | TURBINE PROTECTION PANEL | 02MBY01GH01010 | TCP | no data | OPEN | CLOSED | no data | no data | no data | no data | no data | no data | no data
5201.0 | TURBINE PROTECTION PANEL | 02MBY01GH01080 | TCP | no data | OPEN | CLOSED | no data | no data | no data | no data | no data | no data | no data
5153.0 | TURBINE SUPERVISORY INSTRUMENT PANEL | 02MBY01GH01600 | TCP | no data | OPEN | CLOSED | no data | no data | no data | no data | no data | no data | no data
4994.0 | TURBINE SUPERVISORY INSTRUMENT PANEL | 02MBY01GH01610 | TCP | no data | OPEN | CLOSED | no data | no data | no data | no data | no data | no data | no data
5200.0 | TURBINE SUPERVISORY INSTRUMENT PANEL | 02MBY01GH01680 | TCP | no data | OPEN | CLOSED | no data | no data | no data | no data | no data | no data | no data
5179.0 | HEATER (GT PACKAGE GAS DETECTORS) | 02MBY91GZ100 | TCP | no data | OPEN | CLOSED | no data | no data | no data | no data | no data | no data | no data
5151.0 | TURBINE REMOTE I/O PANEL A | 02MBY93GH00100 | TCP | no data | OPEN | CLOSED | no data | no data | no data | no data | no data | no data | no data
4997.0 | TURBINE REMOTE I/O PANEL A | 02MBY93GH00110 | TCP | no data | OPEN | CLOSED | no data | no data | no data | no data | no data | no data | no data
5203.0 | TURBINE REMOTE I/O PANEL A | 02MBY93GH00180 | TCP | no data | OPEN | CLOSED | no data | no data | no data | no data | no data | no data | no data
5150.0 | TURBINE REMOTE I/O PANEL B | 02MBY93GH00200 | TCP | no data | OPEN | CLOSED | no data | no data | no data | no data | no data | no data | no data
4998.0 | TURBINE REMOTE I/O PANEL B | 02MBY93GH00210 | TCP | no data | OPEN | CLOSED | no data | no data | no data | no data | no data | no data | no data
5204.0 | TURBINE REMOTE I/O PANEL B | 02MBY93GH00280 | TCP | no data | OPEN | CLOSED | no data | no data | no data | no data | no data | no data | no data
5085.0 | GENERATOR COLLECTOR HOUSING SPACE HEATER | 02MKA01AH001 | TCP | 480 V MOLDED CASE BREAKER | OPEN | CLOSED | no data | no data | no data | no data | no data | no data | no data
5167.0 | GENERATOR ON-LINE MONITORING SYSTEM | 02MKA01GH001 | TCP | no data | OPEN | CLOSED | no data | no data | no data | no data | no data | no data | no data
5166.0 | GENERATOR COLLECTOR HOUSING LIGHTING | 02MKA01GP001 | TCP | no data | OPEN | CLOSED | no data | no data | no data | no data | no data | no data | no data
5154.0 | EXCITATION AC BUSDUCT (SPACE HEATER) | 02MKC01GA301 | TCP | no data | OPEN | CLOSED | no data | no data | no data | no data | no data | no data | no data
5145.0 | EXCITATION DC BUSDUCT (SPACE HEATER) | 02MKC01GA401 | TCP | no data | OPEN | CLOSED | no data | no data | no data | no data | no data | no data | no data
5260.0 | UNIT 2 GEN EXCIT PKG AUX PWR SPLY 480 VAC | 02MKC01GP101 | MVB, 02-LVB-SWB-271, BR 25 | 480 V CIRCUIT BREACKER | OPEN | CLOSED | no data | no data | no data | no data | no data | no data | no data
5142.0 | EXCITATION TRANSFORMER (SPACE HEATER) | 02MKC01GT10100 | TCP | no data | OPEN | CLOSED | no data | no data | no data | no data | no data | no data | no data
5144.0 | EXCITATION TRANSFORMER (UTILITY CIRCUIT) | 02MKC01GT10101 | TCP | no data | OPEN | CLOSED | no data | no data | no data | no data | no data | no data | no data
6659.0 | EXCITATION CUBICLE (FCB) RACKED OUT | 02MKC01GU101 | U2 EXCITOR BLDG | Breaker | OPEN | CLOSED | no data | no data | no data | no data | no data | no data | no data
5198.0 | DC POWER SUPPLY FOR EXCITATION SYSTEM | 02MKC01GU10180 | TCP | no data | OPEN | CLOSED | no data | no data | no data | no data | no data | no data | no data
5199.0 | DC POWER SUPPLY FOR EXCITATION SYSTEM | 02MKC01GU10181 | TCP | no data | OPEN | CLOSED | no data | no data | no data | no data | no data | no data | no data
5264.0 | UNIT 2 GT SFC PKG AUX PWR SPLY 480 VAC | 02MKE01GP101 | MVB, 02-LVB-SWB-271, BR 37 | 480 V CIRCUIT BREACKER | OPEN | CLOSED | no data | no data | no data | no data | no data | no data | no data
4554.0 | UNIT 2 SFC XFMR S.HTR 120 VAC MAIN | 02MKE01GT101 | 02-LVB-PPL-22113, BR9 SW TURBINE DECK | 480 V CIRCUIT BREACKER | OPEN | CLOSED | no data | no data | no data | no data | no data | no data | no data
5293.0 | UNIT 2 SFC CUBICLE (REDUNDANT CTRL PWR-1) | 02MKE01GU10100 | MVB, DC DISTRIBUTION PANEL 01-LVE-PPL-01, F10.13 | no data | OPEN | CLOSED | no data | no data | no data | no data | no data | no data | no data
5320.0 | UNIT 2 SFC CUBICLE (REDUNDANT CTRL PWR-2) | 02MKE01GU10101 | MVB, DC DISTRIBUTION PANEL 02-LVE-PPL-01, F10.15 | no data | OPEN | CLOSED | no data | no data | no data | no data | no data | no data | no data
5101.0 | HYDROGEN GAS DRYER | 02MKG03AT001 | TCP | 480 V MOLDED CASE BREAKER | OPEN | CLOSED | no data | no data | no data | no data | no data | no data | no data
5076.0 | GENERATOR VAPOR EXTRACTOR MOTOR | 02MKV04AN101-M01 | TCP | 480 V MOLDED CASE BREAKER | OPEN | CLOSED | no data | no data | no data | no data | no data | no data | no data
4973.0 | JACKING OIL PUMP A | 02MKV05AP201-M01 | TCP | 480 V MOLDED CASE BREAKER | OPEN | CLOSED | no data | no data | no data | no data | no data | no data | no data
4974.0 | JACKING OIL PUMP B | 02MKV05AP202-M01 | TCP | 480 V MOLDED CASE BREAKER | OPEN | CLOSED | no data | no data | no data | no data | no data | no data | no data
4970.0 | MAIN SEAL OIL PUMP | 02MKW01AP101-M01 | TCP | 480 V MOLDED CASE BREAKER | OPEN | CLOSED | no data | no data | no data | no data | no data | no data | no data
5210.0 | SEAL OIL PUMP DISCONNECT | 02MKW04AP101-M01 | TCP | no data | OPEN | CLOSED | no data | no data | no data | no data | no data | no data | no data
5066.0 | SEAL OIL VACUUM PUMP MOTOR(A) | 02MKW05AP201-M01 | TCP | 480 V MOLDED CASE BREAKER | OPEN | CLOSED | no data | no data | no data | no data | no data | no data | no data
5067.0 | SEAL OIL VACUUM PUMP MOTOR(B) | 02MKW05AP202-M01 | TCP | 480 V MOLDED CASE BREAKER | OPEN | CLOSED | no data | no data | no data | no data | no data | no data | no data
4359.0 | UNIT 2 AUXBLR TO STM SEP INLET BLK VLV | 02-MOV-AS321 | 02-LVB-PPL-1214, BR 10 OUTSIDE HRSG SWG ENCLOSURE | 480 V CIRCUIT BREACKER | OPEN | CLOSED | no data | no data | no data | no data | no data | no data | no data
4358.0 | UNIT 2 AUXBLR TO STM SEP INLET BYP VLV | 02-MOV-AS322 | 02-LVB-PPL-1214, BR 9 OUTSIDE HRSG SWG ENCLOSURE | 480 V CIRCUIT BREACKER | OPEN | CLOSED | no data | no data | no data | no data | no data | no data | no data
6638.0 | U2 AUX STEAM ISOLATION | 02-MOV-AXS321 | U2 2ND LEVEL PIPE RACK | no data | CLOSED | OPEN | no data | no data | no data | no data | no data | no data | no data
5905.0 | UNIT 2 AUXBLR TO STM SEP INLET BLK MOV HANDWHEEL | 02-MOV-AXS321H | 2ND PIPE RACK | Valve | CLOSED | CLOSED | no data | no data | no data | no data | no data | no data | no data
5903.0 | UNIT 2 AUX STEAM ISOLATION MOV BYPASS | 02-MOV-AXS322 | U2 2ND LEVEL PIPE RACK | Valve | OPEN | CLOSED | no data | no data | no data | no data | no data | no data | no data
5982.0 | UNIT 2 AUX STEAM ISOLATION MOV BYPASS | 02-MOV-AXS322 | U2 2ND LEVEL PIPE RACK | Valve | OPEN | CLOSED | no data | no data | no data | no data | no data | no data | no data
5904.0 | UNIT 2 AUXBLR TO STM SEP INLET BYP HANDWHEEL | 02-MOV-AXS322H | U2 2ND LEVEL PIPE RACK | Valve | CLOSED | CLOSED | no data | no data | no data | no data | no data | no data | no data
1972.0 | U2 BFP A IP DISCHARGE ISOLATION MOV | 02-MOV-BFW139 | U2 PIPE RACK 1ST LEVEL | no data | CLOSED | OPEN | no data | no data | no data | no data | no data | no data | no data
4354.0 | UNIT 2 BFW PMP 01A IP DISCH VLV PWR 480VAC | 02-MOV-BFW139 | 02-LVB-PPL-1214, BR 5 OUTSIDE HRSG SWG ENCLOSURE | 480 V CIRCUIT BREACKER | OPEN | CLOSED | no data | no data | no data | no data | no data | no data | no data
4355.0 | UNIT 2 BFW PMP 01A IP DISCH BYP VLV PWR 480VAC | 02-MOV-BFW140 | 02-LVB-PPL-1214, BR 6 OUTSIDE HRSG SWG ENCLOSURE | 480 V CIRCUIT BREACKER | OPEN | CLOSED | no data | no data | no data | no data | no data | no data | no data
1973.0 | U2 BFP A HP DISCHARGE MOV BLOCK VALVE | 02-MOV-BFW145 | U2 PIPE RACK 1ST LEVEL | no data | CLOSED | OPEN | no data | no data | no data | no data | no data | no data | no data
4350.0 | UNIT 2 BFW PMP 01A HP DISCH VLV PWR 480VAC | 02-MOV-BFW145 | 02-LVB-PPL-1214, BR 1 OUTSIDE HRSG SWG ENCLOSURE | 480 V CIRCUIT BREACKER | OPEN | CLOSED | no data | no data | no data | no data | no data | no data | no data
4351.0 | UNIT 2 BFW PMP 01A HP DISCH BYP VLV PWR 480VAC | 02-MOV-BFW146 | 02-LVB-PPL-1214, BR 2 OUTSIDE HRSG SWG ENCLOSURE | 480 V CIRCUIT BREACKER | OPEN | CLOSED | no data | no data | no data | no data | no data | no data | no data
1974.0 | U2 BFP B IP DISCHARGE ISOLATION MOV | 02-MOV-BFW179 | U2 PIPE RACK 1ST LEVEL | no data | CLOSED | OPEN | no data | no data | no data | no data | no data | no data | no data
4356.0 | UNIT 2 BFW PMP 01B IP DISCH VLV PWR 480VAC | 02-MOV-BFW179 | 02-LVB-PPL-1214, BR 7 OUTSIDE HRSG SWG ENCLOSURE | 480 V CIRCUIT BREACKER | OPEN | CLOSED | no data | no data | no data | no data | no data | no data | no data
4357.0 | UNIT 2 BFW PMP 01B IP DISCH BYP VLV PWR 480VAC | 02-MOV-BFW180 | 02-LVB-PPL-1214, BR 8 OUTSIDE HRSG SWG ENCLOSURE | 480 V CIRCUIT BREACKER | OPEN | CLOSED | no data | no data | no data | no data | no data | no data | no data
1975.0 | U2 BFP B HP DISCHARGE MOV BLOCK VALVE | 02-MOV-BFW185 | U2 PIPE RACK 1ST LEVEL | no data | CLOSED | OPEN | no data | no data | no data | no data | no data | no data | no data
4352.0 | UNIT 2 BFW PMP 01B HP DISCH VLV PWR 480VAC | 02-MOV-BFW185 | 02-LVB-PPL-1214, BR 3 OUTSIDE HRSG SWG ENCLOSURE | 480 V CIRCUIT BREACKER | OPEN | CLOSED | no data | no data | no data | no data | no data | no data | no data
4353.0 | UNIT 2 BFW PMP 01B HP DISCH BYP VLV PWR 480VAC | 02-MOV-BFW186 | 02-LVB-PPL-1214, BR 4 OUTSIDE HRSG SWG ENCLOSURE | 480 V CIRCUIT BREACKER | OPEN | CLOSED | no data | no data | no data | no data | no data | no data | no data
1976.0 | CONDENSATE IRON FILTER AUTOMATIC ISOLATION | 02-MOV-CND201 | U2 IRON FILTER POT | no data | CLOSED | OPEN | no data | no data | no data | no data | no data | no data | no data
4804.0 | UNIT 2 COND TO COND IRON FLTR 01A VLV PWR 480V | 02-MOV-CND201 | 02-LVB-PPL-1411, BR5 ACC MCC ENCLOSURE | 480 V CIRCUIT BREACKER | OPEN | CLOSED | no data | no data | no data | no data | no data | no data | no data
1977.0 | CONDENSATE IRON FILTER AUTOMATIC ISOLATION | 02-MOV-CND211 | U2 IRON FILTER POT | no data | CLOSED | OPEN | no data | no data | no data | no data | no data | no data | no data
4808.0 | UNIT 2 COND TO COND IRON FLTR 01B VLV PWR 480V | 02-MOV-CND211 | 02-LVB-PPL-1411, BR6 ACC MCC ENCLOSURE | 480 V CIRCUIT BREACKER | OPEN | CLOSED | no data | no data | no data | no data | no data | no data | no data
1978.0 | CONDENSATE IRON FILTER AUTOMATIC BYPASS | 02-MOV-CND221 | U2 IRON FILTER POT | no data | CLOSED | OPEN | no data | no data | no data | no data | no data | no data | no data
4805.0 | UNIT 2 COND IRON FLTR BYP VLV PWR 480VAC | 02-MOV-CND221 | 02-LVB-PPL-1411, BR7 ACC MCC ENCLOSURE | 480 V CIRCUIT BREACKER | OPEN | CLOSED | no data | no data | no data | no data | no data | no data | no data
4809.0 | UNIT 2 ACC STM VLV ROW 1 PWR 480VAC | 02-MOV-CND814 | 02-LVB-PPL-1411, BR10ACC MCC ENCLOSURE | 480 V CIRCUIT BREACKER | OPEN | CLOSED | no data | no data | no data | no data | no data | no data | no data
4810.0 | UNIT 2 ACC STM VLV ROW 2 PWR 480VAC | 02-MOV-CND815 | 02-LVB-PPL-1411, BR12ACC MCC ENCLOSURE | 480 V CIRCUIT BREACKER | OPEN | CLOSED | no data | no data | no data | no data | no data | no data | no data
4455.0 | HRSG 2 HP BD MAINFOLD DRN MAIN PWR FEED | 02-MOV-HBD941 | 02-LVB-PPL-2212, BR 8 INSIDE HRSG SWG ENCLOSURE | 480 V CIRCUIT BREACKER | OPEN | CLOSED | no data | no data | no data | no data | no data | no data | no data
4456.0 | HRSG 2 IP BD MAINFOLD DRN MAIN PWR FEED | 02-MOV-HBD942 | 02-LVB-PPL-2212, BR 9 INSIDE HRSG SWG ENCLOSURE | 480 V CIRCUIT BREACKER | OPEN | CLOSED | no data | no data | no data | no data | no data | no data | no data
4327.0 | HRSG 2 LP BD MAINFOLD DRN MAIN PWR FEED | 02-MOV-HBD943 | 02-LVB-PPL-1211, BR 8 HRSG MCC ENCLOSURE | 480 V CIRCUIT BREACKER | OPEN | CLOSED | no data | no data | no data | no data | no data | no data | no data
4334.0 | HRSG 2 STACK DAMPER MAIN PWR FEED | 02-MOV-HEH901 | 02-LVB-PPL-1212, BR 7 TOP OF HRSG HP DRUM | 480 V CIRCUIT BREACKER | OPEN | CLOSED | no data | no data | no data | no data | no data | no data | no data
4578.0 | HRSG 2 HP SPARGING STEAM MOV MAIN PWR FEED | 02-MOV-HHS904 | 02-LVB-PPL-22131, BR11OUTSIDE HRSG SWG ENCLOSURE | 480 V CIRCUIT BREACKER | OPEN | CLOSED | no data | no data | no data | no data | no data | no data | no data
5909.0 | HRSG 2 HP SPARGING STAEM MOV HANDWHEEL | 02-MOV-HHS904 | HRSG WEST | Valve | CLOSED | CLOSED | no data | no data | no data | no data | no data | no data | no data
5988.0 | HRSG 2 HP SPARGING STAEM MOV HANDWHEEL | 02-MOV-HHS904 | HRSG WEST | Valve | CLOSED | CLOSED | no data | no data | no data | no data | no data | no data | no data
4337.0 | HRSG 2 HP VENT MOV MAIN PWR FEED | 02-MOV-HHS905 | 02-LVB-PPL-1212, BR 11 TOP OF HRSG HP DRUM | 480 V CIRCUIT BREACKER | OPEN | CLOSED | no data | no data | no data | no data | no data | no data | no data
4336.0 | HRSG 2 HP VENT MOV MAIN PWR FEED | 02-MOV-HHS906 | 02-LVB-PPL-1212, BR 10 TOP OF HRSG HP DRUM | 480 V CIRCUIT BREACKER | OPEN | CLOSED | no data | no data | no data | no data | no data | no data | no data
6023.0 | HRSG 2 HP STEAM STOP MOV MAIN PWR FEED | 02-MOV-HHS906 | 02-LVB-PPL-1212, BR 10 TOP OF HRSG HP DRUM | 480 V CIRCUIT BREACKER | OPEN | CLOSED | no data | no data | no data | no data | no data | no data | no data
6733.0 | HRSG 2 HP STEAM OUTLET STOP MOV PWR FEED | 02-MOV-HHS906 | 02-LVB-PPL-2111 BR 25,27,29 TOP OF HRSG HP DRUM | 480 V CIRCUIT BREACKER | OPEN | CLOSED | no data | no data | no data | no data | no data | no data | no data
6734.0 | HRSG 2 HP STEAM OUTLET STOP MOV HANDWHEEL | 02-MOV-HHS906 | TOP OF THE HRSG | Valve | CLOSED | OPEN | no data | no data | no data | no data | no data | no data | no data
6022.0 | HRSG 2 HP STEAM STOP MOV BYPASS | 02-MOV-HHS906BYP | TOP OF THE HRSG | Valve | CLOSED | CLOSED | no data | no data | no data | no data | no data | no data | no data
6021.0 | HRSG 2 HP STEAM STOP MOV HANDWHEEL | 02-MOV-HHS906H | TOP OF THE HRSG | Valve | CLOSED | AUTO | no data | no data | no data | no data | no data | no data | no data
6735.0 | HRSG 2 HP STEAM OUTLET STOP MOV BYPASS | 02-MOV-HHS906B | TOP OF THE HRSG | Valve | CLOSED | CLOSED | no data | no data | no data | no data | no data | no data | no data
4338.0 | HRSG 2 HP STEAM OUTLET STOP VALVE BYPASS MOV | 02-MOV-HHS907 | 02-LVB-PPL-1212, BR 12 TOP OF HRSG HP DRUM | 480 V CIRCUIT BREACKER | OPEN | CLOSED | no data | no data | no data | no data | no data | no data | no data
6018.0 | HRSG 2 HP STEAM STOP SMALL MOV POWER FEED | 02-MOV-HHS907 | 02-LVB-PPL-1212, BR 12 TOP OF HRSG HP DRUM | 480 V CIRCUIT BREACKER | OPEN | CLOSED | no data | no data | no data | no data | no data | no data | no data
6736.0 | HRSG 2 HP STEAM OUTLET STOP VLV BYP MOV FEED | 02-MOV-HHS907 | 02-LVB-PPL-2111 BR 7,9,11 TOP OF HRSG HP DRUM | 480 V CIRCUIT BREACKER | OPEN | CLOSED | no data | no data | no data | no data | no data | no data | no data
6737.0 | HRSG 2 HP STEAM OUTLET STOP VLV BYP MOV HANDWHEEL | 02-MOV-HHS907 | TOP OF HRSG HP DRUM | Valve | CLOSED | OPEN | no data | no data | no data | no data | no data | no data | no data
6020.0 | HRSG 2 HP STEAM STOP SMALL MOV BYPASS | 02-MOV-HHS907BYP | TOP OF HRSG | Valve | CLOSED | CLOSED | no data | no data | no data | no data | no data | no data | no data
6019.0 | HRSG 2 HP STEAM STOP SMALL MOV HANDWHEEL | 02-MOV-HHS907H | TOP OF HRSG | Valve | CLOSED | AUTO | no data | no data | no data | no data | no data | no data | no data
6738.0 | HRSG 2 HP STEAM OUTLET STOP VLV BYP MOV BYPASS | 02-MOV-HHS907B | TOP OF HRSG HP DRUM | Valve | CLOSED | CLOSED | no data | no data | no data | no data | no data | no data | no data
4464.0 | HRSG 2 HP INTERMITTENT BLOWDOWN STOP FEED | 02-MOV-HHS909 | 02-LVB-PPL-2213, BR 7 OUTSIDE HRSG SWG ENCLOSURE | 480 V CIRCUIT BREACKER | OPEN | CLOSED | no data | no data | no data | no data | no data | no data | no data
4349.0 | HRSG 2 HP SH #1 DRN MOV VLV MAIN PWR FEED | 02-MOV-HHS910 | 02-LVB-PPL-1213, BR 12 OUTSIDE HRSG SWG ENCLOSURE | 480 V CIRCUIT BREACKER | OPEN | CLOSED | no data | no data | no data | no data | no data | no data | no data
4580.0 | HRSG 2 ATTEMP DRN POT STOP MOV MAIN PWR FEED | 02-MOV-HHS911 | 02-LVB-PPL-22131, BR13OUTSIDE HRSG SWG ENCLOSURE | 480 V CIRCUIT BREACKER | OPEN | CLOSED | no data | no data | no data | no data | no data | no data | no data
4466.0 | HRSG 2 HP INTERMITTENT BLOWDOWN STOP FEED | 02-MOV-HHS912 | 02-LVB-PPL-2213, BR 9 OUTSIDE HRSG SWG ENCLOSURE | 480 V CIRCUIT BREACKER | OPEN | CLOSED | no data | no data | no data | no data | no data | no data | no data
4333.0 | HRSG 2 HP VENT MOV MAIN PWR FEED | 02-MOV-HHS913 | 02-LVB-PPL-1212, BR 6 TOP OF HRSG HP DRUM | 480 V CIRCUIT BREACKER | OPEN | CLOSED | no data | no data | no data | no data | no data | no data | no data
4343.0 | HRSG 2 HP FW MOV SHUTOFF VLV MAIN PWR FEED | 02-MOV-HHS941 | 02-LVB-PPL-1213, BR 5 OUTSIDE HRSG SWG ENCLOSURE | 480 V CIRCUIT BREACKER | OPEN | CLOSED | no data | no data | no data | no data | no data | no data | no data
4576.0 | HRSG 2 HP ECON VENT MAIN PWR FEED | 02-MOV-HHS942 | 02-LVB-PPL-22131, BR9OUTSIDE HRSG SWG ENCLOSURE | 480 V CIRCUIT BREACKER | OPEN | CLOSED | no data | no data | no data | no data | no data | no data | no data
4577.0 | HRSG 2 HP CASCADING BLOWDOWN ISOLATION FEED | 02-MOV-HHS943 | 02-LVB-PPL-22131, BR10OUTSIDE HRSG SWG ENCLOSURE | 480 V CIRCUIT BREACKER | OPEN | CLOSED | no data | no data | no data | no data | no data | no data | no data
4460.0 | HRSG 2 IP STEAM OUTLET MOV MAIN PWR FEED | 02-MOV-HIS902 | 02-LVB-PPL-2213, BR 3 OUTSIDE HRSG SWG ENCLOSURE | 480 V CIRCUIT BREACKER | OPEN | CLOSED | no data | no data | no data | no data | no data | no data | no data
4462.0 | HRSG 2 IP FEEDWATER FGH STOP VLV MAIN PWR FEED | 02-MOV-HIS904 | 02-LVB-PPL-2213, BR 5 OUTSIDE HRSG SWG ENCLOSURE | 480 V CIRCUIT BREACKER | OPEN | CLOSED | no data | no data | no data | no data | no data | no data | no data
4463.0 | HRSG 2 IP CONT BLOWDOWN STOP MAIN PWR FEED | 02-MOV-HIS905 | 02-LVB-PPL-2213, BR 6 OUTSIDE HRSG SWG ENCLOSURE | 480 V CIRCUIT BREACKER | OPEN | CLOSED | no data | no data | no data | no data | no data | no data | no data
4465.0 | HRSG 2 IP STEAM STOP MAIN PWR FEED | 02-MOV-HIS908 | 02-LVB-PPL-2213, BR 8 OUTSIDE HRSG SWG ENCLOSURE | 480 V CIRCUIT BREACKER | OPEN | CLOSED | no data | no data | no data | no data | no data | no data | no data
6026.0 | HRSG 2 IP STEAM STOP HANDWHEEL | 02-MOV-HIS908 | HRSG ground level | Valve | CLOSED | CLOSED | no data | no data | no data | no data | no data | no data | no data
6730.0 | HRSG 2 IP STEAM STOP MAIN PWR FEED | 02-MOV-HIS908 | 02-LVB-PPL-11121 BR 8 OUTSIDE HRSG SWG ENCLOSURE | 480 V CIRCUIT BREACKER | OPEN | CLOSED | no data | no data | no data | no data | no data | no data | no data
6731.0 | HRSG 2 IP STEAM STOP HANDWHEEL | 02-MOV-HIS908 |  | Valve | CLOSED | OPEN | no data | no data | no data | no data | no data | no data | no data
6027.0 | HRSG 2 IP STEAM STOP BYPASS | 02-MOV-HIS908B |  | Valve | CLOSED | CLOSED | no data | no data | no data | no data | no data | no data | no data
6732.0 | HRSG 2 IP STEAM STOP BYPASS | 02-MOV-HIS908B |  | Valve | CLOSED | CLOSED | no data | no data | no data | no data | no data | no data | no data
4572.0 | HRSG 2 IP SPARGING STEAM STOP MAIN PWR FEED | 02-MOV-HIS909 | 02-LVB-PPL-22131, BR5OUTSIDE HRSG SWG ENCLOSURE | 480 V CIRCUIT BREACKER | OPEN | CLOSED | no data | no data | no data | no data | no data | no data | no data
5908.0 | HRSG 2 IP SPARGING STEAM STOP MOV HANDWHEEL | 02-MOV-HIS909H |  | Valve | CLOSED | CLOSED | no data | no data | no data | no data | no data | no data | no data
5987.0 | HRSG 2 IP SPARGING STEAM STOP MOV HANDWHEEL | 02-MOV-HIS909H |  | Valve | CLOSED | CLOSED | no data | no data | no data | no data | no data | no data | no data
4331.0 | HRSG 2 IP TO DA PEGGING MOV MAIN PWR FEED | 02-MOV-HIS910 | 02-LVB-PPL-1212, BR 4 TOP OF HRSG HP DRUM | 480 V CIRCUIT BREACKER | OPEN | CLOSED | no data | no data | no data | no data | no data | no data | no data
4347.0 | HRSG 2 IP SH MOV DRN VLV MAIN POWER FEED | 02-MOV-HIS915 | 02-LVB-PPL-1213, BR 9 OUTSIDE HRSG SWG ENCLOSURE | 480 V CIRCUIT BREACKER | OPEN | CLOSED | no data | no data | no data | no data | no data | no data | no data
4573.0 | HRSG 2 IP INTERMITTENT BLOWDOWN STOP FEED | 02-MOV-HIS916 | 02-LVB-PPL-22131, BR6OUTSIDE HRSG SWG ENCLOSURE | 480 V CIRCUIT BREACKER | OPEN | CLOSED | no data | no data | no data | no data | no data | no data | no data
4575.0 | HRSG 2 IP INTERMITTENT BLOWDOWN STOP FEED | 02-MOV-HIS917 | 02-LVB-PPL-22131, BR8OUTSIDE HRSG SWG ENCLOSURE | 480 V CIRCUIT BREACKER | OPEN | CLOSED | no data | no data | no data | no data | no data | no data | no data
4344.0 | HRSG 2 IP SH MOV DRN VLV MAIN PWR FEED | 02-MOV-HIS918 | 02-LVB-PPL-1213, BR 6 OUTSIDE HRSG SWG ENCLOSURE | 480 V CIRCUIT BREACKER | OPEN | CLOSED | no data | no data | no data | no data | no data | no data | no data
6029.0 | HRSG 2 IP SH MOV DRN MOV HANDWHEEL | 02-MOV-HIS918H | HRSG ground level | Valve | CLOSED | CLOSED | no data | no data | no data | no data | no data | no data | no data
4348.0 | HRSG 2 IP FW MOV STOP VLV MAIN PWR FEED | 02-MOV-HIS941 | 02-LVB-PPL-1213, BR 10 OUTSIDE HRSG SWG ENCLOSURE | 480 V CIRCUIT BREACKER | OPEN | CLOSED | no data | no data | no data | no data | no data | no data | no data
4579.0 | HRSG 2 IP ECON VENT STOP MAIN PWR FEED | 02-MOV-HIS943 | 02-LVB-PPL-22131, BR12OUTSIDE HRSG SWG ENCLOSURE | 480 V CIRCUIT BREACKER | OPEN | CLOSED | no data | no data | no data | no data | no data | no data | no data
4469.0 | HRSG 2 IP SH MOV VENT VLV 480 VAC | 02-MOV-HIS946 | 02-LVB-PPL-2213, BR 12 OUTSIDE HRSG SWG ENCLOSURE | 480 V CIRCUIT BREACKER | OPEN | CLOSED | no data | no data | no data | no data | no data | no data | no data
4345.0 | HRSG 2 LP SH STARTUP VENT MOV MAIN PWR FEED | 02-MOV-HLS902 | 02-LVB-PPL-1213, BR 7 OUTSIDE HRSG SWG ENCLOSURE | 480 V CIRCUIT BREACKER | OPEN | CLOSED | no data | no data | no data | no data | no data | no data | no data
4324.0 | HRSG 2 LP SH STARTUP VENT MOV MAIN PWR FEED | 02-MOV-HLS905 | 02-LVB-PPL-1211, BR 5 HRSG MCC ENCLOSURE | 480 V CIRCUIT BREACKER | OPEN | CLOSED | no data | no data | no data | no data | no data | no data | no data
4325.0 | HRSG 2 LP SH STM STOP VLV MAIN PWR FEED | 02-MOV-HLS906 | 02-LVB-PPL-1211, BR 6 HRSG MCC ENCLOSURE | 480 V CIRCUIT BREACKER | OPEN | CLOSED | no data | no data | no data | no data | no data | no data | no data
6728.0 | HRSG 2 LP STEAM OUTLET STOP MAIN PWR FEED | 02-MOV-HLS906 | 02-LVB-PPL-2112 BR 20,22,24 INSIDE HRSG SWG ENCLOSURE | 480 V CIRCUIT BREACKER | OPEN | CLOSED | no data | no data | no data | no data | no data | no data | no data
6729.0 | HRSG 2 LP STEAM OUTLET STOP HANDWHEEL | 02-MOV-HLS906 | East of HRSG | Valve | CLOSED | OPEN | no data | no data | no data | no data | no data | no data | no data
4574.0 | HRSG 2 LP ECON VENT MAIN PWR FEED | 02-MOV-HLS907 | 02-LVB-PPL-22131, BR7OUTSIDE HRSG SWG ENCLOSURE | 480 V CIRCUIT BREACKER | OPEN | CLOSED | no data | no data | no data | no data | no data | no data | no data
4346.0 | HRSG 2 LP EVAP STARTUP DRN MOV MAIN PWR FEED | 02-MOV-HLS908 | 02-LVB-PPL-1213, BR 8 OUTSIDE HRSG SWG ENCLOSURE | 480 V CIRCUIT BREACKER | OPEN | CLOSED | no data | no data | no data | no data | no data | no data | no data
4461.0 | HRSG 2 LP FEEDWATER INLET STOP MAIN PWR FEED | 02-MOV-HLS931 | 02-LVB-PPL-2213, BR 4 OUTSIDE HRSG SWG ENCLOSURE | 480 V CIRCUIT BREACKER | OPEN | CLOSED | no data | no data | no data | no data | no data | no data | no data
4360.0 | UNIT 1 LP SPARGING STEAM SHUTOFF VLV | 02-MOV-HLS944 | 02-LVB-PPL-1214, BR 11 OUTSIDE HRSG SWG ENCLOSURE | 480 V CIRCUIT BREACKER | OPEN | CLOSED | no data | no data | no data | no data | no data | no data | no data
5906.0 | UNIT 2 LP SPARGING STEAM SHUTOFF VLV | 02-MOV-HLS944 | 02-LVB-PPL-1214, BR 11 OUTSIDE HRSG SWG ENCLOSURE | 480 V CIRCUIT BREACKER | OPEN | CLOSED | no data | no data | no data | no data | no data | no data | no data
5985.0 | UNIT 2 LP SPARGING STEAM SHUTOFF VLV | 02-MOV-HLS944 | 02-LVB-PPL-1214, BR 11 OUTSIDE HRSG SWG ENCLOSURE | 480 V CIRCUIT BREACKER | OPEN | CLOSED | no data | no data | no data | no data | no data | no data | no data
5907.0 | HRSG 2 LP SPARGING STEAM SHUTOFF MOV HANDWHEEL | 02-MOV-HLS944H | HRSG WEST | Valve | CLOSED | CLOSED | no data | no data | no data | no data | no data | no data | no data
5986.0 | HRSG 2 LP SPARGING STEAM SHUTOFF MOV HANDWHEEL | 02-MOV-HLS944H | HRSG WEST | Valve | CLOSED | CLOSED | no data | no data | no data | no data | no data | no data | no data
4339.0 | HRSG 2 REHEAT OUTLET STARTUP VENT STOP MOV | 02-MOV-HRS904 | 02-LVB-PPL-1212, BR 14 TOP OF HRSG HP DRUM | 480 V CIRCUIT BREACKER | OPEN | CLOSED | no data | no data | no data | no data | no data | no data | no data
4335.0 | HRSG 2 REHEAT STARTUP VENT MOV MAIN PWR FEED | 02-MOV-HRS911 | 02-LVB-PPL-1212, BR 8 TOP OF HRSG HP DRUM | 480 V CIRCUIT BREACKER | OPEN | CLOSED | no data | no data | no data | no data | no data | no data | no data
4453.0 | HRSG 2 REHEAT ATTEMP INLET SHUTOFF VLV FEED | 02-MOV-HRS912 | 02-LVB-PPL-2212, BR 6 INSIDE HRSG SWG ENCLOSURE | 480 V CIRCUIT BREACKER | OPEN | CLOSED | no data | no data | no data | no data | no data | no data | no data
4452.0 | HRSG 2 HP ATTEMP COOLING WATER SHUTOFF VLV | 02-MOV-HRS914 | 02-LVB-PPL-2212, BR 5 INSIDE HRSG SWG ENCLOSURE | 480 V CIRCUIT BREACKER | OPEN | CLOSED | no data | no data | no data | no data | no data | no data | no data
4454.0 | HRSG 2 REHEAT DRN MOV MAIN PWR FEED | 02-MOV-HRS914 | 02-LVB-PPL-2212, BR 7 INSIDE HRSG SWG ENCLOSURE | 480 V CIRCUIT BREACKER | OPEN | CLOSED | no data | no data | no data | no data | no data | no data | no data
6028.0 | HRSG 2 REHEAT DRN MOV HANDWHEEL | 02-MOV-HRS914H | HRSG ground level | Valve | CLOSED | CLOSED | no data | no data | no data | no data | no data | no data | no data
5077.0 | LUBE OIL HEATER (A) | 02MPV01AH101 | TCP | 480 V MOLDED CASE BREAKER | OPEN | CLOSED | no data | no data | no data | no data | no data | no data | no data
5078.0 | LUBE OIL HEATER (B) | 02MPV01AH102 | TCP | 480 V MOLDED CASE BREAKER | OPEN | CLOSED | no data | no data | no data | no data | no data | no data | no data
5079.0 | LUBE OIL HEATER (C) | 02MPV01AH103 | TCP | 480 V MOLDED CASE BREAKER | OPEN | CLOSED | no data | no data | no data | no data | no data | no data | no data
5080.0 | LUBE OIL HEATER (D) | 02MPV01AH104 | TCP | 480 V MOLDED CASE BREAKER | OPEN | CLOSED | no data | no data | no data | no data | no data | no data | no data
4971.0 | LUBE OIL VAPOR EXTRACTOR A | 02MPV01AN101-M01 | TCP | 480 V MOLDED CASE BREAKER | OPEN | CLOSED | no data | no data | no data | no data | no data | no data | no data
4972.0 | LUBE OIL VAPOR EXTRACTOR B | 02MPV01AN102-M01 | TCP | 480 V MOLDED CASE BREAKER | OPEN | CLOSED | no data | no data | no data | no data | no data | no data | no data
4263.0 | UNIT 2 MAIN LUBE OIL PUMP MOTOR A | 02MPV01AP101-M01 | HRSG-2 ENCLSURE 480V MCC 121, CUBICLE 04FM | 480 V MOLDED CASE BREAKER | OPEN | CLOSED | no data | no data | no data | no data | no data | no data | no data
4294.0 | UNIT 2 MAIN LUBE OIL PUMP MOTOR B | 02MPV01AP102-M01 | HRSG-2 ENCLSURE 480V MCC 221, CUBICLE 4FM | 480 V MOLDED CASE BREAKER | OPEN | CLOSED | no data | no data | no data | no data | no data | no data | no data
5209.0 | LUBE OIL PUMP DISCONNECT | 02MPV01AP401-M01 | TCP | no data | OPEN | CLOSED | no data | no data | no data | no data | no data | no data | no data
5956.0 | Emergency Lube Oil Pump Motor | 02MPV01AP401-M01 | TCP | no data | OPEN | CLOSED | no data | no data | no data | no data | no data | no data | no data
5065.0 | LUBE OIL PURIFIER PUMP MOTOR | 02MPV21AP101-M01 | TCP | 480 V MOLDED CASE BREAKER | OPEN | CLOSED | no data | no data | no data | no data | no data | no data | no data
5083.0 | CONTROL OIL HEATER | 02MPX01AH101 | TCP | 480 V MOLDED CASE BREAKER | OPEN | CLOSED | no data | no data | no data | no data | no data | no data | no data
5058.0 | CONTROL OIL PUMP MOTOR (A) | 02MPX01AP101-M01 | TCP | 480 V MOLDED CASE BREAKER | OPEN | CLOSED | no data | no data | no data | no data | no data | no data | no data
5059.0 | CONTROL OIL PUMP MOTOR (B) | 02MPX01AP102-M01 | TCP | 480 V MOLDED CASE BREAKER | OPEN | CLOSED | no data | no data | no data | no data | no data | no data | no data
5062.0 | CONTROL OIL POLISHING PUMP | 02MPX11AP101-M01 | TCP | 480 V MOLDED CASE BREAKER | OPEN | CLOSED | no data | no data | no data | no data | no data | no data | no data
3879.0 | HRSG 02 SUS XFMR 01 | 02-MVA-XFR-12 | MVB SWITHCGEAR 1, CUBICLE 06B | 13.8 KV RACK-OUT BREAKER | OPEN | CLOSED | no data | no data | no data | no data | no data | no data | no data
4506.0 | MVA XFR HRSG 2 A - SUS HEATERS | 02-MVA-XFR-12 | 02-LVD-PPL-2211, BR21OUTSIDE HRSG SWG ENCLOSURE | 208/120VAC CIRCUIT BREAKER | OPEN | CLOSED | no data | no data | no data | no data | no data | no data | no data
3881.0 | ACC 02 SUS XFMR 01 | 02-MVA-XFR-14 | MVB SWITHCGEAR 1, CUBICLE 04A | 13.8 KV RACK-OUT BREAKER | OPEN | CLOSED | no data | no data | no data | no data | no data | no data | no data
3883.0 | ACC 02 SUS XFMR 03 | 02-MVA-XFR-16 | MVB SWITHCGEAR 1, CUBICLE 04B | 13.8 KV RACK-OUT BREAKER | OPEN | CLOSED | no data | no data | no data | no data | no data | no data | no data
3889.0 | HRSG 02 SUS XFMR 02 | 02-MVA-XFR-22 | MVB SWITHCGEAR 2, CUBICLE 12B | 13.8 KV RACK-OUT BREAKER | OPEN | CLOSED | no data | no data | no data | no data | no data | no data | no data
4501.0 | MVA XFR HRSG 2 B - SUS HEATERS | 02-MVA-XFR-22 | 02-LVD-PPL-2211, BR10OUTSIDE HRSG SWG ENCLOSURE | 208/120VAC CIRCUIT BREAKER | OPEN | CLOSED | no data | no data | no data | no data | no data | no data | no data
3891.0 | ACC 02 SUS XFMR 02 | 02-MVA-XFR-24 | MVB SWITHCGEAR 2, CUBICLE 13B | 13.8 KV RACK-OUT BREAKER | OPEN | CLOSED | no data | no data | no data | no data | no data | no data | no data
3893.0 | ACC 02 SUS XFMR 04 | 02-MVA-XFR-26 | MVB SWITHCGEAR 2, CUBICLE 14B | 13.8 KV RACK-OUT BREAKER | OPEN | CLOSED | no data | no data | no data | no data | no data | no data | no data
1979.0 | DA EJECTOR STEAM SUPPLY CONTROL VALVE | 02-PCV-AXS713 | U2 CONDENSATE RECIEVER TANK UPPER DECK | no data | CLOSED | OPEN | no data | no data | no data | no data | no data | no data | no data
1980.0 | SYSTEM BALANCING CONTROL VALVE | 02-PCV-CCW191 | U2 CCW PUMP AREA | no data | CLOSED | OPEN | no data | no data | no data | no data | no data | no data | no data
1981.0 | CO2 BACKPRESSURE REGULATOR | 02-PCV-CMG117 | U2 STG BLDG | no data | CLOSED | OPEN | no data | no data | no data | no data | no data | no data | no data
1982.0 | ACC DUCT CURTAIN SPRAY CONTROL VALVE | 02-PCV-CND289 | U2 CONDENSATE CORNER | no data | CLOSED | OPEN | no data | no data | no data | no data | no data | no data | no data
1983.0 | CND LP ECON AND DRUM BYPASS CONTROL VALVE | 02-PCV-CND423 | U2 PIPE RACK 1ST LEVEL NORTH SIDE | no data | CLOSED | OPEN | no data | no data | no data | no data | no data | no data | no data
1984.0 | LP ECONOMIZER INLET PCV | 02-PCV-CND455 | U2 NORTH END OF HRSG | no data | CLOSED | OPEN | no data | no data | no data | no data | no data | no data | no data
1985.0 | CRH TO AXS PRESSURE LETDOWN (LOW FLOW) | 02-PCV-CRH700 | U2 PIPE RACK 3RD LEVEL | no data | CLOSED | OPEN | no data | no data | no data | no data | no data | no data | no data
1986.0 | CRH TO AXS PRESSURE LETDOWN (HIGH FLOW) | 02-PCV-CRH715 | U2 PIPE RACK 3RD LEVEL | no data | CLOSED | OPEN | no data | no data | no data | no data | no data | no data | no data
1987.0 | HPS BYPASS VALVE | 02-PCV-HPS100 | U2 PIPE RACK 3RD LEVEL | no data | CLOSED | OPEN | no data | no data | no data | no data | no data | no data | no data
1988.0 | HRH BYPASS VALVE | 02-PCV-HRH100 | U2 STG BLDG UPPER | no data | CLOSED | OPEN | no data | no data | no data | no data | no data | no data | no data
1989.0 | LPS BYPASS VALVE | 02-PCV-LPS100 | U2 STG BLDG UPPER | no data | CLOSED | OPEN | no data | no data | no data | no data | no data | no data | no data
4531.0 | ST 2 DRNS SUMP PMP CTRL PNL REDUNDANT 2 | 02-PDR-CPL-01 | 02-LVD-PPL-22111, BR15NE CORNER TURNBINE BLDG | 208/120VAC CIRCUIT BREAKER | OPEN | CLOSED | no data | no data | no data | no data | no data | no data | no data
4552.0 | ST 2 DRNS SUMP PMP CTRL PNL REDUNDANT 1 120V | 02-PDR-CPL-01 | 02-LVB-PPL-22113, BR7SW TURBINE DECK | 480 V CIRCUIT BREACKER | OPEN | CLOSED | no data | no data | no data | no data | no data | no data | no data
1990.0 | NITROGEN STORAGE CYLINDER RACK OUTLET | 02-PRV-CMG101 | U2 HRSG EAST | no data | CLOSED | CLOSED | no data | no data | no data | no data | no data | no data | no data
1991.0 | NITROGEN STORAGE CYLINDER RACK OUTLET | 02-PRV-CMG102 | U2 STG BLDG UPPER | no data | CLOSED | CLOSED | no data | no data | no data | no data | no data | no data | no data
1992.0 | CO2 PRESSURE REGULATOR | 02-PRV-CMG115 | U2 STG BLDG UPPER | no data | CLOSED | OPEN | no data | no data | no data | no data | no data | no data | no data
1993.0 | STEAM DRAINS PUMP SEAL WATER PRV | 02-PRV-CND325 | U2 ST DRAINS PIT AREA | no data | CLOSED | OPEN | no data | no data | no data | no data | no data | no data | no data
1994.0 | STEAM DRAINS PUMP SEAL WATER PRV | 02-PRV-CND326 | U2 ST DRAINS PIT AREA | no data | CLOSED | OPEN | no data | no data | no data | no data | no data | no data | no data
1995.0 | EVAP COOLER PRESSURE REGULATOR | 02-PRV-CTP112 | U2 INLET AREA | no data | CLOSED | OPEN | no data | no data | no data | no data | no data | no data | no data
1996.0 | BEARING FLUSH PRESSURE REGULATOR | 02-PRV-SWS713 | U2 HRSG SUMP AREA | no data | CLOSED | OPEN | no data | no data | no data | no data | no data | no data | no data
1997.0 | AUX STEAM TO ELECTRIC SUPERHEATER RELIEF VALVE | 02-PSV-AXS311 | U2 STG BLDG LOWER | no data | CLOSED | OPEN | no data | no data | no data | no data | no data | no data | no data
1998.0 | AUX STEAM HEADER SAFETY VALVE | 02-PSV-AXS325 | U2 STG BLDG LOWER | no data | CLOSED | OPEN | no data | no data | no data | no data | no data | no data | no data
1999.0 | FUEL GAS TO STARTUP HEAT EXCHANGER RELIEF VALVE | 02-PSV-AXS329 | U2 ST DRAINS PIT PIPE RACK | no data | CLOSED | OPEN | no data | no data | no data | no data | no data | no data | no data
2000.0 | SAFTEY VALVE AT HRSG CONNECTIONS | 02-PSV-AXS391 | U2 1ST LEVEL PIPE RACK | no data | CLOSED | OPEN | no data | no data | no data | no data | no data | no data | no data
2001.0 | BFP SUCTION HEADER PSV | 02-PSV-BFW104 | U2 1ST LEVEL PIPE RACK | no data | CLOSED | OPEN | no data | no data | no data | no data | no data | no data | no data
2002.0 | BFP A SUCTION OVERPRESSURE PROTECTION | 02-PSV-BFW105 | U2 HRSG LOWER | no data | CLOSED | OPEN | no data | no data | no data | no data | no data | no data | no data
2003.0 | BFP B SUCTION OVERPRESSURE PROTECTION | 02-PSV-BFW155 | U2 HRSG LOWER | no data | CLOSED | OPEN | no data | no data | no data | no data | no data | no data | no data
2004.0 | CT TCA COOLER OVERPRESSURE PROTECTION HP FEEDWATER | 02-PSV-BFW323 | U2 TCA COOLER AREA | no data | CLOSED | OPEN | no data | no data | no data | no data | no data | no data | no data
2005.0 | FG PERFORMANCE HEATER OVERPRESSURE PROTECTION | 02-PSV-BFW423 | U2 PERFORMANCE HEATER AREA | no data | CLOSED | OPEN | no data | no data | no data | no data | no data | no data | no data
2006.0 | FG PERFORMANCE HEATER STARTUP HEATER PSV | 02-PSV-BFW463 | U2 PERFORMANCE HEATER AREA | no data | CLOSED | OPEN | no data | no data | no data | no data | no data | no data | no data
2007.0 | FG PERFORMANCE HEATER OUTLET CND RETURN PSV | 02-PSV-BFW751 | U2 PERFORMANCE HEATER AREA | no data | CLOSED | OPEN | no data | no data | no data | no data | no data | no data | no data
2008.0 | UNIT 2 ACHE B2-1 CELL RELIEF VALVE | 02-PSV-CCW213 | U2 NORTH ACHE AREA | no data | CLOSED | OPEN | no data | no data | no data | no data | no data | no data | no data
2009.0 | UNIT 2 ACHE B2-2 CELL RELIEF VALVE | 02-PSV-CCW223 | U2 NORTH ACHE AREA | no data | CLOSED | OPEN | no data | no data | no data | no data | no data | no data | no data
2010.0 | UNIT 2 ACHE B2-3 CELL RELIEF VALVE | 02-PSV-CCW233 | U2 NORTH ACHE AREA | no data | CLOSED | OPEN | no data | no data | no data | no data | no data | no data | no data
2011.0 |  | 02-PSV-CCW243 | U2 NORTH ACHE AREA | no data | CLOSED | OPEN | no data | no data | no data | no data | no data | no data | no data
2012.0 | UNIT 2 ACHE B2-5 CELL RELIEF VALVE | 02-PSV-CCW253 | U2 NORTH ACHE AREA | no data | CLOSED | OPEN | no data | no data | no data | no data | no data | no data | no data
2013.0 | 2B BFP CCW RELIEF VALVE | 02-PSV-CCW311 | U2 BFP AREA | no data | CLOSED | OPEN | no data | no data | no data | no data | no data | no data | no data
2014.0 | 2A BFP CCW RELIEF VALVE | 02-PSV-CCW331 | U2 BFP AREA | no data | CLOSED | OPEN | no data | no data | no data | no data | no data | no data | no data
2015.0 | SAMPLE PANEL CCW RELIEF VALVE | 02-PSV-CCW351 | U2 SAMPLE PANEL | no data | CLOSED | OPEN | no data | no data | no data | no data | no data | no data | no data
2016.0 | LUBE OIL INLET CCW RELIEF VALVE | 02-PSV-CCW381 | U2 STG BLDG LOWER | no data | CLOSED | OPEN | no data | no data | no data | no data | no data | no data | no data
2017.0 | LUBE OIL OUTLET CCW RELIEF VALVE | 02-PSV-CCW391 | U2 STG BLDG LOWER | no data | CLOSED | OPEN | no data | no data | no data | no data | no data | no data | no data
2018.0 | PGE02108 GENERATOR CCW RELIEF VALVE | 02-PSV-CCW413 | U2 STG BLDG LOWER | no data | CLOSED | OPEN | no data | no data | no data | no data | no data | no data | no data
2019.0 | PGE02107 GENERATOR CCW RELIEF VALVE | 02-PSV-CCW423 | U2 STG BLDG LOWER | no data | CLOSED | OPEN | no data | no data | no data | no data | no data | no data | no data
2020.0 | PGE02106 GENERATOR CCW RELIEF VALVE | 02-PSV-CCW433 | U2 STG BLDG LOWER | no data | CLOSED | OPEN | no data | no data | no data | no data | no data | no data | no data
2021.0 | PGE02105 GENERATOR CCW RELIEF VALVE | 02-PSV-CCW443 | U2 STG BLDG LOWER | no data | CLOSED | OPEN | no data | no data | no data | no data | no data | no data | no data
2022.0 | PGE02104 GENERATOR CCW RELIEF VALVE | 02-PSV-CCW453 | U2 STG BLDG LOWER | no data | CLOSED | OPEN | no data | no data | no data | no data | no data | no data | no data
2023.0 | PGE02103 GENERATOR CCW RELIEF VALVE | 02-PSV-CCW463 | U2 STG BLDG LOWER | no data | CLOSED | OPEN | no data | no data | no data | no data | no data | no data | no data
2024.0 | PGE02102 GENERATOR CCW RELIEF VALVE | 02-PSV-CCW473 | U2 STG BLDG LOWER | no data | CLOSED | OPEN | no data | no data | no data | no data | no data | no data | no data
2025.0 | PGE02101 GENERATOR CCW RELIEF VALVE | 02-PSV-CCW483 | U2 STG BLDG LOWER | no data | CLOSED | OPEN | no data | no data | no data | no data | no data | no data | no data
2026.0 | A ECA COMPRESSOR CCW RELIEF VALVE | 02-PSV-CCW511 | U2 "A" ECA COMPRESSOR | no data | CLOSED | OPEN | no data | no data | no data | no data | no data | no data | no data
2027.0 | B ECA COMPRESSOR CCW RELIEF VALVE | 02-PSV-CCW531 | U2 "B" ECA COMPRESSOR | no data | CLOSED | OPEN | no data | no data | no data | no data | no data | no data | no data
2028.0 | NITROGEN OVERPRESSURE PROTECTION | 02-PSV-CMG116 | U2 HRSG LOWER | no data | CLOSED | OPEN | no data | no data | no data | no data | no data | no data | no data
2029.0 | CO2 OVERPRESSURE PROTECTION | 02-PSV-CMG118 | U2 STG BLDG | no data | CLOSED | OPEN | no data | no data | no data | no data | no data | no data | no data
2030.0 | NITROGEN OVERPRESSURE PROTECTION | 02-PSV-CMG126 | U2 GAS TURBINE | no data | CLOSED | OPEN | no data | no data | no data | no data | no data | no data | no data
2031.0 | CND PUMP A SUCTION OVERPRESSURE PROTECTION | 02-PSV-CND101 | U2 CONDENSATE PUMP AREA | no data | CLOSED | OPEN | no data | no data | no data | no data | no data | no data | no data
2032.0 | CND PUMP B SUCTION OVERPRESSURE PROTECTION | 02-PSV-CND121 | U2 CONDENSATE PUMP AREA | no data | CLOSED | OPEN | no data | no data | no data | no data | no data | no data | no data
2033.0 | CND PUMP C SUCTION OVERPRESSURE PROTECTION | 02-PSV-CND141 | U2 CONDENSATE PUMP AREA | no data | CLOSED | OPEN | no data | no data | no data | no data | no data | no data | no data
2034.0 | DEMIN FILL TO CND OVERPERSSURE PROTECTION | 02-PSV-CND255 | U2CONDENSATE PUMP AREA | no data | CLOSED | OPEN | no data | no data | no data | no data | no data | no data | no data
2035.0 | CONDENSATE FILL TO HP BFW OVERPRESSURE PROTECTION | 02-PSV-CND402 | PIPE RACK 1ST LEVEL WEST SIDE | no data | CLOSED | OPEN | no data | no data | no data | no data | no data | no data | no data
2036.0 | CONDENSATE FILL TO IP BFW OVERPRESSURE PROTECTION | 02-PSV-CND403 | PIPE RACK 1ST LEVEL EASTSIDE | no data | CLOSED | OPEN | no data | no data | no data | no data | no data | no data | no data
2037.0 | LP ECONOMIZER INLET OVERPRESSURE PROTECTION | 02-PSV-CND457 | U2 HRSG LOWER NORTH | no data | CLOSED | OPEN | no data | no data | no data | no data | no data | no data | no data
2038.0 | ECA COOLER THERMAL RELIEF OVERPRESSURE PROTECTION | 02-PSV-CND519 | U2 ECA COOLER AREA | no data | CLOSED | OPEN | no data | no data | no data | no data | no data | no data | no data
2039.0 | EVAP COOLER OVERPRESSURE PROTECTION | 02-PSV-CTP118 | U2 INLET AREA | no data | CLOSED | OPEN | no data | no data | no data | no data | no data | no data | no data
2040.0 | CT CASING COOLING AIR PIPING PSV | 02-PSV-CTP128 | U2 TURBINE BLDG UPPER/CASING FAN | no data | CLOSED | OPEN | no data | no data | no data | no data | no data | no data | no data
2041.0 | PERFORMANCE HEATER PSV | 02-PSV-FGS159 | U2 PERFORMANCE HEATER AREA | no data | CLOSED | OPEN | no data | no data | no data | no data | no data | no data | no data
2042.0 | PUFFER AIR TANK RELIEF | 02-PSV-INA100 | U2 PUFFER AIR TANK RELIEF VALVE | no data | CLOSED | OPEN | no data | no data | no data | no data | no data | no data | no data
2043.0 | ECA COMPRESSSOR "A" NORTHSIDE | 02-PSV-INA101 | U2 ECA COMPRESSOR "A" | no data | CLOSED | OPEN | no data | no data | no data | no data | no data | no data | no data
2044.0 | INSTA AIR RELIEF OUTSIDE GT ENCLOSURE WESTSIDE | 02-PSV-INA104 | U2 UNDER MAIN GAS TO GT ENCLOSURE | no data | CLOSED | OPEN | no data | no data | no data | no data | no data | no data | no data
2045.0 | INSTA AIR RELIEF VALVE SOUTH OF 2B ECA ENCLOSURE | 02-PSV-INA105 | U2 SOUTHSIDE OF 2B ECA CMPRESSOR | no data | CLOSED | OPEN | no data | no data | no data | no data | no data | no data | no data
2046.0 | GLAND STEAM PSV | 02-PSV-STP209 | U2 STG BUILDING UPPER | no data | CLOSED | OPEN | no data | no data | no data | no data | no data | no data | no data
3829.0 | HIP TURBINE COOLING CELL SUPPLY AIR VALVE INLET VALVE | 02QEB01AA101 | TURBINE BUILDING | no data | CLOSED | OPEN | no data | no data | no data | no data | no data | no data | no data
3830.0 | HIP TURBINE COOLING CELL SUPPLY AIR VALVE OUTLET VALVE | 02QEB01AA103 | TURBINE BUILDING | no data | CLOSED | OPEN | no data | no data | no data | no data | no data | no data | no data
3831.0 | HIP TURBINE COOLING CELL SUPPLY AIR VALVEBYPASS VALVE | 02QEB01AA104 | TURBINE BUILDING | no data | CLOSED | CLOSED | no data | no data | no data | no data | no data | no data | no data
3832.0 | CASEING COOLING CELL (HP) SUPPLY AIR INLET VALVE | 02QEB01AA105 | TURBINE BUILDING | no data | CLOSED | OPEN | no data | no data | no data | no data | no data | no data | no data
3833.0 | CASEING COOLING CELL (IP) SUPPLY AIR INLET VALVE | 02QEB01AA107 | TURBINE BUILDING | no data | CLOSED | OPEN | no data | no data | no data | no data | no data | no data | no data
3834.0 | CASEING COOLING CELL (LP) SUPPLY AIR INLET VALVE | 02QEB01AA109 | TURBINE BUILDING | no data | CLOSED | OPEN | no data | no data | no data | no data | no data | no data | no data
4975.0 | GT CASING COOLING AIR FAN | 02QEF13AN101-M01 | TCP | 480 V MOLDED CASE BREAKER | OPEN | CLOSED | no data | no data | no data | no data | no data | no data | no data
5316.0 | RELAY PANEL 02-RPS-PNL-08 SEL-487E | 02-RPS-PNL-08 | MVB, DC DISTRIBUTION PANEL 02-LVE-PPL-01, F10.5 | no data | OPEN | CLOSED | no data | no data | no data | no data | no data | no data | no data
5317.0 | RELAY PANEL 02-RPS-PNL-08 GE T60U & MET-UAT | 02-RPS-PNL-08 | MVB, DC DISTRIBUTION PANEL 02-LVE-PPL-01, F10.7 | no data | OPEN | CLOSED | no data | no data | no data | no data | no data | no data | no data
4253.0 | UNIT 2 AMMONIA INJ HEATER "A" | 02-SCR-HTR-01 | HRSG-2 ECLOSURE, SWG 12, CUBICLE 03D | 480 V RACK OUT BREAKER | OPEN | CLOSED | no data | no data | no data | no data | no data | no data | no data
4255.0 | UNIT 2 AMMONIA INJ HEATER "B" | 02-SCR-HTR-02 | HRSG-2 ECLOSURE, SWG 22, CUBICLE 05D | 480 V RACK OUT BREAKER | OPEN | CLOSED | no data | no data | no data | no data | no data | no data | no data
5390.0 | UNIT 2 HRSG SCR HTR JBX 103 UPS PWR 120 VAC | 02-SCR-JBX-103 | HRSG 2 U1 UPS PANEL, BR10 | no data | OPEN | CLOSED | no data | no data | no data | no data | no data | no data | no data
4332.0 | HRSG 2 SCR HOISE AND TROLLEY 480VAC PWR FEED | 02-SCR-JBX-104 | 02-LVB-PPL-1212, BR 5 TOP OF HRSG HP DRUM | 480 V CIRCUIT BREACKER | OPEN | CLOSED | no data | no data | no data | no data | no data | no data | no data
4264.0 | HRSG 2 AMMONIA INJECTION BLOWER A | 02-SCR-MFN-100A | HRSG-2 ENCLSURE 480V MCC 121, CUBICLE 05FM | 480 V MOLDED CASE BREAKER | OPEN | CLOSED | no data | no data | no data | no data | no data | no data | no data
5717.0 | HRSG 2 AMMONIA INJECTION BLOWER A | 02-SCR-MFN-100A | HRSG-2 ENCLSURE 480V MCC 121, CUBICLE 05FM | 480 V MOLDED CASE BREAKER | OPEN | CLOSED | no data | no data | no data | no data | no data | no data | no data
4295.0 | HRSG2 AMMONIA INJECTION BLOWER B | 02-SCR-MFN-100B | HRSG-2 ENCLSURE 480V MCC 221, CUBICLE 5FM | 480 V MOLDED CASE BREAKER | OPEN | CLOSED | no data | no data | no data | no data | no data | no data | no data
5718.0 | HRSG2 AMMONIA INJECTION BLOWER B | 02-SCR-MFN-100B | HRSG-2 ENCLSURE 480V MCC 221, CUBICLE 5FM | 480 V MOLDED CASE BREAKER | OPEN | CLOSED | no data | no data | no data | no data | no data | no data | no data
5678.0 | CO2 ACTUATION LINE ISOLATION VALVE | 02SGJ02AA001 | West sie of U2 turnbine building | no data | CLOSED | OPEN | no data | no data | no data | no data | no data | no data | no data
5865.0 | CO2 ACTUATION LINE ISOLATION VALVE | 02SGJ02AA001 | West sie of U2 turnbine building | no data | CLOSED | OPEN | no data | no data | no data | no data | no data | no data | no data
5679.0 | CO2 TO GAS TURBINE ENCLOSRUE ISOLATION VALVE | 02SGJ02AA103 | West sie of U2 turnbine building | no data | CLOSED | OPEN | no data | no data | no data | no data | no data | no data | no data
5680.0 | SLIP RING HOUSING ISOLATION VALVE | 02SGJ02AA202 | West sie of U2 turnbine building | no data | CLOSED | OPEN | no data | no data | no data | no data | no data | no data | no data
5866.0 | SLIP RING HOUSING ISOLATION VALVE | 02SGJ02AA202 | West sie of U2 turnbine building | no data | CLOSED | OPEN | no data | no data | no data | no data | no data | no data | no data
4983.0 | CO2 TANK HEATER | 02SGJ02AH001 | TCP | 480 V MOLDED CASE BREAKER | OPEN | CLOSED | no data | no data | no data | no data | no data | no data | no data
4982.0 | CO2 TANK CONTROL PANEL | 02SGJ02BB101 | TCP | 480 V MOLDED CASE BREAKER | OPEN | CLOSED | no data | no data | no data | no data | no data | no data | no data
5004.0 | CONTROL PACKAGE LOCAL FIRE ALARM PANEL | 02SGY01GH001 | TCP | no data | OPEN | CLOSED | no data | no data | no data | no data | no data | no data | no data
4995.0 | LOCAL FIRE ALARM CONTROL PANEL | 02SGY03GH001 | TCP | no data | OPEN | CLOSED | no data | no data | no data | no data | no data | no data | no data
4291.0 | UNIT 2 SAMPLE ANALYSIS PANEL DSW | 02-SMP-DSW-01 | HRSG-2 ENCLSURE 480V MCC 121, CUBICLE 15FC(R) | 480 V MOLDED CASE BREAKER | OPEN | CLOSED | no data | no data | no data | no data | no data | no data | no data
4341.0 | UNIT 2 SMP PNL 10 TON TCU MAIN 480VAC | 02-SMP-HEX-01 | 02-LVB-PPL-1213, BR 3 OUTSIDE HRSG SWG ENCLOSURE | 480 V CIRCUIT BREACKER | OPEN | CLOSED | no data | no data | no data | no data | no data | no data | no data
4764.0 | UNIT 2 LP DRAINS TANK PUMP MTR A | 02-STP-MPM-01A | 02-ACC-MCC-141, CUBICLE12FB | 480 V MOLDED CASE BREAKER | OPEN | CLOSED | no data | no data | no data | no data | no data | no data | no data
5738.0 | UNIT 2 LP DRAINS TANK PUMP MTR A | 02-STP-MPM-01A | 02-ACC-MCC-141, CUBICLE12FB | 480 V MOLDED CASE BREAKER | OPEN | CLOSED | no data | no data | no data | no data | no data | no data | no data
6567.0 | UNIT 2 LP DRAINS TANK PUMP MTR A | 02-STP-MPM-01A | 02-ACC-MCC-141, CUBICLE12FB | 480 V MOLDED CASE BREAKER | OPEN | CLOSED | no data | no data | no data | no data | no data | no data | no data
4795.0 | UNIT 2 LP DRAINS TANK PUMP MTR B | 02-STP-MPM-01B | 02-ACC-MCC-241, BR14FB | 480 V MOLDED CASE BREAKER | OPEN | CLOSED | no data | no data | no data | no data | no data | no data | no data
5739.0 | UNIT 2 LP DRAINS TANK PUMP MTR B | 02-STP-MPM-01B | 02-ACC-MCC-241, BR14FB | 480 V MOLDED CASE BREAKER | OPEN | CLOSED | no data | no data | no data | no data | no data | no data | no data
5867.0 | U2 Closing/Pri fuse for 02-SYD-BKR-01 | 02-SYD-BKR-01 | Switch Yard | Breaker | OPEN | CLOSED | no data | no data | no data | no data | no data | no data | no data
5879.0 | U2 Switch Yard Disconnect | 02-SYD-DSW-01 | Switch Yard | disconnect switch | OPEN | CLOSED | no data | no data | no data | no data | no data | no data | no data
5880.0 | U2 Switch Yard Disconnect DC breaker | 02-SYD-DSW-01 | U2 switch yard Bldg- 00-LVE-PPL-02 125VDC Panelboard, Br 21/23 | DC Breaker | OPEN | CLOSED | no data | no data | no data | no data | no data | no data | no data
5868.0 | U2 Switch Yard Disconnect | 02-SYD-DSW-02 | Switch Yard | disconnect switch | OPEN | CLOSED | no data | no data | no data | no data | no data | no data | no data
5869.0 | U2 Switch Yard Disconnect DC breaker | 02-SYD-DSW-02 | U2 switch yard Bldg- 00-LVE-PPL-02 125VDC Panelboard, Br 22/24 | DC Breaker | OPEN | CLOSED | no data | no data | no data | no data | no data | no data | no data
2047.0 | FG STARTUP FEEDWATER HX OUTLET CONTROL VALVE | 02-TCV-AXS371 | PIPE RACK 1ST LEVEL | no data | CLOSED | OPEN | no data | no data | no data | no data | no data | no data | no data
2048.0 | CONDENSATE TANK SPARGING STEAM CONTROL VALVE | 02-TCV-AXS711 | CONDENSATE RECIEVER TANK | no data | CLOSED | OPEN | no data | no data | no data | no data | no data | no data | no data
2049.0 | HPS FINAL ATTEMP CONTROL VALVE HP FEEDWATER | 02-TCV-BFW706 | PIPE RACK | no data | CLOSED | OPEN | no data | no data | no data | no data | no data | no data | no data
2050.0 | HPS FINAL ATTEMP CONTROL VALVE HP FEEDWATER | 02-TCV-BFW716 | PIPE RACK 2ND LEVEL SOUTH SIDE | no data | CLOSED | OPEN | no data | no data | no data | no data | no data | no data | no data
2051.0 | HRH FINAL ATTEMP CONTROL VALVE IP FEEDWATER | 02-TCV-BFW736 | PIPE RACK 2ND LEVEL SOUTH SIDE | no data | CLOSED | OPEN | no data | no data | no data | no data | no data | no data | no data
2052.0 | CRH LETDOWN ATTEMPERATOR SPRAY TCV | 02-TCV-BFW749 | PIPE RACK 2ND LEVEL SOUTH SIDE | no data | CLOSED | OPEN | no data | no data | no data | no data | no data | no data | no data
2053.0 |  | 02-TCV-BFW761 | PIPE RACK 2ND LEVEL SOUTH SIDE | no data | CLOSED | OPEN | no data | no data | no data | no data | no data | no data | no data
2054.0 | ACHE BYPASS CONTROL VALVE | 02-TCV-CCW181 | PIPE RACK 2ND LEVEL SOUTH SIDE | no data | CLOSED | OPEN | no data | no data | no data | no data | no data | no data | no data
2055.0 | CRH VENTILATOR DSH SPRAY TCV | 02-TCV-CND706 | U2 SOUTHSIDE ACHE | no data | CLOSED | OPEN | no data | no data | no data | no data | no data | no data | no data
2056.0 | HRH BYPASS SPRAY TCV | 02-TCV-CND707 | U2 CONDENSATE CORNER | no data | CLOSED | OPEN | no data | no data | no data | no data | no data | no data | no data
2057.0 | HP DRAINS TANK QUENCH SPRAY TCV | 02-TCV-CND717 | U2 CONDENSATE CORNER | no data | CLOSED | OPEN | no data | no data | no data | no data | no data | no data | no data
2058.0 | LP DRAINS TANK QUENCH SPRAY TCV | 02-TCV-CND718 | U2 STEAM DRAINS PIT | no data | CLOSED | OPEN | no data | no data | no data | no data | no data | no data | no data
2059.0 | LP BYPASS SPRAY TCV | 02-TCV-CND726 | U2 CONDENSATE CORNER | no data | CLOSED | OPEN | no data | no data | no data | no data | no data | no data | no data
2060.0 | DRIP LEG DRAIN - AUTOMATED | 02-TV-HPS123 | U2 EAST SIDE OF STEAM TURBINE GRD FLOOR | no data | CLOSED | OPEN | no data | no data | no data | no data | no data | no data | no data
2061.0 | DRIP LEG DRAIN - AUTOMATED | 02-TV-HRH117 | U2 SOUTHSIDE OF INLET DUCT | no data | CLOSED | OPEN | no data | no data | no data | no data | no data | no data | no data
2062.0 | HRSG SUMP QUENCH WATER | 02-TV-SWS717 | U2 NORTH SIDE CONDENSATE RECIEVER TANK | no data | CLOSED | OPEN | no data | no data | no data | no data | no data | no data | no data
4985.0 | CONTROL PACKAGE AIR CONDITIONER-1 | 02UCA51AH101 | TCP | 480 V MOLDED CASE BREAKER | OPEN | CLOSED | no data | no data | no data | no data | no data | no data | no data
5005.0 | CONTROL PACKAGE HVAC CONTROLLER | 02UCA51AH101-N01 | TCP | no data | OPEN | CLOSED | no data | no data | no data | no data | no data | no data | no data
5095.0 | CONTROL PACKAGE AIR CONDITIONER-2 | 02UCA51AH102 | TCP | 480 V MOLDED CASE BREAKER | OPEN | CLOSED | no data | no data | no data | no data | no data | no data | no data
4987.0 | CONTROL PACKAGE AIR CONDITIONER-5 | 02UCA51AH103 | TCP | 480 V MOLDED CASE BREAKER | OPEN | CLOSED | no data | no data | no data | no data | no data | no data | no data
4986.0 | CONTROL PACKAGE AIR CONDITIONER-3 | 02UCA51AH201 | TCP | 480 V MOLDED CASE BREAKER | OPEN | CLOSED | no data | no data | no data | no data | no data | no data | no data
5094.0 | CONTROL PACKAGE AIR CONDITIONER-4 | 02UCA51AH202 | TCP | 480 V MOLDED CASE BREAKER | OPEN | CLOSED | no data | no data | no data | no data | no data | no data | no data
4989.0 | CONTROL PACKAGE BATTERY ROOM AC-1 | 02UCA51AH301 | TCP | 480 V MOLDED CASE BREAKER | OPEN | CLOSED | no data | no data | no data | no data | no data | no data | no data
5096.0 | CONTROL PACKAGE BATTERY ROOM AC-2 | 02UCA51AH302 | TCP | 480 V MOLDED CASE BREAKER | OPEN | CLOSED | no data | no data | no data | no data | no data | no data | no data
4988.0 | CONTROL PACKAGE PRESSURIZATION UNIT | 02UCA51AH401 | TCP | 480 V MOLDED CASE BREAKER | OPEN | CLOSED | no data | no data | no data | no data | no data | no data | no data
5003.0 | BATTERY ROOM EXHAUST FAN | 02UCA51AN301 | TCP | no data | OPEN | CLOSED | no data | no data | no data | no data | no data | no data | no data
4999.0 | CONTROL PACKAGE INTERIOR LIGHTING - 1 | 02UCA51GP101 | TCP | no data | OPEN | CLOSED | no data | no data | no data | no data | no data | no data | no data
5001.0 | CONTROL PACKAGE EXTERIOR LIGHTING - 1 | 02UCA51GP102 | TCP | no data | OPEN | CLOSED | no data | no data | no data | no data | no data | no data | no data
5000.0 | CONTROL PACKAGE INTERIOR LIGHTING - 2 | 02UCA51GP201 | TCP | no data | OPEN | CLOSED | no data | no data | no data | no data | no data | no data | no data
5002.0 | CONTROL PACKAGE EXTERIOR LIGHTING - 2 | 02UCA51GP202 | TCP | no data | OPEN | CLOSED | no data | no data | no data | no data | no data | no data | no data
5158.0 | CONTROL PACKAGE INTERIOR RECEPTACLES - 1 | 02UCA51GQ101 | TCP | no data | OPEN | CLOSED | no data | no data | no data | no data | no data | no data | no data
5155.0 | CONTROL PACKAGE EXTERIOR RECEPTACLES - 1 | 02UCA51GQ102 | TCP | no data | OPEN | CLOSED | no data | no data | no data | no data | no data | no data | no data
5159.0 | CONTROL PACKAGE INTERIOR RECEPTACLES - 2 | 02UCA51GQ201 | TCP | no data | OPEN | CLOSED | no data | no data | no data | no data | no data | no data | no data
5156.0 | CONTROL PACKAGE EXTERIOR RECEPTACLES - 2 | 02UCA51GQ202 | TCP | no data | OPEN | CLOSED | no data | no data | no data | no data | no data | no data | no data
6288.0 | U2 LRVP A non condensable suction line | 02-V883 | U2 VACUUM PUMP AREA | Valve | CLOSED | OPEN | no data | no data | no data | no data | no data | no data | no data
6301.0 | U2 LRVP A non condensable suction line | 02-V883 | U2 VACUUM PUMP AREA | Valve | CLOSED | OPEN | no data | no data | no data | no data | no data | no data | no data
6290.0 | U2 LRVP A seal water tank equalization isolation valve | 02-V-884 | U2 VACUUM PUMP AREA | Valve | CLOSED | OPEN | no data | no data | no data | no data | no data | no data | no data
6303.0 | U2 LRVP A seal water tank equalization isolation valve | 02-V-884 | U2 VACUUM PUMP AREA | Valve | CLOSED | OPEN | no data | no data | no data | no data | no data | no data | no data
6285.0 | U2 LRVP A discharge isolation valve off seal water tank | 02-V-885A | U2 VACUUM PUMP AREA | Valve | CLOSED | OPEN | no data | no data | no data | no data | no data | no data | no data
6298.0 | U2 LRVP A discharge isolation valve off seal water tank | 02-V-885A | U2 VACUUM PUMP AREA | Valve | CLOSED | OPEN | no data | no data | no data | no data | no data | no data | no data
6286.0 | U2 LRVP A seal water discharge isolation valve after heat exchan | 02-V-886A | U2 VACUUM PUMP AREA | Valve | CLOSED | OPEN | no data | no data | no data | no data | no data | no data | no data
6299.0 | U2 LRVP A seal water discharge isolation valve after heat exchan | 02-V-886A | U2 VACUUM PUMP AREA | Valve | CLOSED | OPEN | no data | no data | no data | no data | no data | no data | no data
6287.0 | U2 LRVP A isolation valve to seal water spray valve | 02-V-886B | U2 VACUUM PUMP AREA | Valve | CLOSED | OPEN | no data | no data | no data | no data | no data | no data | no data
6300.0 | U2 LRVP A isolation valve to seal water spray valve | 02-V-886B | U2 VACUUM PUMP AREA | Valve | CLOSED | OPEN | no data | no data | no data | no data | no data | no data | no data
6284.0 | U2 LRVP A seal water isolation valve to bypass to tank | 02-V-888A | U2 VACUUM PUMP AREA | Valve | CLOSED | OPEN | no data | no data | no data | no data | no data | no data | no data
6297.0 | U2 LRVP A seal water isolation valve to bypass to tank | 02-V-888A | U2 VACUUM PUMP AREA | Valve | CLOSED | OPEN | no data | no data | no data | no data | no data | no data | no data
6283.0 | U2 LRVP A seal water isolation valve to make up control valve | 02-V888B | U2 VACUUM PUMP AREA | Valve | CLOSED | OPEN | no data | no data | no data | no data | no data | no data | no data
6296.0 | U2 LRVP A seal water isolation valve to make up control valve | 02-V888B | U2 VACUUM PUMP AREA | Valve | CLOSED | OPEN | no data | no data | no data | no data | no data | no data | no data
6343.0 | U2 LRVP A seal water isolation valve to make up control valve (bl | 02-V888B | U2 VACUUM PUMP AREA | Valve | CLOSED | OPEN | no data | no data | no data | no data | no data | no data | no data
6347.0 | U2 LRVP A seal water isolation valve to make up control valve | 02-V888B | U2 VACUUM PUMP AREA | Valve | CLOSED | OPEN | no data | no data | no data | no data | no data | no data | no data
6324.0 | U2 LRVP "B" non condensable suction line | 02-V890 | U2 VACUUM PUMP AREA | Valve | CLOSED | OPEN | no data | no data | no data | no data | no data | no data | no data
6326.0 | U2 LRVP "B" seal water tank equalization isolation valve | 02-V-891 | U2 VACUUM PUMP AREA | Valve | CLOSED | OPEN | no data | no data | no data | no data | no data | no data | no data
6321.0 | U2 LRVP "B" discharge isolation valve off seal water tank | 02-V-892A | U2 VACUUM PUMP AREA | Valve | CLOSED | OPEN | no data | no data | no data | no data | no data | no data | no data
6322.0 | U2 LRVP "B" seal water discharge isolation valve after heat exch | 02-V-893A | U2 VACUUM PUMP AREA | Valve | CLOSED | OPEN | no data | no data | no data | no data | no data | no data | no data
6323.0 | U2 LRVP "B" isolation valve to seal water spray valve | 02-V-893B | U2 VACUUM PUMP AREA | Valve | CLOSED | OPEN | no data | no data | no data | no data | no data | no data | no data
6320.0 | U2 LRVP "B" seal water isolation valve to bypass to tank | 02-V-895A | U2 VACUUM PUMP AREA | Valve | CLOSED | OPEN | no data | no data | no data | no data | no data | no data | no data
6319.0 | U2 LRVP "B"seal water isolation valve to make up control valve | 02-V895B | U2 VACUUM PUMP AREA | Valve | CLOSED | OPEN | no data | no data | no data | no data | no data | no data | no data
6336.0 | U2 LRVP "C" non condensable suction line | 02-V898 | U2 VACUUM PUMP AREA | Valve | CLOSED | OPEN | no data | no data | no data | no data | no data | no data | no data
6338.0 | U2 LRVP "C" seal water tank equalization isolation valve | 02-V-899 | U2 VACUUM PUMP AREA | Valve | CLOSED | OPEN | no data | no data | no data | no data | no data | no data | no data
6333.0 | U2 LRVP "C" discharge isolation valve off seal water tank | 02-V-900A | U2 VACUUM PUMP AREA | Valve | CLOSED | OPEN | no data | no data | no data | no data | no data | no data | no data
6334.0 | U2 LRVP "C" seal water discharge isolation valve after heat exch | 02-V-901A | U2 VACUUM PUMP AREA | Valve | CLOSED | OPEN | no data | no data | no data | no data | no data | no data | no data
6335.0 | U2 LRVP "C" isolation valve to seal water spray valve | 02-V-901B | U2 VACUUM PUMP AREA | Valve | CLOSED | OPEN | no data | no data | no data | no data | no data | no data | no data
6332.0 | U2 LRVP "C" seal water isolation valve to bypass to tank | 02-V-903A | U2 VACUUM PUMP AREA | Valve | CLOSED | OPEN | no data | no data | no data | no data | no data | no data | no data
6330.0 | U2 LRVP "C" seal water isolation valve to make up control valve ( | 02-V903B | U2 VACUUM PUMP AREA | Valve | CLOSED | OPEN | no data | no data | no data | no data | no data | no data | no data
6350.0 | U2 LRVP "C" seal water isolation valve to make up control valve | 02-V903B | U2 VACUUM PUMP AREA | Valve | CLOSED | OPEN | no data | no data | no data | no data | no data | no data | no data
6361.0 | U2 LRVP "D" non condensable suction line | 02-V906 | U2 VACUUM PUMP AREA | Valve | CLOSED | OPEN | no data | no data | no data | no data | no data | no data | no data
6363.0 | U2 LRVP "D" seal water tank equalization isolation valve | 02-V-907 | U2 VACUUM PUMP AREA | Valve | CLOSED | OPEN | no data | no data | no data | no data | no data | no data | no data
6358.0 | U2 LRVP "D" discharge isolation valve off seal water tank | 02-V-908A | U2 VACUUM PUMP AREA | Valve | CLOSED | OPEN | no data | no data | no data | no data | no data | no data | no data
6359.0 | U2 LRVP "D" seal water discharge isolation valve after heat exch | 02-V-909A | U2 VACUUM PUMP AREA | Valve | CLOSED | OPEN | no data | no data | no data | no data | no data | no data | no data
6360.0 | U2 LRVP "D" isolation valve to seal water spray valve | 02-V-909B | U2 VACUUM PUMP AREA | Valve | CLOSED | OPEN | no data | no data | no data | no data | no data | no data | no data
6357.0 | U2 LRVP "D" seal water isolation valve to bypass to tank | 02-V-911A | U2 VACUUM PUMP AREA | Valve | CLOSED | OPEN | no data | no data | no data | no data | no data | no data | no data
6356.0 | U2 LRVP "D" seal water isolation valve to make up control valve | 02-V911B | U2 VACUUM PUMP AREA | Valve | CLOSED | OPEN | no data | no data | no data | no data | no data | no data | no data
2063.0 | UNIT 2 AFCU ISOLATION VALVE | 02-VAQA201 | U2 WEST OF "A" DILUTION AIR FAN | no data | CLOSED | OPEN | no data | no data | no data | no data | no data | no data | no data
5722.0 | Ammonia injection manual isolation (upstream) | 02-VAQA800 | East of HRSG | Valve | CLOSED | OPEN | no data | no data | no data | no data | no data | no data | no data
5777.0 | Ammonia injection manual isolation (upstream) | 02-VAQA801 | East of HRSG | Valve | CLOSED | OPEN | no data | no data | no data | no data | no data | no data | no data
5778.0 | Ammonia injection manual isolation (downstream) | 02-VAQA803 | East of HRSG | Valve | CLOSED | OPEN | no data | no data | no data | no data | no data | no data | no data
5724.0 | Ammonia injection line drain | 02-VAQA813 | East of HRSG | Valve | OPEN | CLOSED | no data | no data | no data | no data | no data | no data | no data
5723.0 | Ammonia injection manual isolation (downstream) | 02-VAQA818 | East of HRSG | Valve | CLOSED | OPEN | no data | no data | no data | no data | no data | no data | no data
2064.0 | GS supply vent before superheater | 02-VAXS101 | ST lower | no data | CLOSED | OPEN | AUX STEAM SEPERATOR TO ELECTRIC SUPERHEATER VENT VALVE | STP | no data | no data | no data |  | ST seals
2065.0 | Sparging steam strainer PDIT | 02-VAXS102 | CRT landing | Iso Vlv | CLOSED | OPEN | CONDENSATE TANK SPARGING STEAM PID REF LEG | AXS | no data | no data | no data |  | CRT
2066.0 | Steam trap iso | 02-VAXS103 | HRSG lower West | no data | CLOSED | OPEN | 02-TRP-AXS151 AUX STEAM DRIP LEG STEAM TRAP ISO | AXS | no data | no data | no data |  | no data
2067.0 | GS superheater drain trap | 02-VAXS104 | ST lower | no data | CLOSED | OPEN | 02-TRP-AXS100 ELECTRIC SUPERHEATER STEAM TRAP ISO | STP | no data | no data | no data |  | ST seals
2068.0 | GS superheater drain trap | 02-VAXS105 | ST lower | no data | CLOSED | OPEN | 02-TRP-AXS100 ELECTRIC SUPERHEATER STEAM TRAP ISO | STP | no data | no data | no data |  | ST seals
2069.0 | GS superheater drain trap strainer drain | 02-VAXS106 | ST lower | no data | OPEN | CLOSED | 02-TRP-AXS100 ELECTRIC SUPERHEATER STEAM TRAP Y-STRAINER DRAIN | STP | no data | no data | no data |  | ST seals
2070.0 | GS superheater drain trap bypass | 02-VAXS107 | ST lower | no data | CLOSED | CLOSED | 02-TRP-AXS100 ELECTRIC SUPERHEATER STEAM TRAP BYPASS | STP | no data | no data | no data |  | ST seals
2071.0 | AUXBOILER CROSS TIE VENT FOR UNIT 1 USERS | 02-VAXS108 | AUX BOILER BUILDING CROSS-TIE VENT | no data | OPEN | CLOSED | no data | no data | no data | no data | no data | no data | no data
2072.0 | 02-LIT AXS303 ISO FOR FUEL GAS STARTUP HX | 02-VAXS109 | PIPE RACK 1ST LEVEL | no data | CLOSED | OPEN | no data | no data | no data | no data | no data | no data | no data
2073.0 | Startup Heater LIT isolation valves | 02-VAXS110 | Pipe Rack 1st | no data | CLOSED | OPEN | 02-LIT AXS303 ISO FOR FUEL GAS STARTUP HX | AXS | no data | no data | no data |  | Aux Steam Header
2074.0 | Steam trap iso | 02-VAXS112 | HRSG lower West | no data | CLOSED | OPEN | 02-TRP-AXS114 AUX STEAM DRIP LEG STEAM TRAP ISO | AXS | no data | no data | no data |  | no data
2075.0 | Steam to LP Evap Drain before Steam trap | 02-VAXS113 | HRSG lower | no data | OPEN | CLOSED | 02-TRP-AXS104 DRIPLEG TO LP EVAP STEAM TRAP DRAIN | AXS | no data | no data | no data |  | Sparging
2076.0 | Steam trap iso | 02-VAXS115 | HRSG lower West | no data | CLOSED | OPEN | 02-TRP-AXS114 AUX STEAM DRIP LEG STEAM TRAP ISO | AXS | no data | no data | no data |  | no data
2077.0 | Steam Trap strainer drain | 02-VAXS116 | HRSG lower West | no data | OPEN | CLOSED | 02-TRP-AXS114 AUX STEAM DRIP LEG STEAM TRAP Y-STRAINER DRAIN | AXS | no data | no data | no data |  | no data
2078.0 | Steam trap iso | 02-VAXS117 | CRT area | no data | CLOSED | OPEN | 02-TRP-AXS103 AUX STEAM TO CONDENSOR STEAM TRAP ISO | AXS | no data | no data | no data |  | no data
2079.0 | Steam trap iso | 02-VAXS118 | HRSG lower West | no data | CLOSED | OPEN | 02-TRP-AXS164 AUX STEAM DRIP LEG STEAM TRAP ISO | AXS | no data | no data | no data |  | no data
2080.0 | Steam trap strainer drain | 02-VAXS119 | CRT area | no data | CLOSED | OPEN | 02-TRP-AXS103 AUX STEAM TO CONDENSOR STEAM TRAP ISO | AXS | no data | no data | no data |  | no data
2081.0 | Steam trap bypass | 02-VAXS120 | CRT area | no data | OPEN | CLOSED | 02-TRP-AXS103 AUX STEAM TO CONDENSOR STEAM TRAP BYPASS ISO | AXS | no data | no data | no data |  | no data
2082.0 | AUX STEAM TO FUEL GAS STARTUP HX VENT | 02-VAXS121 | PIPE RACK 1ST LEVEL | no data | OPEN | CLOSED | no data | no data | no data | no data | no data | no data | no data
2083.0 | Sparging steam strainer PDIT | 02-VAXS122 | CRT landing | Iso Vlv | CLOSED | OPEN | CONDENSATE TANK SPARGING STEAM PID REF LEG | AXS | no data | no data | no data |  | CRT
2084.0 | FG STARTUP FEEDWATER HX OUTLET CHECK VALVE | 02-VAXS123 | U2 PIPE RACK IP FW STARTUP HTR | no data | CLOSED | OPEN | no data | no data | no data | no data | no data | no data | no data
2085.0 | FG STARTUP FEEDWATER HX OUTLET CONTROL VALVE ISOLATION | 02-VAXS124 | U2 PIPE RACK IP FW STARTUP HTR | no data | CLOSED | OPEN | no data | no data | no data | no data | no data | no data | no data
2086.0 | Drain from Startup Heater FC isolation valves | 02-VAXS125 | Pipe Rack 1st | no data | CLOSED | OPEN | FG STARTUP FEEDWATER HX OUTLET CONTROL VALVE ISOLATION | AXS | no data | no data | no data |  | Aux Steam Header
2087.0 | FG STARTUP FEEDWATER HX OUTLET CONTROL VALVE DRAIN | 02-VAXS126 | U2 PIPE RACK IP FW STARTUP HTR | no data | OPEN | CLOSED | no data | no data | no data | no data | no data | no data | no data
2088.0 | FG STARTUP FEEDWATER HX OUTLET CONTROL VALVE BYPASS | 02-VAXS127 | U2 PIPE RACK IP FW STARTUP HTR | no data | CLOSED | CLOSED | no data | no data | no data | no data | no data | no data | no data
2089.0 | Steam Trap bypass | 02-VAXS129 | HRSG lower West | no data | CLOSED | CLOSED | 02-TRP-AXS114 AUX STEAM DRIP LEG STEAM TRAP BYPASS | AXS | no data | no data | no data |  | no data
2090.0 | Drain before steam trap | 02-VAXS130 | HRSG lower West | no data | OPEN | CLOSED | AUX STEAM DRIP LEG DRAIN | AXS | no data | no data | no data |  | no data
2091.0 | AUX STEAM TO ELECTRIC SUPERHEATER VENT VALVE | 02-VAXS132 | U2 GROUND FLOOR SOUTH OF ELECT SP HTR | no data | OPEN | CLOSED | no data | no data | no data | no data | no data | no data | no data
2092.0 | Steam to IP Evap vent | 02-VAXS133 | HRSG lower | no data | OPEN | CLOSED | SPARGING STEAM TO IP EVAP VENT | AXS | no data | no data | no data |  | Sparging
2093.0 | Steam to LP Evap Steam trap iso | 02-VAXS135 | HRSG lower | no data | CLOSED | OPEN | 02-TRP-AXS104 DRIPLEG TO LP EVAP STEAM TRAP ISOLATION | AXS | no data | no data | no data |  | Sparging
2094.0 | Steam to LP Evap Steam trap iso | 02-VAXS136 | HRSG lower | no data | CLOSED | OPEN | 02-TRP-AXS104 DRIPLEG TO LP EVAP STEAM TRAP ISOLATION | AXS | no data | no data | no data |  | Sparging
2095.0 | Steam to LP Evap Steam trap strainer drain | 02-VAXS137 | HRSG lower | no data | CLOSED | CLOSED | 02-TRP-AXS104 DRIPLEG TO LP EVAP STEAM TRAP BYPASS ISOLATION | AXS | no data | no data | no data |  | Sparging
2096.0 | Steam to LP Evap Steam trap bypass | 02-VAXS138 | HRSG lower | no data | CLOSED | OPEN | 02-TRP-AXS104 DRIPLEG TO LP EVAP STEAM TRAP Y-STRAINER DRAIN | AXS | no data | no data | no data |  | Sparging
2097.0 | Steam to HP Evap Steam trap strainer drain | 02-VAXS144 | no data | no data | OPEN | CLOSED | 02-TRP-AXS142 DRIPLEG TO HP EVAP STEAM TRAP Y-STRAINER DRAIN | no data | no data | no data | no data |  | Sparging
2098.0 | Sparging steam CV bypass | 02-VAXS145 | CRT landing | Iso Vlv | CLOSED | OPEN | CONDENSATE DA AIR EJECTOR AUX STEAM SUPPLY | AXS | no data | no data | no data |  | CRT
5915.0 | Sparging steam CV bypass | 02-VAXS145 | CRT landing | Iso Vlv | CLOSED | OPEN | CONDENSATE DA SPARGER CV BYPASS | AXS | no data | no data | no data |  | CRT
5995.0 | Sparging steam CV bypass | 02-VAXS145 | CRT landing | Iso Vlv | CLOSED | OPEN | CONDENSATE DA SPARGER CV BYPASS | AXS | no data | no data | no data |  | CRT
2099.0 | Sparging steam strainer drain | 02-VAXS147 | CRT landing | Drain/Vent Vlv | CLOSED | CLOSED | CONDENSATE TANK SPARGING STEAM CONTROL VALVE BYPASS | AXS | no data | no data | no data |  | CRT
2100.0 | SEAL STEAM REGULATION VALVE ISOLATION | 02-VAXS148 | U2 CONDENSATE CORNER | no data | CLOSED | OPEN | no data | no data | no data | no data | no data | no data | no data
2101.0 | SEAL STEAM REGULATION VALVE ISOLATION | 02-VAXS149 | U2 CONDENSATE CORNER | no data | CLOSED | OPEN | no data | no data | no data | no data | no data | no data | no data
2102.0 | Steam to air ejector CV bypass | 02-VAXS152 | CRT landing | Iso Vlv | CLOSED | CLOSED | DA EJECTOR SUPPLY CONTROL VALVE BYPASS | AXS | no data | no data | no data |  | CRT/Air ejector
5913.0 | Steam to air ejector CV bypass | 02-VAXS152 | CRT landing | Iso Vlv | CLOSED | CLOSED | CONDENSATE DA AIR EJECTOR AUX STEAM CV BYPASS | AXS | no data | no data | no data |  | CRT/Air ejector
5993.0 | Steam to air ejector CV bypass | 02-VAXS152 | CRT landing | Iso Vlv | CLOSED | CLOSED | CONDENSATE DA AIR EJECTOR AUX STEAM CV BYPASS | AXS | no data | no data | no data |  | CRT/Air ejector
2103.0 | Steam to air ejector drain | 02-VAXS153 | CRT landing | Drain/Vent Vlv | OPEN | CLOSED | DA EJECTOR SUPPLY CONTROL VALVE DRAIN | AXS | no data | no data | no data |  | CRT/Air ejector
2104.0 | Drain before steam trap | 02-VAXS155 | HRSG lower West | no data | OPEN | CLOSED | AUX STEAM DRIP LEG DRAIN | AXS | no data | no data | no data |  | no data
2105.0 | Drain from Startup Heater FC bypass | 02-VAXS156 | Pipe Rack 1st | no data | CLOSED | CLOSED | FG STARTUP FEEDWATER HX OUTLET CONTROL VALVE BYPASS | AXS | no data | no data | no data |  | Aux Steam Header
2106.0 | 02-PI-AXS445 AUX STEAM AFTER FUEL GAS STARTUP HX | 02-VAXS157 | U2 PIPE RACK IP FW STARTUP HTR | no data | CLOSED | OPEN | no data | no data | no data | no data | no data | no data | no data
2107.0 | 02-PI-AXS441 AUX STEAM BEFORE FUEL GAS STARTUP HX | 02-VAXS158 | U2 PIPE RACK IP FW STARTUP HTR | no data | CLOSED | OPEN | no data | no data | no data | no data | no data | no data | no data
2108.0 | ELECTRIC SUPERHEATER/SEPARATOR ISOLATION | 02-VAXS159 | U2 GROUND FLOOR SOUTH OF ELECT SP HTR | no data | CLOSED | OPEN | no data | no data | no data | no data | no data | no data | no data
5916.0 | ELECTRIC SUPERHEATER/SEPARATOR ISOLATION BYPASS | 02-VAXS159B | U2 GROUND FLOOR SOUTH OF ELECT SP HTR | no data | CLOSED | CLOSED | no data | no data | no data | no data | no data | no data | no data
5996.0 | ELECTRIC SUPERHEATER/SEPARATOR ISOLATION BYPASS | 02-VAXS159B | U2 GROUND FLOOR SOUTH OF ELECT SP HTR | no data | CLOSED | CLOSED | no data | no data | no data | no data | no data | no data | no data
2109.0 | Steam Trap strainer drain | 02-VAXS160 | HRSG lower West | no data | CLOSED | CLOSED | 02-TRP-AXS151 AUX STEAM DRIP LEG STEAM TRAP Y-STRAINER DRAIN | AXS | no data | no data | no data |  | no data
2110.0 | Steam trap iso | 02-VAXS161 | HRSG lower West | no data | CLOSED | OPEN | 02-TRP-AXS151 AUX STEAM DRIP LEG STEAM TRAP ISO | AXS | no data | no data | no data |  | no data
2111.0 | Steam Trap bypass | 02-VAXS164 | HRSG lower West | no data | CLOSED | CLOSED | 02-TRP-AXS151 AUX STEAM DRIP LEG STEAM TRAP BYPASS ISO | AXS | no data | no data | no data |  | no data
2112.0 | Sparging steam CV iso | 02-VAXS165 | CRT landing | Iso Vlv | CLOSED | OPEN | DA EJECTOR SUPPLY CONTROL VALVE BLOCK VALVE | AXS | no data | no data | no data |  | CRT
2113.0 | AUX STEAM TRAP FOR AUX STEAM HEADER | 02-VAXS166 | U2 HRSG IP EVAP COOLER WESTSIDE AREA | no data | CLOSED | OPEN | no data | no data | no data | no data | no data | no data | no data
2114.0 | AUX STEAM TRAP FOR AUX STEAM HEADER | 02-VAXS167 | U2 HRSG IP EVAP COOLER WESTSIDE AREA | no data | CLOSED | OPEN | no data | no data | no data | no data | no data | no data | no data
2115.0 | Sparging steam CV iso | 02-VAXS168 | CRT landing | Iso Vlv | CLOSED | OPEN | AUX STEAM SUPPLY VALVE FOR CONDENSATE TANK SPARGER | AXS | no data | no data | no data |  | CRT
5914.0 | AUX STEAM SUPPLY VALVE FOR CONDENSATE TANK SPARGER BYPASS | 02-VAXS168B | U2 CONDENSATE RECIEVER TANK 2ND LEVEL | no data | CLOSED | CLOSED | no data | no data | no data | no data | no data | no data | no data
5994.0 | AUX STEAM SUPPLY VALVE FOR CONDENSATE TANK SPARGER BYPASS | 02-VAXS168B | U2 CONDENSATE RECIEVER TANK 2ND LEVEL | no data | CLOSED | CLOSED | no data | no data | no data | no data | no data | no data | no data
2116.0 | IP FEEDWATER STARTUP HX/ SEPARATOR BLOCK VALVE | 02-VAXS171 | U2 PIPE RACK IP FW STARTUP HTR | no data | CLOSED | OPEN | no data | no data | no data | no data | no data | no data | no data
2117.0 | Steam to air ejector CV iso | 02-VAXS174 | CRT landing | Iso Vlv | CLOSED | OPEN | DA EJECTOR CONTROL VALVE ISOLATION ROOT VALVE | AXS | no data | no data | no data |  | CRT/Air ejector
2118.0 | Steam to air ejector CV iso | 02-VAXS175 | CRT landing | Iso Vlv | CLOSED | OPEN | DA EJECTOR CONTROL VALVE ISOLATION BLOCK VALVE | AXS | no data | no data | no data |  | CRT/Air ejector
5911.0 | Steam to air ejector CV iso | 02-VAXS175 | CRT landing | Iso Vlv | CLOSED | OPEN | DA EJECTOR SUPPLY CONTROL VALVE BLOCK VALVE | AXS | no data | no data | no data |  | CRT/Air ejector
5992.0 | Steam to air ejector CV iso | 02-VAXS175 | CRT landing | Iso Vlv | CLOSED | OPEN | DA EJECTOR SUPPLY CONTROL VALVE BLOCK VALVE | AXS | no data | no data | no data |  | CRT/Air ejector
5912.0 | DA EJECTOR SUPPLY CONTROL VALVE BLOCK VALVE BYPASS | 02-VAXS175B | U2 CONDENSATE RECIEVER TANK 2ND LEVEL | no data | CLOSED | CLOSED | no data | no data | no data | no data | no data | no data | no data
2119.0 | Sparging steam strainer vent | 02-VAXS182 | CRT landing | Drain/Vent Vlv | OPEN | CLOSED | CONDENSATE TANK AUX STEAM SPARGER VENT VALVE | AXS | no data | no data | no data |  | CRT
2120.0 | Air ejector vent | 02-VAXS183 | CRT landing | Drain/Vent Vlv | OPEN | CLOSED | CONDENSATE DA EJECTOR AUX STEAM VENT | AXS | no data | no data | no data |  | CRT/Air ejector
2121.0 | Air ejector PIT iso | 02-VAXS186 | CRT landing | Iso Vlv | OPEN | CLOSED | CONDENSATE DA EJECTOR AUX STEAM VENT | AXS | no data | no data | no data |  | PIT
2122.0 | 02-PIT-AXS402A ISO VALVE AUX STEAM TO ELECTRIC SUPERHEATER | 02-VAXS187 | U2 PIPE RACK 3RD LEVEL | no data | CLOSED | OPEN | no data | no data | no data | no data | no data | no data | no data
2123.0 | Aux steam header PITs | 02-VAXS188 | Pipe Rack 1st | no data | CLOSED | OPEN | 02-PIT-AXS402B ISO VALVE AUX STEAM TO ELECTRIC SUPERHEATER | AXS | no data | no data | no data |  | Aux Steam Header
2124.0 | Steam to HP Evap Steam trap ISOs | 02-VAXS189 | no data | no data | CLOSED | OPEN | 02-TRP-AXS142 DRIPLEG TO HP EVAP STEAM TRAP ISO | no data | no data | no data | no data |  | Sparging
2125.0 | AUX STEAM DRIP LEG DRAIN | 02-VAXS190 | U2 AUX STEAM ELECTRIC SPH AREA | no data | OPEN | CLOSED | no data | no data | no data | no data | no data | no data | no data
2126.0 | 02-TRP-AXS193 AUX STEAM DRIP LEG STEAM TRAP ISO | 02-VAXS191 | U2 FAR NORTH WALL CONDENSATE CORNER | no data | CLOSED | OPEN | no data | no data | no data | no data | no data | no data | no data
2127.0 | Steam trap iso | 02-VAXS194 | Pipe Rack 1st | no data | CLOSED | OPEN | 02-TRP-AXS193 AUX STEAM DRIP LEG STEAM TRAP ISO | AXS | no data | no data | no data |  | Aux Steam Header
2128.0 | 02-TRP-AXS193 AUX STEAM DRIP LEG STEAM TRAP Y-STRAINER DRAIN | 02-VAXS195 | U2 FAR NORTH WALL CONDENSATE CORNER | no data | OPEN | CLOSED | no data | no data | no data | no data | no data | no data | no data
2129.0 | GS supply drain valves | 02-VAXS196 | ST lower | no data | CLOSED | OPEN | SEAL STEAM CONTROL VALVE WARMING LINE ISOLATION | STP | no data | no data | no data |  | ST seals
2130.0 | GS supply drain valves | 02-VAXS197 | ST lower | no data | CLOSED | OPEN | SEAL STEAM CONTROL VALVE WARMING LINE THROTTLING | STP | no data | no data | no data |  | ST seals
2131.0 | GS supply drain valves | 02-VAXS198 | ST lower | no data | CLOSED | OPEN | SEAL STEAM CONTROL VALVE WARMING LINE ISOLATION | STP | no data | no data | no data |  | ST seals
2132.0 | AUX STEAM HEADER DRIP LEG DRAIN POT | 02-VAXS199 | U2 NORTH OF HP SPARGER CONTROL VLV | no data | OPEN | CLOSED | no data | no data | no data | no data | no data | no data | no data
2133.0 | Steam trap drain | 02-VAXS200 | CRT area | no data | CLOSED | OPEN | AUX STEAM TO CONDENSOR DRIP LEG ISO | AXS | no data | no data | no data |  | no data
2134.0 | Steam trap iso | 02-VAXS201 | Pipe Rack 1st | no data | CLOSED | OPEN | 02-TRP-AXS103 AUX STEAM TO CONDENSOR STEAM TRAP ISO | AXS | no data | no data | no data |  | Aux Steam Header
2135.0 | 02-TRP-AXS193 AUX STEAM DRIP LEG STEAM TRAP BYPASS ISO | 02-VAXS202 | U2 NORTH SIDE CONDENSATE RECIEVER TANK | no data | CLOSED | CLOSED | no data | no data | no data | no data | no data | no data | no data
2136.0 | 02-TRP-AXS164 AUX STEAM DRIP LEG STEAM TRAP Y-STRAINER DRAIN | 02-VAXS203 | U2 NORTH SIDE CONDENSATE RECIEVER TANK | no data | OPEN | CLOSED | no data | no data | no data | no data | no data | no data | no data
2137.0 | SEAL STEAM REGULATING VALVE BYPASS | 02-VAXS204 | U2 STG BLDG UPPER | no data | CLOSED | CLOSED | no data | no data | no data | no data | no data | no data | no data
2138.0 | Steam to HP Evap Steam trap bypass | 02-VAXS289 | no data | no data | CLOSED | CLOSED | 02-TRP-AXS142 DRIPLEG TO HP EVAP STEAM TRAP BYPASS ISO | no data | no data | no data | no data |  | Sparging
2139.0 | Steam to HP Evap Steam trap ISOs | 02-VAXS290 | no data | no data | CLOSED | OPEN | 02-TRP-AXS142 DRIPLEG TO HP EVAP STEAM TRAP ISO | no data | no data | no data | no data |  | Sparging
2140.0 | Steam to HP Evap drain before steam trap | 02-VAXS291 | no data | no data | OPEN | CLOSED | 02-TRP-AXS142 DRIPLEG TO HP EVAP STEAM TRAP DRAIN | no data | no data | no data | no data |  | Sparging
5707.0 | Aux steam to U2 main iso | 02-VAXS630 | Aux boiler room | Valve | CLOSED | OPEN | no data | no data | no data | no data | no data | no data | no data
5708.0 | Aux steam to U2 main block iso | 02-VAXS631 | Aux boiler room | Valve | CLOSED | OPEN | no data | no data | no data | no data | no data | no data | no data
5709.0 | Aux steam to U2 main block bypass | 02-VAXS632 | Aux boiler room | Valve | CLOSED | CLOSED | no data | no data | no data | no data | no data | no data | no data
5711.0 | Aux steam to U2 main header vent | 02-VAXS633 | Aux boiler room | Valve | OPEN | CLOSED | no data | no data | no data | no data | no data | no data | no data
2141.0 | INSTRUMENT ROOT VALVE | 02-VBDN200 |  | no data | CLOSED | OPEN | no data | no data | no data | no data | no data | no data | no data
2142.0 | INSTRUMENT ROOT VALVE | 02-VBDN201 |  | no data | CLOSED | OPEN | no data | no data | no data | no data | no data | no data | no data
2143.0 | VENT ROOT VALVE | 02-VBDN204 |  | no data | CLOSED | OPEN | no data | no data | no data | no data | no data | no data | no data
2144.0 | UNIT 2 BDN PUMP B DISCHARGE CHECK | 02-VBDN219 | U2 HRSG Sump area | no data | CLOSED | OPEN | no data | no data | no data | no data | no data | no data | no data
2145.0 | UNIT 2 BDN PUMP A DISCHARGE CHECK | 02-VBDN220 | U2 HRSG Sump area | no data | CLOSED | OPEN | no data | no data | no data | no data | no data | no data | no data
2146.0 | UNIT 2 BDN PUMP B DISCHARGE ISOLATION | 02-VBDN223 | U2 HRSG SUMP AREA | no data | CLOSED | OPEN | no data | no data | no data | no data | no data | no data | no data
2147.0 | UNIT 2 BDN PUMP A DISCHARGE ISOLATION | 02-VBDN224 | U2 HRSG Sump area | no data | CLOSED | OPEN | no data | no data | no data | no data | no data | no data | no data
2148.0 | IP FW strainer #1 drain | 02-VBFW101 | Pipe Rack 1st | no data | OPEN | CLOSED | IP FEEDWATER HEADER TO ATTEMP SPRAY STRAINER DRAIN VALVE | BFW IP | no data | no data | no data |  | Attemperator/Strainer
2149.0 | HRH terminal drain after block valve (2) valves | 02-VBFW103 | Pipe Rack 2nd | no data | OPEN | CLOSED | IP FEEDWATER TO HRH FINAL ATTEMP SPRAY DRAIN | BFW IP | no data | no data | no data |  | Attemperator HRH
2150.0 | IP FW strainer #2 inlet iso | 02-VBFW105 | Pipe Rack 1st | no data | CLOSED | OPEN | IP FEEDWATER HEADER TO ATTEMP SPRAY STRAINER ISO VAVLE | BFW IP | no data | no data | no data |  | Attemperator/Strainer
2151.0 | IP FW strainer #1 inlet iso | 02-VBFW106 | Pipe Rack 1st | no data | CLOSED | OPEN | IP FEEDWATER HEADER TO ATTEMP SPRAY STRAINER ISO VAVLE | BFW IP | no data | no data | no data |  | Attemperator/Strainer
2152.0 | IP FW strainer #1 outlet iso | 02-VBFW107 | Pipe Rack 1st | no data | CLOSED | OPEN | IP FEEDWATER HEADER TO ATTEMP SPRAY STRAINER ISO VAVLE | BFW IP | no data | no data | no data |  | Attemperator/Strainer
2153.0 | IP FW strainer #1 outlet iso | 02-VBFW108 | Pipe Rack 1st | no data | CLOSED | OPEN | IP FEEDWATER HEADER TO ATTEMP SPRAY STRAINER ISO VAVLE | BFW IP | no data | no data | no data |  | Attemperator/Strainer
2154.0 | IP FW strainer #2 outlet iso | 02-VBFW109 | Pipe Rack 1st | no data | CLOSED | OPEN | IP FEEDWATER HEADER TO ATTEMP SPRAY STRAINER ISO VAVLE | BFW IP | no data | no data | no data |  | Attemperator/Strainer
2155.0 | Startup heater vent | 02-VBFW110 | Pipe Rack 1st | no data | OPEN | CLOSED | STARTUP HEATER VENT VALVE | BFW IP | no data | no data | no data |  | FGPH
2156.0 | IP FW strainer #1 inlet iso | 02-VBFW111 | Pipe Rack 1st | no data | CLOSED | OPEN | IP FEEDWATER HEADER TO ATTEMP SPRAY STRAINER ISO VAVLE | BFW IP | no data | no data | no data |  | Attemperator/Strainer
2157.0 | IP FW to HP bypass FT iso | 02-VBFW112 | Pipe Rack 3rd | no data | CLOSED | OPEN | 02-FIT BFW714A/B IP FEEDWATER TO HP BYPASS TO CRH ATTEMP SPRAY | BFW IP | no data | no data | no data |  | Attemperator HP
2158.0 | IP FW strainer #2 drain | 02-VBFW113 | Pipe Rack 1st | no data | OPEN | CLOSED | IP FEEDWATER HEADER TO ATTEMP SPRAY STRAINER DRAIN VALVE | BFW IP | no data | no data | no data |  | TCA
2159.0 | IP FW to HP bypass FT iso | 02-VBFW114 | Pipe Rack 3rd | no data | CLOSED | OPEN | 02-FIT BFW714A/B IP FEEDWATER TO HP BYPASS TO CRH ATTEMP SPRAY | BFW IP | no data | no data | no data |  | Attemperator HP
2160.0 | IP FW strainer #1 drain | 02-VBFW115 | Pipe Rack 1st | no data | OPEN | CLOSED | IP FEEDWATER HEADER TO ATTEMP SPRAY STRAINER DRAIN VALVE | BFW IP | no data | no data | no data |  | Attemperator/Strainer
2161.0 | Drain after HP cold fill iso | 02-VBFW116 | Pipe Rack 1st | no data | OPEN | CLOSED | HP BFW COLD FILL FROM CONDENSATE DRAIN VALVE | BFW HP | no data | no data | no data |  | HRSG/HP Drum
2162.0 | Startup heater vent | 02-VBFW117 | Pipe Rack 1st | no data | OPEN | CLOSED | STARTUP HEATER VENT VALVE | BFW IP | no data | no data | no data |  | FGPH
2163.0 | HRH terminal attemperator after CV iso | 02-VBFW118 | Pipe Rack 2nd | no data | CLOSED | OPEN | IP FEEDWATER TO HRH FINAL ATTEMP SPRAY ISO VALVE | BFW IP | no data | no data | no data |  | Attemperator HRH
2164.0 | IP FW to HP bypass drain before CV | 02-VBFW119 | Pipe Rack 3rd | no data | OPEN | CLOSED | IP FEEDWATER TO CRH FINAL ATTEMP SPRAY DRAIN | BFW IP | no data | no data | no data |  | Attemperator HP
2165.0 | Startup heater drain | 02-VBFW120 | Pipe Rack 1st | no data | OPEN | CLOSED | STARTUP HEATER DRAIN VALVE | BFW IP | no data | no data | no data |  | FGPH
2166.0 | Startup heater drain | 02-VBFW121 | Pipe Rack 1st | no data | OPEN | CLOSED | STARTUP HEATER DRAIN VALVE | BFW IP | no data | no data | no data |  | FGPH
2167.0 | IP FEEDWATER HEADER COLD FILL FROM CONDENSATE DRAIN | 02-VBFW123 | U2 PIPERACK DECK 1ST LEVEL | no data | OPEN | CLOSED | no data | no data | no data | no data | no data | no data | no data
2168.0 | HP steam bypass spray CV iso | 02-VBFW128 | Pipe Rack 3rd | no data | CLOSED | OPEN | IP FEEDWATER TO HPS BYPASS ATTEMP SPRAY ISO VALVE | BFW IP | no data | no data | no data |  | Attemperator HP
2169.0 | HP steam bypass spray CV iso | 02-VBFW129 | Pipe Rack 3rd | no data | CLOSED | OPEN | IP FEEDWATER TO HPS BYPASS ATTEMP SPRAY ISO VALVE | BFW IP | no data | no data | no data |  | Attemperator HP
2170.0 | HP steam bypass spray drain | 02-VBFW130 | Pipe Rack 3rd | no data | OPEN | CLOSED | IP FEEDWATER TO HPS BYPASS ATTEMP SPRAY DRAIN VALVE | BFW IP | no data | no data | no data |  | Attemperator HP
2171.0 | HP steam bypass spray drain | 02-VBFW131 | Pipe Rack 3rd | no data | OPEN | CLOSED | IP FEEDWATER TO HPS BYPASS ATTEMP SPRAY DRAIN VALVE | BFW IP | no data | no data | no data |  | Attemperator HP
2172.0 | BFP suction PIT iso | 02-VBFW132 | Pipe Rack 1st | no data | CLOSED | OPEN | 02-PIT BFW102 BFP SUCTION | BFW | no data | no data | no data |  | BFP A/B suction
2173.0 | BFP "A" HP FW recirc drain (under first pipe rack) | 02-VBFW138 | Pipe Rack 1st | no data | OPEN | CLOSED | BFP A HP DISCHARGE MIN FLOW TO ACC DRAIN | BFW | no data | no data | no data |  | BFP A
2174.0 | BFP "A" HP FW recirc drain (under first pipe rack) | 02-VBFW139 | Pipe Rack 1st | no data | OPEN | CLOSED | BFP A HP DISCHARGE MIN FLOW TO ACC DRAIN | BFW | no data | no data | no data |  | BFP A
2175.0 | Flow transmitter (4) valves | 02-VBFW140 | Pipe Rack 3rd | no data | CLOSED | OPEN | 02-FIT BFW753 IP FEEDWATER TO CRH ATTEMP SPRAY | BFW IP | no data | no data | no data |  | Attempeator Aux
2176.0 | Flow transmitter (4) valves | 02-VBFW141 | Pipe Rack 3rd | no data | CLOSED | OPEN | 02-FIT BFW753 IP FEEDWATER TO CRH ATTEMP SPRAY | BFW IP | no data | no data | no data |  | Attempeator Aux
2177.0 | Flow transmitter (4) valves | 02-VBFW142 | Pipe Rack 3rd | no data | CLOSED | OPEN | 02-FIT BFW753 IP FEEDWATER TO CRH ATTEMP SPRAY | BFW IP | no data | no data | no data |  | Attempeator Aux
2178.0 | Flow transmitter (4) valves | 02-VBFW143 | Pipe Rack 3rd | no data | CLOSED | OPEN | 02-FIT BFW753 IP FEEDWATER TO CRH ATTEMP SPRAY | BFW IP | no data | no data | no data |  | Attempeator Aux
2179.0 | Drain before CV (2) valves | 02-VBFW144 | Pipe Rack 3rd | no data | OPEN | CLOSED | IP FEEDWATER TO CRH ATTEMP SPRAY DRAIN | BFW IP | no data | no data | no data |  | Attempeator Aux
2180.0 | Drain before CV (2) valves | 02-VBFW145 | Pipe Rack 3rd | no data | OPEN | CLOSED | IP FEEDWATER TO CRH ATTEMP SPRAY DRAIN | BFW IP | no data | no data | no data |  | Attempeator Aux
2181.0 | CRH to AUX steam HIGH flow attemperator ISO after CV | 02-VBFW146 | Pipe Rack 3rd | no data | CLOSED | OPEN | IP FEEDWATER TO CRH ATTEMP SPRAY ISO VALVE | BFW IP | no data | no data | no data |  | Attempeator Aux
2182.0 | BFP "A" HP FW recirc vent (second pipe rack) | 02-VBFW147 | Pipe Rack 2nd | no data | OPEN | CLOSED | BFP A HP DISCHARGE MIN FLOW TO ACC VENT | BFW | no data | no data | no data |  | BFP A
2183.0 | IP FEEDWATER TO CRH ATTEMP SPRAY CHECK VALVE | 02-VBFW148 | U2 PIPERACK DECK 1ST LEVEL | no data | CLOSED | OPEN | no data | no data | no data | no data | no data | no data | no data
2184.0 | BFP suction header drain | 02-VBFW149 | Pipe Rack 1st | no data | OPEN | CLOSED | BFP SUCTION LP DRUM DRAIN | BFW | no data | no data | no data |  | BFP A/B suction
2185.0 | BFP "A" HP FW recirc vent (second pipe rack) | 02-VBFW150 | Pipe Rack 2nd | no data | OPEN | CLOSED | BFP A HP DISCHARGE MIN FLOW TO ACC VENT | BFW | no data | no data | no data |  | BFP A
2186.0 | IP FW strainer #1 vent | 02-VBFW151 | Pipe Rack 1st | no data | OPEN | CLOSED | IP FEEDWATER HEADER TO ATTEMP SPRAY STRAINER VENT VALVE | BFW IP | no data | no data | no data |  | Attemperator/Strainer
2187.0 | BFP suction iso | 02-VBFW152 | Pipe Rack 1st | no data | CLOSED | OPEN | BFW SUCTION LP DRUM ISOLATION | BFW | no data | no data | no data |  | BFP A/B suction
6722.0 | BFP suction iso | 02-VBFW152 | Pipe Rack 1st | no data | CLOSED | OPEN | BFW SUCTION LP DRUM ISOLATION | BFW | no data | no data | no data |  | BFP A/B suction
6723.0 | BFW SUCTION LP DRUM ISOLATION BYPASS | 02-VBFW152A | U2 BFP Pipe rack | no data | CLOSED | CLOSED | no data | no data | no data | no data | no data | no data | no data
2188.0 | Gas performance heater Level switch vessel 1 vent | 02-VBFW153 | FGPH | no data | OPEN | CLOSED | BEFORE PERFORMANCE HEATER LEAK DETECTION VENT | BFW IP | no data | no data | no data |  | FGPH
2189.0 | BFP suction strainer DPT | 02-VBFW154 | Pipe Rack 1st | no data | CLOSED | OPEN | 02-PDIT BFW101 BFP SUCTION STRAINER | BFW | no data | no data | no data |  | BFP A/B suction
2190.0 | BFP suction strainer DPT | 02-VBFW155 | Pipe Rack 1st | no data | CLOSED | OPEN | 02-PDIT BFW101 BFP SUCTION STRAINER | BFW | no data | no data | no data |  | BFP A/B suction
2191.0 | Flow transmitter (4) valves | 02-VBFW156 | Pipe Rack 3rd | no data | CLOSED | OPEN | 02-FIT BFW741 IP FEEDWATER TO CRH ATTEMP SPRAY | BFW IP | no data | no data | no data |  | Attempeator Aux
2192.0 | Flow transmitter (4) valves | 02-VBFW157 | Pipe Rack 3rd | no data | CLOSED | OPEN | 02-FIT BFW741 IP FEEDWATER TO CRH ATTEMP SPRAY | BFW IP | no data | no data | no data |  | Attempeator Aux
6217.0 | Flow transmitter (4) valves | 02-VBFW157 | Pipe Rack 3rd | no data | CLOSED | OPEN | U2 IP FW Valve 02-VBFW157 | BFW IP | no data | no data | no data |  | Attempeator Aux
2193.0 | IP FW strainer #1 vent | 02-VBFW161 | Pipe Rack 1st | no data | OPEN | CLOSED | IP FEEDWATER HEADER TO ATTEMP SPRAY STRAINER VENT VALVE | BFW IP | no data | no data | no data |  | Attemperator/Strainer
2194.0 | IP FW strainer #2 vent | 02-VBFW162 | Pipe Rack 1st | no data | OPEN | CLOSED | IP FEEDWATER HEADER TO ATTEMP SPRAY STRAINER VENT VALVE | BFW IP | no data | no data | no data |  | TCA
2195.0 | IP FW strainer #2 vent | 02-VBFW163 | Pipe Rack 1st | no data | OPEN | CLOSED | IP FEEDWATER HEADER TO ATTEMP SPRAY STRAINER VENT VALVE | BFW IP | no data | no data | no data |  | TCA
2196.0 | IP FEEDWATER TO CRH ATTEMP SPRAY CHECK VALVE | 02-VBFW164 | U2 PIPERACK DECK 3RD LEVEL | no data | CLOSED | OPEN | no data | no data | no data | no data | no data | no data | no data
2197.0 | From TCA to Cond. Receiver Tank drain | 02-VBFW165 | CRT | no data | OPEN | CLOSED | HP FEEDWATER FROM CT COOLING AIR TO ACC DRAIN | BFW HP | no data | no data | no data |  | TCA
2198.0 | From TCA to Cond. Receiver Tank drain | 02-VBFW166 | CRT | no data | OPEN | CLOSED | HP FEEDWATER FROM CT COOLING AIR TO ACC DRAIN | BFW HP | no data | no data | no data |  | TCA
2199.0 | BFP A IP DISCHARGE HEADER CHECK VALVE | 02-VBFW167 | U2 PIPERACK DECK 1ST LEVEL | no data | CLOSED | OPEN | no data | no data | no data | no data | no data | no data | no data
2200.0 | BFP "A" IP FW discharge drain | 02-VBFW168 | Pipe Rack 1st | no data | OPEN | CLOSED | BFP A IP DISCHARGE HEADER DRAIN | BFW | no data | no data | no data |  | BFP A
2201.0 | BFP "A" IP FW discharge drain | 02-VBFW169 | Pipe Rack 1st | no data | OPEN | CLOSED | BFP A IP DISCHARGE HEADER DRAIN | BFW | no data | no data | no data |  | BFP A
2202.0 | BFP "B" IP discharge PIT iso | 02-VBFW170 | Pipe Rack 1st | no data | CLOSED | OPEN | 02-PIT BFW175 BFP B IP DISCHARGE HEADER | BFW IP | no data | no data | no data |  | BFP B
2203.0 | BFP "B" IP discharge PIT iso | 02-VBFW171 | Pipe Rack 1st | no data | CLOSED | OPEN | 02-PIT BFW175 BFP B IP DISCHARGE HEADER | BFW IP | no data | no data | no data |  | BFP B
2204.0 | BFP "B" IP FW discharge vent (2) valve | 02-VBFW172 | Pipe Rack 1st | no data | OPEN | CLOSED | BFP B IP DISCHARGE HEADER VENT | BFW IP | no data | no data | no data |  | BFP B
2205.0 | BFP "B" IP FW discharge vent (2) valve | 02-VBFW173 | Pipe Rack 1st | no data | OPEN | CLOSED | BFP B IP DISCHARGE HEADER VENT | BFW IP | no data | no data | no data |  | BFP B
2206.0 | BFP B IP DISCHARGE HEADER CHECK VALVE | 02-VBFW174 | U2 PIPERACK DECK 1ST LEVEL | no data | CLOSED | OPEN | no data | no data | no data | no data | no data | no data | no data
2207.0 | BFP "B" IP FW discharge drain | 02-VBFW175 | Pipe Rack 1st | no data | OPEN | CLOSED | BFP B IP DISCHARGE HEADER DRAIN | BFW IP | no data | no data | no data |  | BFP B
2208.0 | BFP "B" IP FW discharge drain | 02-VBFW176 | Pipe Rack 1st | no data | OPEN | CLOSED | BFP B IP DISCHARGE HEADER DRAIN | BFW IP | no data | no data | no data |  | BFP B
2209.0 | BFP "B" HP discharge PIT iso | 02-VBFW177 | Pipe Rack 1st | no data | CLOSED | OPEN | 02-PIT BFW165 BFP B HP DISCHARGE HEADER | BFW | no data | no data | no data |  | BFP B
2210.0 | BFP "B" HP discharge PIT iso | 02-VBFW178 | Pipe Rack 1st | no data | CLOSED | OPEN | 02-PIT BFW165 BFP B HP DISCHARGE HEADER | BFW | no data | no data | no data |  | BFP B
2211.0 | BFP "A" HP FW flow meter iso (8) valves | 02-VBFW181 | Pipe Rack 1st | no data | CLOSED | OPEN | 02-FIT BFW141B BFP A HP DISCHARGE HEADER | BFW | no data | no data | no data |  | BFP A
2212.0 | BFP "A" HP FW flow meter iso (8) valves | 02-VBFW182 | Pipe Rack 1st | no data | CLOSED | OPEN | 02-FIT BFW141B BFP A HP DISCHARGE HEADER | BFW | no data | no data | no data |  | BFP A
2213.0 | BFP "A" HP FW flow meter iso (8) valves | 02-VBFW183 | Pipe Rack 1st | no data | CLOSED | OPEN | 02-FIT BFW141A BFP A HP DISCHARGE HEADER | BFW | no data | no data | no data |  | BFP A
2214.0 | BFP "A" HP FW flow meter iso (8) valves | 02-VBFW184 | Pipe Rack 1st | no data | CLOSED | OPEN | 02-FIT BFW141A BFP A HP DISCHARGE HEADER | BFW | no data | no data | no data |  | BFP A
2215.0 | BFP "A" HP FW flow meter iso (8) valves | 02-VBFW185 | Pipe Rack 1st | no data | CLOSED | OPEN | 02-FIT BFW141A BFP A HP DISCHARGE HEADER | BFW | no data | no data | no data |  | BFP A
2216.0 | BFP "A" HP FW flow meter iso (8) valves | 02-VBFW186 | Pipe Rack 1st | no data | CLOSED | OPEN | 02-FIT BFW141A BFP A HP DISCHARGE HEADER | BFW | no data | no data | no data |  | BFP A
2217.0 | BFP "A" HP FW flow meter iso (8) valves | 02-VBFW187 | Pipe Rack 1st | no data | CLOSED | OPEN | 02-FIT BFW141B BFP A HP DISCHARGE HEADER | BFW | no data | no data | no data |  | BFP A
2218.0 | BFP "A" HP FW flow meter iso (8) valves | 02-VBFW188 | Pipe Rack 1st | no data | CLOSED | OPEN | 02-FIT BFW141B BFP A HP DISCHARGE HEADER | BFW | no data | no data | no data |  | BFP A
2219.0 | BFP A DISCHARGE HEADER VENT | 02-VBFW189 | U2 PIPERACK DECK 1ST LEVEL | no data | OPEN | CLOSED | no data | no data | no data | no data | no data | no data | no data
2220.0 | BFP A DISCHARGE HEADER VENT | 02-VBFW190 | U2 PIPERACK DECK 1ST LEVEL | no data | OPEN | CLOSED | no data | no data | no data | no data | no data | no data | no data
2221.0 | BFP A HP DISCHARGE CHECK VALVE | 02-VBFW191 | U2 PIPERACK DECK 1ST LEVEL | no data | CLOSED | OPEN | no data | no data | no data | no data | no data | no data | no data
2222.0 | BFP A DISCHARGE HEADER DRAIN | 02-VBFW192 | U2 PIPERACK DECK 1ST LEVEL | no data | OPEN | CLOSED | no data | no data | no data | no data | no data | no data | no data
2223.0 | BFP A DISCHARGE HEADER DRAIN | 02-VBFW193 | U2 PIPERACK DECK 1ST LEVEL | no data | OPEN | CLOSED | no data | no data | no data | no data | no data | no data | no data
2224.0 | BFP "A" HP FW discharge drain (2) valves | 02-VBFW194 | Pipe Rack 1st | no data | OPEN | CLOSED | BFP A DISCHARGE HEADER DRAIN | BFW | no data | no data | no data |  | BFP A
2225.0 | BFP "A" HP FW discharge drain (2) valves | 02-VBFW195 | Pipe Rack 1st | no data | OPEN | CLOSED | BFP A DISCHARGE HEADER DRAIN | BFW | no data | no data | no data |  | BFP A
2226.0 | HP BFW COLD FILL FROM CONDENSATE CHECK VALVE | 02-VBFW196 | U2 PIPERACK DECK 1ST LEVEL | no data | CLOSED | OPEN | no data | no data | no data | no data | no data | no data | no data
2227.0 | HP BFW COLD FILL FROM CONDENSATE STOP CHECK | 02-VBFW197 | U2 PIPERACK DECK 1ST LEVEL | no data | CLOSED | OPEN | no data | no data | no data | no data | no data | no data | no data
2228.0 | HP BFW COLD FILL FROM CONDENSATE ISO VALVE | 02-VBFW198 | U2 PIPERACK DECK 1ST LEVEL | no data | CLOSED | OPEN | no data | no data | no data | no data | no data | no data | no data
2229.0 | HP BFW PIT to the HRSG | 02-VBFW199 | Pipe Rack 1st | no data | CLOSED | OPEN | 02-PIT BFW201 BFP A HP DISCHARGE HEADER | BFW HP | no data | no data | no data |  | HRSG/HP Drum
2230.0 | HP BFW PIT to the HRSG | 02-VBFW200 | Pipe Rack 1st | no data | CLOSED | OPEN | 02-PIT BFW201 BFP A HP DISCHARGE HEADER | BFW HP | no data | no data | no data |  | HRSG/HP Drum
2231.0 | BFP "B" HP FW recirc vent (second pipe rack) | 02-VBFW209 | Pipe Rack 1st | no data | OPEN | CLOSED | BFP B HP DISCHARGE MIN FLOW TO ACC VENT | BFW HP | no data | no data | no data |  | BFP B
2232.0 | BFP "B" HP FW recirc vent (second pipe rack) | 02-VBFW210 | Pipe Rack 1st | no data | OPEN | CLOSED | BFP B HP DISCHARGE MIN FLOW TO ACC VENT | BFW HP | no data | no data | no data |  | BFP B
2233.0 | FW to HP interstage atemperator drain | 02-VBFW211 | HRSG West Landing | no data | OPEN | CLOSED | HP FEEDWATER TO HP INTERSTAGE ATTEMP SPRAY DRAIN | no data | no data | no data | no data |  | Attemperator HP
2234.0 | FW to HP interstage atemperator drain | 02-VBFW212 | HRSG West Landing | no data | OPEN | CLOSED | HP FEEDWATER TO HP INTERSTAGE ATTEMP SPRAY DRAIN | no data | no data | no data | no data |  | Attemperator HP
2235.0 | BFP "A" HP FW recirc vent after strainer | 02-VBFW213 | CRT landing | Drain/Vent Vlv | OPEN | CLOSED | BFP A HP DISCHARGE MIN FLOW TO ACC AFTER STRAINER VENT | BFW | no data | no data | no data |  | CRT
2236.0 | BFP "A" HP FW recirc vent after strainer | 02-VBFW214 | CRT landing | Drain/Vent Vlv | OPEN | CLOSED | BFP A HP DISCHARGE MIN FLOW TO ACC AFTER STRAINER VENT | BFW | no data | no data | no data |  | CRT
2237.0 | BFP "A" HP FW strainer iso | 02-VBFW215 | CRT area | no data | CLOSED | OPEN | BFP A HP DISCHARGE MIN FLOW TO ACC STRAINER ISO | BFW | no data | no data | no data |  | Strainer
2238.0 | BFP "A" HP FW strainer drain | 02-VBFW216 | CRT area | no data | OPEN | CLOSED | BFP A HP DISCHARGE MIN FLOW TO ACC STRAINER DRAIN | BFW | no data | no data | no data |  | Strainer
2239.0 | BFP "A" HP FW strainer drain | 02-VBFW217 | CRT area | no data | OPEN | CLOSED | BFP A HP DISCHARGE MIN FLOW TO ACC STRAINER DRAIN | BFW | no data | no data | no data |  | Strainer
2240.0 | BFP "A" HP FW recirc iso after CV | 02-VBFW218 | CRT landing | Iso Vlv | CLOSED | OPEN | BFP A HP DISCHARGE MIN FLOW TO ACC ISO VALVE | BFW | no data | no data | no data |  | CV/CRT
2241.0 | BFP "B" HP FW flow meter iso (8) valves | 02-VBFW219 | Pipe Rack 1st | no data | CLOSED | OPEN | 02-FIT BFW181B BFP B HP DISCHARGE HEADER | BFW HP | no data | no data | no data |  | BFP B
2242.0 | BFP "B" HP FW flow meter iso (8) valves | 02-VBFW220 | Pipe Rack 1st | no data | CLOSED | OPEN | 02-FIT BFW181B BFP B HP DISCHARGE HEADER | BFW HP | no data | no data | no data |  | BFP B
2243.0 | BFP "B" HP FW flow meter iso (8) valves | 02-VBFW221 | Pipe Rack 1st | no data | CLOSED | OPEN | 02-FIT BFW181A BFP B HP DISCHARGE HEADER | BFW HP | no data | no data | no data |  | BFP B
2244.0 | BFP "B" HP FW flow meter iso (8) valves | 02-VBFW222 | Pipe Rack 1st | no data | CLOSED | OPEN | 02-FIT BFW181A BFP B HP DISCHARGE HEADER | BFW HP | no data | no data | no data |  | BFP B
2245.0 | BFP "B" HP FW flow meter iso (8) valves | 02-VBFW223 | Pipe Rack 1st | no data | CLOSED | OPEN | 02-FIT BFW181A BFP B HP DISCHARGE HEADER | BFW HP | no data | no data | no data |  | BFP B
2246.0 | BFP "B" HP FW flow meter iso (8) valves | 02-VBFW224 | Pipe Rack 1st | no data | CLOSED | OPEN | 02-FIT BFW181A BFP B HP DISCHARGE HEADER | BFW HP | no data | no data | no data |  | BFP B
2247.0 | BFP "B" HP FW flow meter iso (8) valves | 02-VBFW225 | Pipe Rack 1st | no data | CLOSED | OPEN | 02-FIT BFW181B BFP B HP DISCHARGE HEADER | BFW HP | no data | no data | no data |  | BFP B
2248.0 | BFP "B" HP FW flow meter iso (8) valves | 02-VBFW226 | Pipe Rack 1st | no data | CLOSED | OPEN | 02-FIT BFW181B BFP B HP DISCHARGE HEADER | BFW HP | no data | no data | no data |  | BFP B
2249.0 | BFP "B" HP FW discharge vent (2) valves | 02-VBFW227 | Pipe Rack 1st | no data | OPEN | CLOSED | BFP B DISCHARGE HEADER VENT | BFW HP | no data | no data | no data |  | BFP B
2250.0 | BFP "B" HP FW discharge vent (2) valves | 02-VBFW228 | Pipe Rack 1st | no data | OPEN | CLOSED | BFP B DISCHARGE HEADER VENT | BFW HP | no data | no data | no data |  | BFP B
2251.0 | BFP B DISCHARGE HEADER CHECK VALVE | 02-VBFW229 | U2 PIPERACK DECK 1ST LEVEL | no data | CLOSED | OPEN | no data | no data | no data | no data | no data | no data | no data
2252.0 | BFP "B" HP FW recirc vent after strainer | 02-VBFW230 | CRT landing | Drain/Vent Vlv | OPEN | CLOSED | BFP B HP DISCHARGE MIN FLOW TO ACC AFTER STRAINER VENT | BFW | no data | no data | no data |  | CRT
2253.0 | BFP "B" HP FW recirc vent after strainer | 02-VBFW231 | CRT landing | Drain/Vent Vlv | OPEN | CLOSED | BFP B HP DISCHARGE MIN FLOW TO ACC AFTER STRAINER VENT | BFW | no data | no data | no data |  | CRT
2254.0 | BFP "B" HP FW strainer iso | 02-VBFW232 | CRT area | no data | CLOSED | OPEN | BFP B HP DISCHARGE MIN FLOW TO ACC STRAINER ISO | BFW | no data | no data | no data |  | Strainer
2255.0 | BFP "B" HP FW strainer drain | 02-VBFW233 | CRT area | no data | OPEN | CLOSED | BFP B HP DISCHARGE MIN FLOW TO ACC STRAINER DRAIN | BFW | no data | no data | no data |  | Strainer
2256.0 | BFP "B" HP FW strainer drain | 02-VBFW234 | CRT area | no data | OPEN | CLOSED | BFP B HP DISCHARGE MIN FLOW TO ACC STRAINER DRAIN | BFW | no data | no data | no data |  | Strainer
2257.0 | BFP "B" HP FW discharge drain (2) valves | 02-VBFW235 | Pipe Rack 1st | no data | OPEN | CLOSED | BFP B DISCHARGE HEADER DRAIN | BFW HP | no data | no data | no data |  | BFP B
2258.0 | BFP "B" HP FW discharge drain (2) valves | 02-VBFW236 | Pipe Rack 1st | no data | OPEN | CLOSED | BFP B DISCHARGE HEADER DRAIN | BFW HP | no data | no data | no data |  | BFP B
2259.0 | BFP "B" HP FW discharge drain (2) valves | 02-VBFW237 | Pipe Rack 1st | no data | OPEN | CLOSED | BFP B DISCHARGE HEADER DRAIN | BFW HP | no data | no data | no data |  | BFP B
2260.0 | BFP "B" HP FW discharge drain (2) valves | 02-VBFW238 | Pipe Rack 1st | no data | OPEN | CLOSED | BFP B DISCHARGE HEADER DRAIN | BFW HP | no data | no data | no data |  | BFP B
2261.0 | BFP "B" HP FW recirc iso after CV | 02-VBFW239 | CRT landing | Iso Vlv | CLOSED | OPEN | BFP B HP DISCHARGE MIN FLOW TO ACC AFTER STRAINER ISO | BFW | no data | no data | no data |  | CV/CRT
2262.0 | FW to HP terminal atemperator drain after check valve | 02-VBFW240 | Pipe Rack 1st | no data | OPEN | CLOSED | HP FEEDWATER TO HP STEAM FINAL ATTEMP SPRAY DRAIN | BFW HP | no data | no data | no data |  | Attemperator HP
2263.0 | FW to HP terminal atemperator drain after check valve | 02-VBFW241 | Pipe Rack 1st | no data | OPEN | CLOSED | HP FEEDWATER TO HP STEAM FINAL ATTEMP SPRAY DRAIN | BFW HP | no data | no data | no data |  | Attemperator HP
2264.0 | FW to HP terminal atemperator strainer PDIT | 02-VBFW242 | Pipe Rack 1st | no data | CLOSED | OPEN | 02-PDIT BFW701 HP FEEDWATER TO HP STEAM FINAL ATTEMP SPRAY | BFW HP | no data | no data | no data |  | Attemperator HP
2265.0 | FW to HP terminal atemperator strainer PDIT | 02-VBFW243 | Pipe Rack 1st | no data | CLOSED | OPEN | 02-PDIT BFW701 HP FEEDWATER TO HP STEAM FINAL ATTEMP SPRAY | BFW HP | no data | no data | no data |  | Attemperator HP
2266.0 | FW to HP terminal atemperator strainer PDIT | 02-VBFW244 | Pipe Rack 1st | no data | CLOSED | OPEN | 02-PDIT BFW701 HP FEEDWATER TO HP STEAM FINAL ATTEMP SPRAY | BFW HP | no data | no data | no data |  | Attemperator HP
2267.0 | FW to HP terminal atemperator strainer PDIT | 02-VBFW245 | Pipe Rack 1st | no data | CLOSED | OPEN | 02-PDIT BFW701 HP FEEDWATER TO HP STEAM FINAL ATTEMP SPRAY | BFW HP | no data | no data | no data |  | Attemperator HP
2268.0 | FW to HP terminal atemperator strainer #1 vent | 02-VBFW246 | Pipe Rack 1st | no data | OPEN | CLOSED | HP FEEDWATER TO HP STEAM FINAL ATTEMP SPRAY STRAINER VENT | BFW HP | no data | no data | no data |  | Attemperator HP
2269.0 | FW to HP terminal atemperator strainer #1 vent | 02-VBFW247 | Pipe Rack 1st | no data | OPEN | CLOSED | HP FEEDWATER TO HP STEAM FINAL ATTEMP SPRAY STRAINER VENT | BFW HP | no data | no data | no data |  | Attemperator HP
2270.0 | FW to HP terminal atemperator strainer #2 vent | 02-VBFW248 | Pipe Rack 1st | no data | OPEN | CLOSED | HP FEEDWATER TO HP STEAM FINAL ATTEMP SPRAY STRAINER VENT | BFW HP | no data | no data | no data |  | Attemperator HP
2271.0 | FW to HP terminal atemperator strainer #2 vent | 02-VBFW249 | Pipe Rack 1st | no data | OPEN | CLOSED | HP FEEDWATER TO HP STEAM FINAL ATTEMP SPRAY STRAINER VENT | BFW HP | no data | no data | no data |  | Attemperator HP
2272.0 | 02-PDI BFW243 IP FEEDWATER HEADER STRAINER | 02-VBFW250 | U2 PIPERACK DECK 1ST LEVEL | no data | CLOSED | OPEN | no data | no data | no data | no data | no data | no data | no data
2273.0 | 02-PDI BFW243 IP FEEDWATER HEADER STRAINER | 02-VBFW251 | U2 PIPERACK DECK 1ST LEVEL | no data | CLOSED | OPEN | no data | no data | no data | no data | no data | no data | no data
2274.0 | 02-PDI BFW243 IP FEEDWATER HEADER STRAINER | 02-VBFW252 | U2 PIPERACK DECK 1ST LEVEL | no data | CLOSED | OPEN | no data | no data | no data | no data | no data | no data | no data
2275.0 | 02-PDI BFW243 IP FEEDWATER HEADER STRAINER | 02-VBFW253 | U2 PIPERACK DECK 1ST LEVEL | no data | CLOSED | OPEN | no data | no data | no data | no data | no data | no data | no data
2276.0 | 02-PDI BFW146 BFP A HP DISCHARGE MIN FLOW TO ACC STRAINER | 02-VBFW254 | U2 NORTH OF CONDENSATE PUMPS | no data | CLOSED | OPEN | no data | no data | no data | no data | no data | no data | no data
2277.0 | 02-PDI BFW146 BFP A HP DISCHARGE MIN FLOW TO ACC STRAINER | 02-VBFW255 | U2 NORTH OF CONDENSATE PUMPS | no data | CLOSED | OPEN | no data | no data | no data | no data | no data | no data | no data
2278.0 | 02-PDI BFW146 BFP A HP DISCHARGE MIN FLOW TO ACC STRAINER | 02-VBFW256 | U2 NORTH OF CONDENSATE PUMPS | no data | CLOSED | OPEN | no data | no data | no data | no data | no data | no data | no data
2279.0 | 02-PDI BFW146 BFP A HP DISCHARGE MIN FLOW TO ACC STRAINER | 02-VBFW257 | U2 NORTH OF CONDENSATE PUMPS | no data | CLOSED | OPEN | no data | no data | no data | no data | no data | no data | no data
2280.0 | 02-PDI BFW186 BFP B HP DISCHARGE MIN FLOW TO ACC STRAINER | 02-VBFW258 | U2 NORTH OF CONDENSATE PUMPS | no data | CLOSED | OPEN | no data | no data | no data | no data | no data | no data | no data
2281.0 | 02-PDI BFW186 BFP B HP DISCHARGE MIN FLOW TO ACC STRAINER | 02-VBFW259 | U2 NORTH OF CONDENSATE PUMPS | no data | CLOSED | OPEN | no data | no data | no data | no data | no data | no data | no data
2282.0 | 02-PDI BFW186 BFP B HP DISCHARGE MIN FLOW TO ACC STRAINER | 02-VBFW260 | U2 NORTH OF CONDENSATE PUMPS | no data | CLOSED | OPEN | no data | no data | no data | no data | no data | no data | no data
2283.0 | 02-PDI BFW186 BFP B HP DISCHARGE MIN FLOW TO ACC STRAINER | 02-VBFW261 | U2 NORTH OF CONDENSATE PUMPS | no data | CLOSED | OPEN | no data | no data | no data | no data | no data | no data | no data
2284.0 | Gas performance heater FW in PIT | 02-VBFW262 | FGPH | no data | CLOSED | OPEN | 02-PIT BFW435 IP TO PERFORMANCE HEATER | BFW IP | no data | no data | no data |  | FGPH
2285.0 | BFP SUCTION FROM CONDENSATE CHECK VALVE | 02-VBFW263 | U2 PIPERACK DECK 1ST LEVEL | no data | CLOSED | OPEN | no data | no data | no data | no data | no data | no data | no data
2286.0 | BFP suction from condensate | 02-VBFW264 | Pipe Rack 1st | no data | CLOSED | OPEN | BFP SUCTION FROM CONDENSATE ISO VALVE | BFW | no data | no data | no data |  | BFP A/B suction
6724.0 | BFP SUCTION ISO FROM CONDENSATE BYPASS | 02-VBFW264A | U2 BFP Pipe rack | no data | CLOSED | CLOSED | no data | no data | no data | no data | no data | no data | no data
2287.0 | BFP "A" suction iso | 02-VBFW265 | Pipe Rack 1st | no data | CLOSED | OPEN | BFP A SUCTION ISOLATION | BFW | no data | no data | no data |  | BFP A
6725.0 | 2A BFP suction bypass | 02-VBFW265A | PIPE RACK | no data | CLOSED | CLOSED | no data | no data | no data | no data | no data | no data | no data
2288.0 | BFP "B" suction iso | 02-VBFW266 | Pipe Rack 1st | no data | CLOSED | OPEN | BFP B SUCTION ISOLATION | BFW | no data | no data | no data |  | BFP B
6726.0 | 2B BFP suction bypass | 02-VBFW266A | PIPE RACK | no data | CLOSED | CLOSED | no data | no data | no data | no data | no data | no data | no data
2289.0 | BFP "B" HP FW recirc drain (under first pipe rack) | 02-VBFW267 | Pipe Rack 1st | no data | OPEN | CLOSED | BFP B HP DISCHARGE MIN FLOW TO ACC DRAIN | BFW HP | no data | no data | no data |  | BFP B
2290.0 | BFP "A" IP FW discharge iso | 02-VBFW269 | Pipe Rack 1st | no data | CLOSED | OPEN | BFP A IP DISCHARGE HEADER ISO VALVE | BFW | no data | no data | no data |  | BFP A
2291.0 | BFP "B" IP FW discharge iso | 02-VBFW270 | Pipe Rack 1st | no data | CLOSED | OPEN | BFP B IP DISCHARGE HEADER ISO VALVE | BFW IP | no data | no data | no data |  | BFP B
2292.0 | BFP A HP DISCHARGE ISOLATION | 02-VBFW271 | U2 PIPERACK DECK 1ST LEVEL | no data | CLOSED | OPEN | no data | no data | no data | no data | no data | no data | no data
2293.0 | BFP "B" HP FW discharge iso | 02-VBFW272 | Pipe Rack 1st | no data | CLOSED | OPEN | BFP B HP DISCHARGE ISOLATION | BFW HP | no data | no data | no data |  | BFP B
2294.0 | Gas performance heater Level switch vessel 1 | 02-VBFW273 | FGPH | no data | CLOSED | OPEN | 02-LSHH BFW431A BEFORE PERFORMANCE HEATER LEAK DETECTION | BFW IP | no data | no data | no data |  | FGPH
2295.0 | Gas performance heater Level switch vessel 1 | 02-VBFW274 | FGPH | no data | CLOSED | OPEN | 02-LSHH BFW431A BEFORE PERFORMANCE HEATER LEAK DETECTION | BFW IP | no data | no data | no data |  | FGPH
2296.0 | Gas performance heater Level switch vessel 1 | 02-VBFW275 | FGPH | no data | CLOSED | OPEN | 02-LSHH BFW431B BEFORE PERFORMANCE HEATER LEAK DETECTION | BFW IP | no data | no data | no data |  | FGPH
2297.0 | Gas performance heater Level switch vessel 1 | 02-VBFW276 | FGPH | no data | CLOSED | OPEN | 02-LSHH BFW431B BEFORE PERFORMANCE HEATER LEAK DETECTION | BFW IP | no data | no data | no data |  | FGPH
2298.0 | Gas performance heater Level switch vessel 2 vent | 02-VBFW277 | FGPH | no data | OPEN | CLOSED | AFTER PERFORMANCE HEATER LEAK DETECTION VENT | BFW IP | no data | no data | no data |  | FGPH
2299.0 | 02-LSHH BFW441A AFTER PERFORMANCE HEATER LEAK DETECTION | 02-VBFW278 | U2 PERFORMACE HEATER AREA | no data | CLOSED | OPEN | no data | no data | no data | no data | no data | no data | no data
2300.0 | Gas performance heater Level switch vessel 2 | 02-VBFW279 | FGPH | no data | CLOSED | OPEN | 02-LSHH BFW441A AFTER PERFORMANCE HEATER LEAK DETECTION | BFW IP | no data | no data | no data |  | FGPH
2301.0 | Gas performance heater Level switch vessel 2 | 02-VBFW280 | FGPH | no data | CLOSED | OPEN | 02-LSHH BFW441B AFTER PERFORMANCE HEATER LEAK DETECTION | BFW IP | no data | no data | no data |  | FGPH
2302.0 | Gas performance heater Level switch vessel 2 | 02-VBFW281 | FGPH | no data | CLOSED | OPEN | 02-LSHH BFW441B AFTER PERFORMANCE HEATER LEAK DETECTION | BFW IP | no data | no data | no data |  | FGPH
2303.0 | Gas performance heater FW out PIT | 02-VBFW282 | FGPH | no data | CLOSED | OPEN | 02-PIT BFW439 IP FEEDWATER AFTER PERFORMANCE HEATER | BFW IP | no data | no data | no data |  | FGPH
2304.0 | Gas performance heater vent | 02-VBFW283 | FGPH | no data | OPEN | CLOSED | WATER SIDE PERFORMANCE HEATER VENT | BFW IP | no data | no data | no data |  | FGPH
2305.0 | Gas performance heater FW in PIT | 02-VBFW284 | FGPH | no data | CLOSED | OPEN | 02-PIT BFW435 IP TO PERFORMANCE HEATER | BFW IP | no data | no data | no data |  | FGPH
2306.0 | Gas performance heater nitrogen connection (after CV) | 02-VBFW285 | FGPH | no data | OPEN | CLOSED | N2 CONNECTION | BFW IP | no data | no data | no data |  | FGPH
2307.0 | Gas performance heater drain | 02-VBFW286 | FGPH | no data | OPEN | CLOSED | IP FEEDWATER TO PERFORMANCE HEATER DRAIN | BFW IP | no data | no data | no data |  | FGPH
2308.0 | 02-PDI BFW435 IP FEEDWATER PERFORMANCE HEATER | 02-VBFW287 | U2 PERFORMACE HEATER AREA | no data | CLOSED | OPEN | no data | no data | no data | no data | no data | no data | no data
2309.0 | 02-PDI BFW435 IP FEEDWATER PERFORMANCE HEATER | 02-VBFW288 | U2 PERFORMACE HEATER AREA | no data | CLOSED | OPEN | no data | no data | no data | no data | no data | no data | no data
2310.0 | Gas performance heater drain before block valve | 02-VBFW289 | FGPH | no data | OPEN | CLOSED | AFTER PERFORMANCE HEATER DRAIN | BFW IP | no data | no data | no data |  | FGPH
2311.0 | Gas performance heater to receiver tank iso (2) valves | 02-VBFW290 | CRT | no data | CLOSED | OPEN | PERFORMANCE HEATER TO CONDENSATE ISO VALVE | BFW IP | no data | no data | no data |  | FGPH
2312.0 | Gas performance heater drain before CV | 02-VBFW291 | FGPH | no data | OPEN | CLOSED | PERFORMANCE HEATER TO HRSG DRAIN | BFW IP | no data | no data | no data |  | FGPH
2313.0 | Gas performance heater to receiver tank strainer drain | 02-VBFW292 | CRT | no data | OPEN | CLOSED | FROM PERFORMANCE HEATER TO ACC STRAINER DRAIN | BFW IP | no data | no data | no data |  | FGPH
2314.0 | 02-PDI BFW471 FROM PERFORMANCE HEATER TO ACC STRAINER | 02-VBFW293 | U2 NORTH OF CONDENSATE PUMPS | no data | CLOSED | OPEN | no data | no data | no data | no data | no data | no data | no data
2315.0 | Drain After TCA coller | 02-VBFW294 | Pipe Rack 1st | no data | OPEN | CLOSED | HP FEEDWATER AFTER CT COOLING AIR COOLER DRAIN | BFW HP | no data | no data | no data |  | TCA
2316.0 | 02-FIT BFW301A/B HP FEEDWATER TO CT COOLING AIR COOLER | 02-VBFW295 | U2 PIPERACK DECK 1ST LEVEL | no data | CLOSED | OPEN | no data | no data | no data | no data | no data | no data | no data
2317.0 | FW to TCA flow meter (4) valves | 02-VBFW296 | Pipe Rack 1st | no data | CLOSED | OPEN | 02-FIT BFW301C HP FEEDWATER TO CT COOLING AIR COOLER | BFW HP | no data | no data | no data |  | TCA
2318.0 | FW to TCA flow meter (4) valves | 02-VBFW297 | Pipe Rack 1st | no data | CLOSED | OPEN | 02-FIT BFW301C HP FEEDWATER TO CT COOLING AIR COOLER | BFW HP | no data | no data | no data |  | TCA
2319.0 | FW to TCA flow meter (4) valves | 02-VBFW298 | Pipe Rack 1st | no data | CLOSED | OPEN | 02-FIT BFW301C HP FEEDWATER TO CT COOLING AIR COOLER | BFW HP | no data | no data | no data |  | TCA
2320.0 | FW to TCA flow meter (4) valves | 02-VBFW299 | Pipe Rack 1st | no data | CLOSED | OPEN | 02-FIT BFW301C HP FEEDWATER TO CT COOLING AIR COOLER | BFW HP | no data | no data | no data |  | TCA
2321.0 | FW to TCA iso | 02-VBFW300 | Pipe Rack 1st | no data | CLOSED | OPEN | HP FEEDWATER TO CT COOLING AIR COOLER ISO | BFW HP | no data | no data | no data |  | TCA
2322.0 | FW to TCA drain | 02-VBFW301 | Pipe Rack 1st | no data | OPEN | CLOSED | HP FEEDWATER TO CT COOLING AIR COOLER DRAIN | BFW HP | no data | no data | no data |  | TCA
2323.0 | FW to TCA drain | 02-VBFW302 | Pipe Rack 1st | no data | OPEN | CLOSED | HP FEEDWATER TO CT COOLING AIR COOLER DRAIN | BFW HP | no data | no data | no data |  | TCA
2324.0 | FW to TCA drain after CV | 02-VBFW303 | Pipe Rack 1st | no data | OPEN | CLOSED | HP FEEDWATER TO CT COOLING AIR COOLER DRAIN | BFW HP | no data | no data | no data |  | TCA
2325.0 | FW to TCA drain after CV | 02-VBFW304 | Pipe Rack 1st | no data | OPEN | CLOSED | HP FEEDWATER TO CT COOLING AIR COOLER DRAIN | BFW HP | no data | no data | no data |  | TCA
2326.0 | From TCA to Cond. Receiver Tank drain after strainer | 02-VBFW305 | CRT | no data | OPEN | CLOSED | HP FEEDWATER AFTER CT COOLING AIR COOLER DRAIN | BFW HP | no data | no data | no data |  | TCA
2327.0 | From TCA to Cond. Receiver Tank drain after strainer | 02-VBFW306 | CRT | no data | CLOSED | OPEN | HP FEEDWATER AFTER CT COOLING AIR COOLER ISO | BFW HP | no data | no data | no data |  | TCA
2328.0 | FW from TCA PITx2 (4) valves | 02-VBFW307 | Pipe Rack 1st | no data | CLOSED | OPEN | 02-PIT BFW331A HP FEEDWATER AFTER CT COOLING AIR COOLER | BFW HP | no data | no data | no data |  | TCA
2329.0 | FW from TCA PITx2 (4) valves | 02-VBFW308 | Pipe Rack 1st | no data | CLOSED | OPEN | 02-PIT BFW331A HP FEEDWATER AFTER CT COOLING AIR COOLER | BFW HP | no data | no data | no data |  | TCA
2330.0 | FW from TCA PITx2 (4) valves | 02-VBFW309 | Pipe Rack 1st | no data | CLOSED | OPEN | 02-PIT BFW331B HP FEEDWATER AFTER CT COOLING AIR COOLER | BFW HP | no data | no data | no data |  | TCA
2331.0 | FW from TCA PITx2 (4) valves | 02-VBFW310 | Pipe Rack 1st | no data | CLOSED | OPEN | 02-PIT BFW331B HP FEEDWATER AFTER CT COOLING AIR COOLER | BFW HP | no data | no data | no data |  | TCA
2332.0 | From TCA flow meter (4) valves | 02-VBFW311 | Pipe Rack 1st | no data | CLOSED | OPEN | 02-FIT BFW339A HP FEEDWATER FROM CT COOLING AIR TO HRSG | BFW HP | no data | no data | no data |  | TCA
2333.0 | From TCA flow meter (4) valves | 02-VBFW312 | Pipe Rack 1st | no data | CLOSED | OPEN | 02-FIT BFW339A HP FEEDWATER FROM CT COOLING AIR TO HRSG | BFW HP | no data | no data | no data |  | TCA
2334.0 | From TCA flow meter (4) valves | 02-VBFW313 | Pipe Rack 1st | no data | CLOSED | OPEN | 02-FIT BFW339A HP FEEDWATER FROM CT COOLING AIR TO HRSG | BFW HP | no data | no data | no data |  | TCA
2335.0 | From TCA flow meter (4) valves | 02-VBFW314 | Pipe Rack 1st | no data | CLOSED | OPEN | 02-FIT BFW339A HP FEEDWATER FROM CT COOLING AIR TO HRSG | BFW HP | no data | no data | no data |  | TCA
2336.0 | From TCA flow meter (4) valves | 02-VBFW315 | Pipe Rack 1st | no data | CLOSED | OPEN | 02-FIT BFW339B HP FEEDWATER FROM CT COOLING AIR TO HRSG | BFW HP | no data | no data | no data |  | TCA
2337.0 | From TCA flow meter (4) valves | 02-VBFW316 | Pipe Rack 1st | no data | CLOSED | OPEN | 02-FIT BFW339B HP FEEDWATER FROM CT COOLING AIR TO HRSG | BFW HP | no data | no data | no data |  | TCA
2338.0 | From TCA flow meter (4) valves | 02-VBFW317 | Pipe Rack 1st | no data | CLOSED | OPEN | 02-FIT BFW339B HP FEEDWATER FROM CT COOLING AIR TO HRSG | BFW HP | no data | no data | no data |  | TCA
2339.0 | From TCA flow meter (4) valves | 02-VBFW318 | Pipe Rack 1st | no data | CLOSED | OPEN | 02-FIT BFW339B HP FEEDWATER FROM CT COOLING AIR TO HRSG | BFW HP | no data | no data | no data |  | TCA
2340.0 | CRH to AUX steam LOW flow attemperator ISO after CV | 02-VBFW319 | Pipe Rack 3rd | no data | CLOSED | OPEN | IP FEEDWATER TO CRH ATTEMP SPRAY ISO VALVE | BFW IP | no data | no data | no data |  | Attempeator Aux
2341.0 | From TCA to HP economizer PDIT (4) valves | 02-VBFW320 | Pipe Rack 1st | no data | CLOSED | OPEN | 02-PDIT BFW345A/B HP FEEDWATER FROM CT COOLING AIR TO HRSG | BFW HP | no data | no data | no data |  | TCA
2342.0 | From TCA to HP economizer PDIT (4) valves | 02-VBFW321 | Pipe Rack 1st | no data | CLOSED | OPEN | 02-PDIT BFW345A/B HP FEEDWATER FROM CT COOLING AIR TO HRSG | BFW HP | no data | no data | no data |  | TCA
2343.0 | From TCA to Cond. Receiver Tank vent after srtainer | 02-VBFW322 | CRT | no data | OPEN | CLOSED | HP FEEDWATER FROM CT COOLING AIR TO ACC VENT | BFW HP | no data | no data | no data |  | TCA
2344.0 | From TCA to Cond. Receiver Tank vent after srtainer | 02-VBFW323 | CRT | no data | OPEN | CLOSED | HP FEEDWATER FROM CT COOLING AIR TO ACC VENT | BFW HP | no data | no data | no data |  | TCA
2345.0 | From TCA to HP economizer vent | 02-VBFW324 | Pipe Rack 1st | no data | OPEN | CLOSED | HP FEEDWATER FROM CT COOLING AIR TO HRSG VENT | BFW HP | no data | no data | no data |  | TCA
2346.0 | From TCA to HP economizer vent | 02-VBFW325 | Pipe Rack 1st | no data | OPEN | CLOSED | HP FEEDWATER FROM CT COOLING AIR TO HRSG VENT | BFW HP | no data | no data | no data |  | TCA
2347.0 | From TCA to HP economizer PDIT (4) valves | 02-VBFW326 | Pipe Rack 1st | no data | CLOSED | OPEN | 02-PDIT BFW345A/B HP FEEDWATER FROM CT COOLING AIR TO HRSG | BFW HP | no data | no data | no data |  | TCA
2348.0 | From TCA to HP economizer PDIT (4) valves | 02-VBFW327 | Pipe Rack 1st | no data | CLOSED | OPEN | 02-PDIT BFW345A/B HP FEEDWATER FROM CT COOLING AIR TO HRSG | BFW HP | no data | no data | no data |  | TCA
2349.0 | From TCA to HP economizer drain after CV | 02-VBFW328 | Pipe Rack 1st | no data | OPEN | CLOSED | HP FEEDWATER FROM CT COOLING AIR TO HRSG DRAIN | BFW HP | no data | no data | no data |  | TCA
2350.0 | From TCA to HP economizer drain after CV | 02-VBFW329 | Pipe Rack 1st | no data | OPEN | CLOSED | HP FEEDWATER FROM CT COOLING AIR TO HRSG DRAIN | BFW HP | no data | no data | no data |  | TCA
2351.0 | From TCA to Cond. Receiver Tank iso (2) vlvs | 02-VBFW330 | CRT | no data | CLOSED | OPEN | HP FEEDWATER FROM CT COOLING AIR TO ACC ISO VALVE | BFW HP | no data | no data | no data |  | TCA
2352.0 | From TCA to Cond. Receiver Tank vent | 02-VBFW331 | CRT | no data | OPEN | CLOSED | HP FEEDWATER FROM CT COOLING AIR TO ACC VENT | BFW HP | no data | no data | no data |  | TCA
2353.0 | From TCA to Cond. Receiver Tank vent | 02-VBFW332 | CRT | no data | OPEN | CLOSED | HP FEEDWATER FROM CT COOLING AIR TO ACC VENT | BFW HP | no data | no data | no data |  | TCA
2354.0 | From TCA to Cond. Receiver Tank strainer drain | 02-VBFW333 | CRT | no data | OPEN | CLOSED | HP FEEDWATER FROM CT COOLING AIR TO ACC STRAINER DRAIN | BFW HP | no data | no data | no data |  | TCA
2355.0 | From TCA to Cond. Receiver Tank strainer drain | 02-VBFW334 | CRT | no data | OPEN | CLOSED | HP FEEDWATER FROM CT COOLING AIR TO ACC STRAINER DRAIN | BFW HP | no data | no data | no data |  | TCA
2356.0 | HP FEEDWATER FROM CT COOLING AIR TO ACC AFTER STRAINER DRAIN | 02-VBFW335 | U2 NW OF CONDENSATE RECEIVER TANK (LADDER) | no data | OPEN | CLOSED | no data | no data | no data | no data | no data | no data | no data
2357.0 | HP FEEDWATER FROM CT COOLING AIR TO ACC AFTER STRAINER DRAIN | 02-VBFW336 | U2 NW OF CONDENSATE RECEIVER TANK (LADDER) | no data | OPEN | CLOSED | no data | no data | no data | no data | no data | no data | no data
2358.0 | BFP "B" HP FW recirc drain (under first pipe rack) | 02-VBFW337 | Pipe Rack 1st | no data | OPEN | CLOSED | BFP B HP DISCHARGE MIN FLOW TO ACC DRAIN | BFW HP | no data | no data | no data |  | BFP B
2359.0 | BFP "B" HP FW recirc drain after strainer | 02-VBFW338 | CRT area | no data | OPEN | CLOSED | BFP B HP DISCHARGE MIN FLOW TO ACC AFTER STRAINER DRAIN | BFW | no data | no data | no data |  | CRT
2360.0 | From TCA to Cond. Receiver Tank after CV iso | 02-VBFW339 | CRT | no data | CLOSED | OPEN | HP FEEDWATER FROM CT COOLING AIR TO ACC AFTER STRAINER ISO | BFW HP | no data | no data | no data |  | TCA
2361.0 | Gas performance heater flow | 02-VBFW340 | FGPH | no data | CLOSED | OPEN | 02-FIT BFW407A/B IP FEEDWATER TO PERFORMANCE HEATER | BFW IP | no data | no data | no data |  | FGPH
2362.0 | Gas performance heater flow | 02-VBFW341 | FGPH | no data | CLOSED | OPEN | 02-FIT BFW407A/B IP FEEDWATER TO PERFORMANCE HEATER | BFW IP | no data | no data | no data |  | FGPH
2363.0 | Gas performance heater flow | 02-VBFW342 | FGPH | no data | CLOSED | OPEN | 02-FIT BFW407A/B IP FEEDWATER TO PERFORMANCE HEATER | BFW IP | no data | no data | no data |  | FGPH
2364.0 | Gas performance heater flow | 02-VBFW343 | FGPH | no data | CLOSED | OPEN | 02-FIT BFW407A/B IP FEEDWATER TO PERFORMANCE HEATER | BFW IP | no data | no data | no data |  | FGPH
2365.0 | Gas performance heater High flow CV iso (before) | 02-VBFW344 | FGPH | no data | CLOSED | OPEN | IP FEEDWATER TO PERFORMANCE HEATER ISO | BFW IP | no data | no data | no data |  | FGPH
2366.0 | Gas performance heater High flow CV iso (after) | 02-VBFW345 | FGPH | no data | CLOSED | OPEN | IP FEEDWATER TO PERFORMANCE HEATER ISO | BFW IP | no data | no data | no data |  | FGPH
2367.0 | IP FEEDWATER TO PERFORMANCE HEATER ISO | 02-VBFW346 | U2 PERFORMANCE HEATER AREA | no data | CLOSED | OPEN | no data | no data | no data | no data | no data | no data | no data
2368.0 | Gas performance heater Low flow CV iso (after) | 02-VBFW347 | FGPH | no data | CLOSED | OPEN | IP FEEDWATER TO PERFORMANCE HEATER ISO | BFW IP | no data | no data | no data |  | FGPH
2369.0 | Gas performance heater nitrogen connection (after CV) | 02-VBFW348 | FGPH | no data | CLOSED | CLOSED | N2 PURGE CONNECTION | BFW IP | no data | no data | no data |  | FGPH
2370.0 | Gas performance heater vent | 02-VBFW349 | FGPH | no data | OPEN | CLOSED | WATER SIDE PERFORMANCE HEATER VENT | BFW IP | no data | no data | no data |  | FGPH
2371.0 | Gas performance heater iso | 02-VBFW350 | FGPH | no data | CLOSED | OPEN | IP FEEDWATER TO PERFORMANCE HEATER ISO | BFW IP | no data | no data | no data |  | FGPH
2372.0 | Gas performance heater drain | 02-VBFW351 | FGPH | no data | OPEN | CLOSED | IP FEEDWATER TO PERFORMANCE HEATER DRAIN | BFW IP | no data | no data | no data |  | FGPH
2373.0 | Gas performance heater iso | 02-VBFW352 | FGPH | no data | CLOSED | OPEN | IP FEEDWATER TO PERFORMANCE HEATER ISO | BFW IP | no data | no data | no data |  | FGPH
2374.0 | Gas performance heater Level switch vessel 1 vent | 02-VBFW353 | FGPH | no data | OPEN | CLOSED | BEFORE PERFORMANCE HEATER LEAK DETECTION VENT | BFW IP | no data | no data | no data |  | FGPH
2375.0 | Gas performance heater Level switch vessel 1 | 02-VBFW354 | FGPH | no data | CLOSED | OPEN | 02-LSHH BFW431B BEFORE PERFORMANCE HEATER LEAK DETECTION | BFW IP | no data | no data | no data |  | FGPH
2376.0 | Gas performance heater Level switch vessel 1 | 02-VBFW355 | FGPH | no data | CLOSED | OPEN | 02-LSHH BFW431B BEFORE PERFORMANCE HEATER LEAK DETECTION | BFW IP | no data | no data | no data |  | FGPH
2377.0 | Gas performance heater Level switch vessel 1 | 02-VBFW356 | FGPH | no data | CLOSED | OPEN | 02-LSHH BFW431A BEFORE PERFORMANCE HEATER LEAK DETECTION | BFW IP | no data | no data | no data |  | FGPH
2378.0 | Gas performance heater Level switch vessel 1 | 02-VBFW357 | FGPH | no data | CLOSED | OPEN | 02-LSHH BFW431A BEFORE PERFORMANCE HEATER LEAK DETECTION | BFW IP | no data | no data | no data |  | FGPH
2379.0 | Gas performance heater FW out PIT | 02-VBFW359 | FGPH | no data | CLOSED | OPEN | 02-PIT BFW439 IP FEEDWATER AFTER PERFORMANCE HEATER | BFW IP | no data | no data | no data |  | FGPH
2380.0 | Gas performance heater drain before block valve | 02-VBFW360 | FGPH | no data | OPEN | CLOSED | AFTER PERFORMANCE HEATER DRAIN | BFW IP | no data | no data | no data |  | FGPH
2381.0 | Gas performance heater to receiver tank iso (2) valves | 02-VBFW361 | CRT | no data | CLOSED | OPEN | PERFORMANCE HEATER TO CONDENSATE ISO VALVE | BFW IP | no data | no data | no data |  | FGPH
2382.0 | HRH terminal drain after check valve (2) valves (3rd pipe rack) | 02-VBFW362 | Pipe Rack 2nd | no data | OPEN | CLOSED | IP FEEDWATER TO HRH FINAL ATTEMP SPRAY DRAIN | BFW IP | no data | no data | no data |  | Attemperator HRH
2383.0 | HRH terminal drain after check valve (2) valves (3rd pipe rack) | 02-VBFW363 | Pipe Rack 2nd | no data | OPEN | CLOSED | IP FEEDWATER TO HRH FINAL ATTEMP SPRAY DRAIN | BFW IP | no data | no data | no data |  | Attemperator HRH
2384.0 | Gas performance heater drain before CV | 02-VBFW364 | FGPH | no data | OPEN | CLOSED | PERFORMANCE HEATER TO HRSG DRAIN | BFW IP | no data | no data | no data |  | FGPH
2385.0 | BFP "B" HP FW recirc drain after strainer | 02-VBFW365 | CRT area | no data | OPEN | CLOSED | BFP B HP DISCHARGE MIN FLOW TO ACC AFTER STRAINER DRAIN | BFW | no data | no data | no data |  | CRT
2386.0 | Gas performance heater to receiver tank strainer drain | 02-VBFW366 | CRT | no data | OPEN | CLOSED | FROM PERFORMANCE HEATER TO ACC STRAINER DRAIN | BFW IP | no data | no data | no data |  | FGPH
2387.0 | Gas performance heater outlet iso | 02-VBFW367 | FGPH | no data | CLOSED | OPEN | PERFORMANCE HEATER TO CONDENSATE CHECK VALVE | BFW IP | no data | no data | no data |  | FGPH
2388.0 | PERFORMANCE HEATER TO CONDENSATE ISO VALVE | 02-VBFW368 | U2 PERFORMANCE HEATER AREA | no data | CLOSED | OPEN | no data | no data | no data | no data | no data | no data | no data
2389.0 | Gas performance heater Level switch vessel 2 vent | 02-VBFW369 | FGPH | no data | OPEN | CLOSED | AFTER PERFORMANCE HEATER LEAK DETECTION VENT | BFW IP | no data | no data | no data |  | FGPH
2390.0 | Gas performance heater Level switch vessel 2 | 02-VBFW370 | FGPH | no data | CLOSED | OPEN | 02-LSHH BFW441B AFTER PERFORMANCE HEATER LEAK DETECTION | BFW IP | no data | no data | no data |  | FGPH
2391.0 | Gas performance heater Level switch vessel 2 | 02-VBFW371 | FGPH | no data | CLOSED | OPEN | 02-LSHH BFW441B AFTER PERFORMANCE HEATER LEAK DETECTION | BFW IP | no data | no data | no data |  | FGPH
2392.0 | Gas performance heater Level switch vessel 2 | 02-VBFW372 | FGPH | no data | CLOSED | OPEN | 02-LSHH BFW441A AFTER PERFORMANCE HEATER LEAK DETECTION | BFW IP | no data | no data | no data |  | FGPH
2393.0 | Gas performance heater Level switch vessel 2 | 02-VBFW373 | FGPH | no data | CLOSED | OPEN | 02-LSHH BFW441A AFTER PERFORMANCE HEATER LEAK DETECTION | BFW IP | no data | no data | no data |  | FGPH
2394.0 | HP FEEDWATER TO HP STEAM FINAL ATTEMP SPRAY CHECK VALVE | 02-VBFW374 | U2 PIPE RACK 3RD LEVEL | no data | CLOSED | OPEN | no data | no data | no data | no data | no data | no data | no data
2395.0 | FW to HP terminal atemperator strainer #1 inlet | 02-VBFW375 | Pipe Rack 1st | no data | CLOSED | OPEN | HP FEEDWATER TO HP STEAM FINAL ATTEMP SPRAY STRAINER ISO | BFW HP | no data | no data | no data |  | Attemperator HP
2396.0 | FW to HP terminal atemperator strainer #2 inet | 02-VBFW376 | Pipe Rack 1st | no data | CLOSED | OPEN | HP FEEDWATER TO HP STEAM FINAL ATTEMP SPRAY STRAINER ISO | BFW HP | no data | no data | no data |  | Attemperator HP
2397.0 | FW to HP terminal atemperator strainer #2 drain | 02-VBFW377 | Pipe Rack 1st | no data | OPEN | CLOSED | HP FEEDWATER TO HP STEAM FINAL ATTEMP SPRAY STRAINER DRAIN | BFW HP | no data | no data | no data |  | Attemperator HP
2398.0 | IP FW to HP bypass FT iso | 02-VBFW378 | Pipe Rack 3rd | no data | CLOSED | OPEN | 02-FIT BFW714A/B IP FEEDWATER TO HP BYPASS TO CRH ATTEMP SPRAY | BFW IP | no data | no data | no data |  | Attemperator HP
2399.0 | Gas performance heater to receiver tank iso after CV | 02-VBFW379 | CRT | no data | CLOSED | OPEN | FROM PERFORMANCE HEATER TO ACC ISO VALVE | BFW IP | no data | no data | no data |  | FGPH
2400.0 | FW to HP terminal atemperator strainer #1 drain | 02-VBFW380 | Pipe Rack 1st | no data | OPEN | CLOSED | HP FEEDWATER TO HP STEAM FINAL ATTEMP SPRAY STRAINER DRAIN | BFW HP | no data | no data | no data |  | Attemperator HP
2401.0 | BFP "A" HP FW recirc drain after strainer | 02-VBFW381 | CRT area | no data | OPEN | CLOSED | BFP A HP DISCHARGE MIN FLOW TO ACC AFTER STRAINER DRAIN | BFW | no data | no data | no data |  | Strainer
2402.0 | PERFORMANCE HEATER TO CONDENSATE DRAIN | 02-VBFW382 | U2 CONDENSATE RECEIVER TANK AREA | no data | OPEN | CLOSED | no data | no data | no data | no data | no data | no data | no data
2403.0 | FW to HP terminal atemperator strainer #2 outlet | 02-VBFW383 | Pipe Rack 1st | no data | CLOSED | OPEN | HP FEEDWATER TO HP STEAM FINAL ATTEMP SPRAY STRAINER ISO | BFW HP | no data | no data | no data |  | Attemperator HP
2404.0 | 02-FIT BFW301A/B HP FEEDWATER TO CT COOLING AIR COOLER | 02-VBFW384 | U2 PIPERACK DECK 1ST LEVEL | no data | CLOSED | OPEN | no data | no data | no data | no data | no data | no data | no data
2405.0 | 02-FIT BFW301A/B HP FEEDWATER TO CT COOLING AIR COOLER | 02-VBFW386 | U2 PIPERACK DECK 1ST LEVEL | no data | CLOSED | OPEN | no data | no data | no data | no data | no data | no data | no data
2406.0 | IP FW to HP bypass drain before CV | 02-VBFW387 | Pipe Rack 3rd | no data | OPEN | CLOSED | IP FEEDWATER TO CRH FINAL ATTEMP SPRAY DRAIN | BFW IP | no data | no data | no data |  | Attemperator HP
2407.0 | IP FW strainer #2 inlet iso | 02-VBFW388 | Pipe Rack 1st | no data | CLOSED | OPEN | IP FEEDWATER HEADER TO ATTEMP SPRAY STRAINER ISO VAVLE | BFW IP | no data | no data | no data |  | Attemperator/Strainer
2408.0 | HRH terminal drain after block valve (2) valves | 02-VBFW389 | Pipe Rack 2nd | no data | OPEN | CLOSED | IP FEEDWATER TO HRH FINAL ATTEMP SPRAY DRAIN | BFW IP | no data | no data | no data |  | Attemperator HRH
2409.0 | IP FW strainer #2 drain | 02-VBFW390 | Pipe Rack 1st | no data | OPEN | CLOSED | IP FEEDWATER HEADER TO ATTEMP SPRAY STRAINER DRAIN VALVE | BFW IP | no data | no data | no data |  | TCA
2410.0 | IP FW strainer #2 outlet iso | 02-VBFW391 | Pipe Rack 1st | no data | CLOSED | OPEN | IP FEEDWATER HEADER TO ATTEMP SPRAY STRAINER ISO VAVLE | BFW IP | no data | no data | no data |  | Attemperator/Strainer
2411.0 | IP FEEDWATER TO HRH FINAL ATTEMP SPRAY CHECK VALVE | 02-VBFW392 | U2 PIPE RACK 3RD LEVEL | no data | CLOSED | OPEN | no data | no data | no data | no data | no data | no data | no data
2412.0 | Gas performance heater to receiver tank drain | 02-VBFW402 | CRT | no data | OPEN | CLOSED | PERFORMANCE HEATER TO CONDENSATE DRAIN | BFW IP | no data | no data | no data |  | FGPH
2413.0 | Gas performance heater to receiver tank drain | 02-VBFW403 | CRT | no data | OPEN | CLOSED | PERFORMANCE HEATER TO CONDENSATE DRAIN | BFW IP | no data | no data | no data |  | FGPH
2414.0 | BFP "A" HP discharge PIT iso | 02-VBFW404 | Pipe Rack 1st | no data | CLOSED | OPEN | BFP A HP DISCHARGE HEADER | BFW | no data | no data | no data |  | BFP A
2415.0 | BFP "A" HP discharge PIT iso | 02-VBFW405 | Pipe Rack 1st | no data | CLOSED | OPEN | BFP A HP DISCHARGE HEADER | BFW | no data | no data | no data |  | BFP A
2416.0 | BFP "A" IP discharge PIT iso | 02-VBFW406 | Pipe Rack 1st | no data | CLOSED | OPEN | BFP A IP DISCHARGE HEADER | BFW | no data | no data | no data |  | BFP A
2417.0 | BFP "A" IP discharge PIT iso | 02-VBFW407 | Pipe Rack 1st | no data | CLOSED | OPEN | BFP A IP DISCHARGE HEADER | BFW | no data | no data | no data |  | BFP A
2418.0 | IP FEEDWATER HEADER COLD FILL FROM CONDENSATE CHECK VALVE | 02-VBFW408 | U2 PIPERACK DECK 1ST LEVEL | no data | CLOSED | OPEN | no data | no data | no data | no data | no data | no data | no data
2419.0 | IP FEEDWATER HEADER COLD FILL FROM CONDENSATE STOP CHECK | 02-VBFW409 | U2 PIPERACK DECK 1ST LEVEL | no data | CLOSED | OPEN | no data | no data | no data | no data | no data | no data | no data
2420.0 | IP FEEDWATER HEADER COLD FILL FROM CONDENSATE ISO VALVE | 02-VBFW410 | U2 PIPERACK DECK 1ST LEVEL | no data | CLOSED | OPEN | no data | no data | no data | no data | no data | no data | no data
2421.0 | BFP "A" HP FW strainer vent | 02-VBFW411 | CRT area | no data | OPEN | CLOSED | BFP A HP DISCHARGE MIN FLOW TO ACC STRAINER VENT | BFW | no data | no data | no data |  | Strainer
2422.0 | BFP "A" HP FW strainer vent | 02-VBFW412 | CRT area | no data | OPEN | CLOSED | BFP A HP DISCHARGE MIN FLOW TO ACC STRAINER VENT | BFW | no data | no data | no data |  | Strainer
2423.0 | BFP "A" HP FW recirc drain after strainer | 02-VBFW415 | CRT area | no data | OPEN | CLOSED | BFP A HP DISCHARGE MIN FLOW TO ACC AFTER STRAINER DRAIN | BFW | no data | no data | no data |  | Strainer
2424.0 | IP FW header Vent | 02-VBFW416 | Pipe Rack 1st | no data | OPEN | CLOSED | IP FEEDWATER HEADER VENT VALVE | BFW IP | no data | no data | no data |  | HRSG/ IP Drum
2425.0 | IP FW header Vent | 02-VBFW417 | Pipe Rack 1st | no data | OPEN | CLOSED | IP FEEDWATER HEADER VENT VALVE | BFW IP | no data | no data | no data |  | HRSG/ IP Drum
2426.0 | HP BFW header drain (2) valves | 02-VBFW422 | Pipe Rack 1st | no data | OPEN | CLOSED | HP FEEDWATER HEADER DRAIN | BFW HP | no data | no data | no data |  | HRSG/HP Drum
2427.0 | HP BFW header drain (2) valves | 02-VBFW423 | Pipe Rack 1st | no data | OPEN | CLOSED | HP FEEDWATER HEADER DRAIN | BFW HP | no data | no data | no data |  | HRSG/HP Drum
2428.0 | IP FW header PIT | 02-VBFW424 | Pipe Rack 1st | no data | CLOSED | OPEN | 02-PIT BFW233 IP FEEDWATER HEADER | BFW IP | no data | no data | no data |  | Attemperator/Strainer
2429.0 | HP FEEDWATER HEADER TO TCA COOLER VENT | 02-VBFW425 |  | no data | OPEN | CLOSED | no data | no data | no data | no data | no data | no data | no data
2430.0 | HP FEEDWATER HEADER TO TCA COOLER VENT | 02-VBFW426 |  | no data | OPEN | CLOSED | no data | no data | no data | no data | no data | no data | no data
2431.0 | BFP "B" HP FW strainer vent | 02-VBFW427 | CRT area | no data | OPEN | CLOSED | BFP B HP DISCHARGE MIN FLOW TO ACC STRAINER VENT | BFW | no data | no data | no data |  | Strainer
2432.0 | BFP "B" HP FW strainer vent | 02-VBFW428 | CRT area | no data | OPEN | CLOSED | BFP B HP DISCHARGE MIN FLOW TO ACC STRAINER VENT | BFW | no data | no data | no data |  | Strainer
2433.0 | BFW SUCTION LP DRUM SUPPLY CHECK | 02-VBFW429 | U2 PIPERACK DECK 1ST LEVEL | no data | CLOSED | OPEN | no data | no data | no data | no data | no data | no data | no data
2434.0 | BFP "A" IP FW discharge vent (2) valve | 02-VBFW430 | Pipe Rack 1st | no data | OPEN | CLOSED | BFP A IP DISCHARGE HEADER VENT | BFW | no data | no data | no data |  | BFP A
2435.0 | Flow transmitter (4) valves | 02-VBFW431 | Pipe Rack 3rd | no data | CLOSED | OPEN | 02-FIT BFW741 IP FEEDWATER TO CRH ATTEMP SPRAY | BFW IP | no data | no data | no data |  | Attempeator Aux
2436.0 | Flow transmitter (4) valves | 02-VBFW432 | Pipe Rack 3rd | no data | CLOSED | OPEN | 02-FIT BFW741 IP FEEDWATER TO CRH ATTEMP SPRAY | BFW IP | no data | no data | no data |  | Attempeator Aux
6218.0 | Flow transmitter (4) valves | 02-VBFW432 | Pipe Rack 3rd | no data | CLOSED | OPEN | U2 IP FW Valve 02-VBFW432 | BFW IP | no data | no data | no data |  | Attempeator Aux
2437.0 | CRH to AUX steam LOW flow attemperator ISO before CV | 02-VBFW433 | Pipe Rack 3rd | no data | CLOSED | OPEN | IP FEEDWATER TO CRH ATTEMP SPRAY ISO VALVE | BFW IP | no data | no data | no data |  | Attempeator Aux
2438.0 | CRH to AUX steam LOW flow attemperator ISO before CV | 02-VBFW434 | Pipe Rack 3rd | no data | CLOSED | OPEN | IP FEEDWATER TO CRH ATTEMP SPRAY ISO VALVE | BFW IP | no data | no data | no data |  | Attempeator Aux
2439.0 | 02-FIT BFW301A/B HP FEEDWATER TO CT COOLING AIR COOLER | 02-VBFW435 | U2 PIPERACK DECK 1ST LEVEL | no data | CLOSED | OPEN | no data | no data | no data | no data | no data | no data | no data
2440.0 | Drain before CV (2) valves | 02-VBFW436 | Pipe Rack 3rd | no data | OPEN | CLOSED | IP FEEDWATER TO CRH ATTEMP SPRAY DRAIN | BFW IP | no data | no data | no data |  | Attempeator Aux
2441.0 | Drain before CV (2) valves | 02-VBFW437 | Pipe Rack 3rd | no data | OPEN | CLOSED | IP FEEDWATER TO CRH ATTEMP SPRAY DRAIN | BFW IP | no data | no data | no data |  | Attempeator Aux
2442.0 | IP FW header PIT | 02-VBFW438 | Pipe Rack 1st | no data | CLOSED | OPEN | 02-PIT BFW233 IP FEEDWATER HEADER | BFW IP | no data | no data | no data |  | Attemperator/Strainer
2443.0 | 02-PDI BFW471 FROM PERFORMANCE HEATER TO ACC STRAINER | 02-VBFW439 | U2 NORTH OF CONDENSATE PUMPS | no data | CLOSED | OPEN | no data | no data | no data | no data | no data | no data | no data
2444.0 | Gas performance heater to receiver tank strainer vent | 02-VBFW440 | CRT | no data | OPEN | CLOSED | FROM PERFORMANCE HEATER TO ACC STRAINER VENT | BFW IP | no data | no data | no data |  | FGPH
2445.0 | Gas performance heater to receiver tank strainer vent | 02-VBFW441 | CRT | no data | OPEN | CLOSED | FROM PERFORMANCE HEATER TO ACC STRAINER VENT | BFW IP | no data | no data | no data |  | FGPH
2446.0 | 02-PDI BFW471 FROM PERFORMANCE HEATER TO ACC STRAINER | 02-VBFW442 | U2 NORTH OF CONDENSATE PUMPS | no data | CLOSED | OPEN | no data | no data | no data | no data | no data | no data | no data
2447.0 | 02-PDI BFW471 FROM PERFORMANCE HEATER TO ACC STRAINER | 02-VBFW443 | U2 NORTH OF CONDENSATE PUMPS | no data | CLOSED | OPEN | no data | no data | no data | no data | no data | no data | no data
2448.0 | 02-PDI BFW435 IP FEEDWATER PERFORMANCE HEATER | 02-VBFW444 | U2 PERFORMANCE HEATER AREA | no data | CLOSED | OPEN | no data | no data | no data | no data | no data | no data | no data
2449.0 | 02-PDI BFW435 IP FEEDWATER PERFORMANCE HEATER | 02-VBFW445 | U2 PERFORMANCE HEATER AREA | no data | CLOSED | OPEN | no data | no data | no data | no data | no data | no data | no data
2450.0 | Drain between attemperator isolation valves | 02-VBFW447 | Pipe Rack 3rd | no data | OPEN | CLOSED | IP FEEDWATER TO CRH ATTEMP SPRAY DRAIN | BFW IP | no data | no data | no data |  | Attempeator Aux
2451.0 | Drain between attemperator isolation valves | 02-VBFW448 | Pipe Rack 3rd | no data | OPEN | CLOSED | IP FEEDWATER TO CRH ATTEMP SPRAY DRAIN | BFW IP | no data | no data | no data |  | Attempeator Aux
2452.0 | Gas performance heater to receiver tank after strainer drain | 02-VBFW449 | CRT | no data | OPEN | CLOSED | FROM PERFORMANCE HEATER TO ACC AFTER STRAINER DRAIN | BFW IP | no data | no data | no data |  | FGPH
2453.0 | Gas performance heater to receiver tank after strainer drain | 02-VBFW450 | CRT | no data | OPEN | CLOSED | FROM PERFORMANCE HEATER TO ACC AFTER STRAINER DRAIN | BFW IP | no data | no data | no data |  | FGPH
2454.0 | Drain after check (2) valves | 02-VBFW451 | Pipe Rack 3rd | no data | OPEN | CLOSED | IP FEEDWATER TO CRH ATTEMP SPRAY DRAIN | BFW IP | no data | no data | no data |  | Attempeator Aux
2455.0 | Drain after check (2) valves | 02-VBFW452 | Pipe Rack 3rd | no data | OPEN | CLOSED | IP FEEDWATER TO CRH ATTEMP SPRAY DRAIN | BFW IP | no data | no data | no data |  | Attempeator Aux
2456.0 | Drain after check (2) valves | 02-VBFW453 | Pipe Rack 3rd | no data | OPEN | CLOSED | IP FEEDWATER TO CRH ATTEMP SPRAY DRAIN | BFW IP | no data | no data | no data |  | Attempeator Aux
2457.0 | Drain after check (2) valves | 02-VBFW454 | Pipe Rack 3rd | no data | OPEN | CLOSED | IP FEEDWATER TO CRH ATTEMP SPRAY DRAIN | BFW IP | no data | no data | no data |  | Attempeator Aux
2458.0 | Gas performance heater to receiver tank after strainer vent | 02-VBFW459 | CRT | no data | OPEN | CLOSED | FROM PERFORMANCE HEATER TO ACC AFTER STRAINER VENT | BFW IP | no data | no data | no data |  | FGPH
2459.0 | Gas performance heater to receiver tank after strainer vent | 02-VBFW460 | CRT | no data | OPEN | CLOSED | FROM PERFORMANCE HEATER TO ACC AFTER STRAINER VENT | BFW IP | no data | no data | no data |  | FGPH
2460.0 | Drain berore startap heater | 02-VBFW461 | Pipe Rack 1st | no data | OPEN | CLOSED | IP FEEDWATER TO FG STARTUP HEATER DRAIN | BFW IP | no data | no data | no data |  | FGPH
2461.0 | Drain berore startap heater | 02-VBFW462 | Pipe Rack 1st | no data | OPEN | CLOSED | IP FEEDWATER TO FG STARTUP HEATER DRAIN | BFW IP | no data | no data | no data |  | FGPH
2462.0 | FW to HP terminal atemperator strainer #2 drain | 02-VBFW503 | Pipe Rack 1st | no data | OPEN | CLOSED | HP FEEDWATER TO HP STEAM FINAL ATTEMP SPRAY STRAINER DRAIN | BFW HP | no data | no data | no data |  | Attemperator HP
2463.0 | FW to HP terminal atemperator iso after CV | 02-VBFW505 | Pipe Rack 1st | no data | CLOSED | OPEN | HP FEEDWATER TO HP STEAM FINAL ATTEMP SPRAY ISO VALVE | BFW HP | no data | no data | no data |  | Attemperator HP
2464.0 | BFP "A" IP FW discharge vent (2) valve | 02-VBFW506 | Pipe Rack 1st | no data | OPEN | CLOSED | BFP A IP DISCHARGE HEADER VENT | BFW | no data | no data | no data |  | BFP A
2465.0 | FW to HP terminal atemperator strainer #1 drain | 02-VBFW509 | Pipe Rack 1st | no data | OPEN | CLOSED | HP FEEDWATER TO HP STEAM FINAL ATTEMP SPRAY STRAINER DRAIN | BFW HP | no data | no data | no data |  | Attemperator HP
2466.0 | IP FW to HP bypass iso | 02-VBFW513 | Pipe Rack 3rd | no data | CLOSED | OPEN | IP FEEDWATER TO CRH FINAL ATTEMP SPRAY ISO VALVE | BFW IP | no data | no data | no data |  | Attemperator HP
6025.0 | IP FW to HP bypass iso | 02-VBFW513 | Pipe Rack 3rd | no data | CLOSED | OPEN | IP FEEDWATER TO HP BYPASS SPRAY ISO VALVE | BFW IP | no data | no data | no data |  | Attemperator HP
2467.0 | IP FW to HP bypass FT iso | 02-VBFW519 | Pipe Rack 3rd | no data | CLOSED | OPEN | 02-FIT BFW714A/B IP FEEDWATER TO HP BYPASS TO CRH ATTEMP SPRAY | BFW IP | no data | no data | no data |  | Attemperator HP
2468.0 | FW to HP terminal atemperator strainer #1 inlet | 02-VBFW521 | Pipe Rack 1st | no data | CLOSED | OPEN | HP FEEDWATER TO HP STEAM FINAL ATTEMP SPRAY STRAINER ISO | BFW HP | no data | no data | no data |  | Attemperator HP
2469.0 | FW to HP terminal atemperator strainer #1 outlet | 02-VBFW523 | Pipe Rack 1st | no data | CLOSED | OPEN | HP FEEDWATER TO HP STEAM FINAL ATTEMP SPRAY STRAINER ISO | BFW HP | no data | no data | no data |  | Attemperator HP
2470.0 | FW to HP terminal atemperator strainer #2 outlet | 02-VBFW525 | Pipe Rack 1st | no data | CLOSED | OPEN | HP FEEDWATER TO HP STEAM FINAL ATTEMP SPRAY STRAINER ISO | BFW HP | no data | no data | no data |  | Attemperator HP
2471.0 | FW to HP terminal atemperator drain | 02-VBFW529 | Pipe Rack 1st | no data | OPEN | CLOSED | HP FEEDWATER TO HP STEAM FINAL ATTEMP SPRAY DRAIN | BFW HP | no data | no data | no data |  | Attemperator HP
2472.0 | FW to HP terminal atemperator iso after CV | 02-VBFW531 | Pipe Rack 1st | no data | CLOSED | OPEN | HP FEEDWATER TO HP STEAM FINAL ATTEMP SPRAY ISO VALVE | BFW HP | no data | no data | no data |  | Attemperator HP
2473.0 | From TCA to Cond. Receiver Tank strainer vent | 02-VBFW532 | CRT | no data | OPEN | CLOSED | HP BFW FROM CT COOLING AIR TO ACC STRAINER VENT | BFW HP | no data | no data | no data |  | TCA
2474.0 | IP FEEDWATER TO CRH FINAL ATTEMP SPRAY CHECK VALVE | 02-VBFW539 | U2 PIPE RACK 3RD LEVEL | no data | CLOSED | OPEN | no data | no data | no data | no data | no data | no data | no data
2475.0 | FW to HP terminal atemperator drain after block valve | 02-VBFW545 | Pipe Rack 1st | no data | OPEN | CLOSED | HP FEEDWATER TO HP STEAM FINAL ATTEMP SPRAY DRAIN | BFW HP | no data | no data | no data |  | Attemperator HP
2476.0 | FW to HP terminal atemperator drain after block valve | 02-VBFW547 | Pipe Rack 1st | no data | OPEN | CLOSED | HP FEEDWATER TO HP STEAM FINAL ATTEMP SPRAY DRAIN | BFW HP | no data | no data | no data |  | Attemperator HP
2477.0 | FW to HP terminal atemperator strainer #2 inet | 02-VBFW549 | Pipe Rack 1st | no data | CLOSED | OPEN | HP FEEDWATER TO HP STEAM FINAL ATTEMP SPRAY STRAINER ISO | BFW HP | no data | no data | no data |  | Attemperator HP
2478.0 | IP FW to HP bypass drain | 02-VBFW551 | Pipe Rack 3rd | no data | OPEN | CLOSED | IP FEEDWATER TO CRH FINAL ATTEMP SPRAY DRAIN | BFW IP | no data | no data | no data |  | Attemperator HP
2479.0 | FW to HP terminal atemperator drain | 02-VBFW553 | Pipe Rack 1st | no data | OPEN | CLOSED | HP FEEDWATER TO HP STEAM FINAL ATTEMP SPRAY DRAIN | BFW HP | no data | no data | no data |  | Attemperator HP
2480.0 | FW to HP terminal atemperator strainer #1 outlet | 02-VBFW555 | Pipe Rack 1st | no data | CLOSED | OPEN | HP FEEDWATER TO HP STEAM FINAL ATTEMP SPRAY STRAINER ISO | BFW HP | no data | no data | no data |  | Attemperator HP
2481.0 | IP FW to HP bypass drain | 02-VBFW557 | Pipe Rack 3rd | no data | OPEN | CLOSED | IP FEEDWATER TO CRH FINAL ATTEMP SPRAY DRAIN | BFW IP | no data | no data | no data |  | Attemperator HP
2482.0 | FW to HP terminal atemperator vent after flow meters | 02-VBFW563 | Pipe Rack 1st | no data | OPEN | CLOSED | HP FEEDWATER TO HP STEAM FINAL ATTEMP SPRAY VENT | BFW HP | no data | no data | no data |  | Attemperator HP
2483.0 | FW to HP terminal atemperator vent after flow meters | 02-VBFW565 | Pipe Rack 1st | no data | OPEN | CLOSED | HP FEEDWATER TO HP STEAM FINAL ATTEMP SPRAY VENT | BFW HP | no data | no data | no data |  | Attemperator HP
2484.0 | IP FW to HP bypass vent | 02-VBFW567 | Pipe Rack 3rd | no data | OPEN | CLOSED | IP FEEDWATER TO CRH FINAL ATTEMP SPRAY VENT | BFW IP | no data | no data | no data |  | Attemperator HP
2485.0 | IP FW to HP bypass vent | 02-VBFW569 | Pipe Rack 3rd | no data | OPEN | CLOSED | IP FEEDWATER TO CRH FINAL ATTEMP SPRAY VENT | BFW IP | no data | no data | no data |  | Attemperator HP
2486.0 | CRH to AUX steam HIGH flow attemperator ISO before CV | 02-VBFW570 | Pipe Rack 3rd | no data | CLOSED | OPEN | IP FEEDWATER TO CRH ATTEMP SPRAY ISO VALVE | BFW IP | no data | no data | no data |  | Attempeator Aux
2487.0 | CRH to AUX steam HIGH flow attemperator ISO before CV | 02-VBFW571 | Pipe Rack 3rd | no data | CLOSED | OPEN | IP FEEDWATER TO CRH ATTEMP SPRAY ISO VALVE | BFW IP | no data | no data | no data |  | Attempeator Aux
2488.0 | Drain between attemperator isolation valves | 02-VBFW572 | Pipe Rack 3rd | no data | OPEN | CLOSED | IP FEEDWATER TO CRH ATTEMP SPRAY DRAIN | BFW IP | no data | no data | no data |  | Attempeator Aux
2489.0 | Drain between attemperator isolation valves | 02-VBFW573 | Pipe Rack 3rd | no data | OPEN | CLOSED | IP FEEDWATER TO CRH ATTEMP SPRAY DRAIN | BFW IP | no data | no data | no data |  | Attempeator Aux
2490.0 | HRH terminal attemperator before CV iso | 02-VBFW574 | Pipe Rack 2nd | no data | CLOSED | OPEN | IP FEEDWATER TO HRH ATTEMP SPRAY ISO VALVE | BFW IP | no data | no data | no data |  | Attemperator HRH
2491.0 | HRH terminal attemperator before CV iso | 02-VBFW575 | Pipe Rack 2nd | no data | CLOSED | OPEN | IP FEEDWATER TO HRH ATTEMP SPRAY VALVE | BFW IP | no data | no data | no data |  | Attemperator HRH
2492.0 | HRH terminal attemperator drain | 02-VBFW576 | Pipe Rack 2nd | no data | OPEN | CLOSED | IP FEEDWATER TO HRH ATTEMP SPRAY DRAIN VALVE | BFW IP | no data | no data | no data |  | Attemperator HRH
2493.0 | HRH terminal attemperator drain | 02-VBFW577 | Pipe Rack 2nd | no data | OPEN | CLOSED | IP FEEDWATER TO HRH ATTEMP SPRAY DRAIN VALVE | BFW IP | no data | no data | no data |  | Attemperator HRH
2494.0 | Vent after startap heater | 02-VBFW578 | FGPH | no data | OPEN | CLOSED | IP FEEWATER AFTER STARTUP HEATER VENT VALVE | BFW IP | no data | no data | no data |  | FGPH
2495.0 | Vent after startap heater | 02-VBFW579 | FGPH | no data | OPEN | CLOSED | IP FEEWATER AFTER STARTUP HEATER VENT VALVE | BFW IP | no data | no data | no data |  | FGPH
2496.0 | Gas performance heater to receiver tank vent | 02-VBFW600 | CRT | no data | OPEN | CLOSED | PERFORMANCE HEATER TO CONDENSATE VENT | BFW IP | no data | no data | no data |  | FGPH
2497.0 | Gas performance heater to receiver tank vent | 02-VBFW601 | CRT | no data | OPEN | CLOSED | PERFORMANCE HEATER TO CONDENSATE VENT | BFW IP | no data | no data | no data |  | FGPH
2498.0 | Drain after Gas performance heater | 02-VBFW602 | FGPH | no data | OPEN | CLOSED | IP FEEDWATER AFTER PERFORMANCE HEATER DRAIN | BFW IP | no data | no data | no data |  | FGPH
2499.0 | Drain after Gas performance heater | 02-VBFW603 | FGPH | no data | OPEN | CLOSED | IP FEEDWATER AFTER PERFORMANCE HEATER DRAIN | BFW IP | no data | no data | no data |  | FGPH
2500.0 | BFP "A" HP FW discharge vent (2) valves | 02-VBFW604 | Pipe Rack 1st | no data | OPEN | CLOSED | BFP A DISCHARGE HEADER VENT | BFW | no data | no data | no data |  | BFP A
2501.0 | BFP "A" HP FW discharge vent (2) valves | 02-VBFW605 | Pipe Rack 1st | no data | OPEN | CLOSED | BFP A DISCHARGE HEADER VENT | BFW | no data | no data | no data |  | BFP A
2502.0 | BFP "B" HP FW discharge vent (2) valves | 02-VBFW606 | Pipe Rack 1st | no data | OPEN | CLOSED | BFP B HP DISCHARGE HEADER VENT | BFW HP | no data | no data | no data |  | BFP B
2503.0 | BFP "B" HP FW discharge vent (2) valves | 02-VBFW607 | Pipe Rack 1st | no data | OPEN | CLOSED | BFP B HP DISCHARGE HEADER VENT | BFW HP | no data | no data | no data |  | BFP B
2504.0 | HP BFW header to HRSG vent | 02-VBFW608 | Pipe Rack 1st | no data | OPEN | CLOSED | BFP A HP DISCHARGE HEADER VENT | BFW HP | no data | no data | no data |  | HRSG/HP Drum
2505.0 | HP BFW header to HRSG vent | 02-VBFW609 | Pipe Rack 1st | no data | OPEN | CLOSED | BFP A HP DISCHARGE HEADER VENT | BFW HP | no data | no data | no data |  | HRSG/HP Drum
2506.0 | From TCA to Cond. Receiver Tank drain | 02-VBFW610 | CRT | no data | OPEN | CLOSED | HP FEEDWATER FROM CT COOLING AIR TO ACC DRAIN | BFW HP | no data | no data | no data |  | TCA
2507.0 | From TCA to Cond. Receiver Tank drain | 02-VBFW611 | CRT | no data | OPEN | CLOSED | HP FEEDWATER FROM CT COOLING AIR TO ACC DRAIN | BFW HP | no data | no data | no data |  | TCA
2508.0 | VENT VALVE | 02-VBFW612 | U2 PIPE RACK 3RD LEVEL NORTH END | no data | OPEN | CLOSED | no data | no data | no data | no data | no data | no data | no data
2509.0 | VENT VALVE | 02-VBFW613 | U2 PIPE RACK 3RD LEVEL NORTH END | no data | OPEN | CLOSED | no data | no data | no data | no data | no data | no data | no data
2510.0 | From TCA to Cond. Receiver Tank vent (smr bldng) | 02-VBFW614 | CRT | no data | OPEN | CLOSED | HP FEEDWATER FROM CT COOLING AIR TO ACC VENT | BFW HP | no data | no data | no data |  | TCA
2511.0 | From TCA to Cond. Receiver Tank vent (smr bldng) | 02-VBFW615 | CRT | no data | OPEN | CLOSED | HP FEEDWATER FROM CT COOLING AIR TO ACC VENT | BFW HP | no data | no data | no data |  | TCA
2512.0 | Gas performance heater drain | 02-VBFW616 | FGPH | no data | OPEN | CLOSED | WATER SIDE PERFORMANCE HEATER DRAIN | BFW IP | no data | no data | no data |  | FGPH
2513.0 | Gas performance heater drain | 02-VBFW617 | FGPH | no data | OPEN | CLOSED | WATER SIDE PERFORMANCE HEATER DRAIN | BFW IP | no data | no data | no data |  | FGPH
2514.0 | HRH terminal attemperator vent after check (3rd pipe rack) | 02-VBFW618 | Pipe Rack 2nd | no data | OPEN | CLOSED | VENT VALVE | BFW IP | no data | no data | no data |  | Attemperator HRH
2515.0 | HRH terminal attemperator vent after check (3rd pipe rack) | 02-VBFW619 | Pipe Rack 2nd | no data | OPEN | CLOSED | VENT VALVE | BFW IP | no data | no data | no data |  | Attemperator HRH
2516.0 | Vent after CV (2) valves | 02-VBFW622 | Pipe Rack 3rd | no data | OPEN | CLOSED | IP FEEDWATER TO CRH ATTEMP SPRAY VENT | BFW IP | no data | no data | no data |  | Attempeator Aux
2517.0 | Vent after CV (2) valves | 02-VBFW623 | Pipe Rack 3rd | no data | OPEN | CLOSED | IP FEEDWATER TO CRH ATTEMP SPRAY VENT | BFW IP | no data | no data | no data |  | Attempeator Aux
2518.0 | Vent after CV (2) valves | 02-VBFW624 | Pipe Rack 3rd | no data | OPEN | CLOSED | IP FEEDWATER TO CRH ATTEMP SPRAY VENT | BFW IP | no data | no data | no data |  | Attempeator Aux
2519.0 | Vent after CV (2) valves | 02-VBFW625 | Pipe Rack 3rd | no data | OPEN | CLOSED | IP FEEDWATER TO CRH ATTEMP SPRAY VENT | BFW IP | no data | no data | no data |  | Attempeator Aux
2520.0 | Drain after CV (2) valves | 02-VBFW626 | Pipe Rack 3rd | no data | OPEN | CLOSED | IP FEEDWATER TO CRH ATTEMP SPRAY DRAIN | BFW IP | no data | no data | no data |  | Attempeator Aux
2521.0 | Drain after CV (2) valves | 02-VBFW627 | Pipe Rack 3rd | no data | OPEN | CLOSED | IP FEEDWATER TO CRH ATTEMP SPRAY DRAIN | BFW IP | no data | no data | no data |  | Attempeator Aux
2522.0 | Drain after CV (2) valves | 02-VBFW628 | Pipe Rack 3rd | no data | OPEN | CLOSED | IP FEEDWATER TO CRH ATTEMP SPRAY DRAIN | BFW IP | no data | no data | no data |  | Attempeator Aux
2523.0 | Drain after CV (2) valves | 02-VBFW629 | Pipe Rack 3rd | no data | OPEN | CLOSED | IP FEEDWATER TO CRH ATTEMP SPRAY DRAIN | BFW IP | no data | no data | no data |  | Attempeator Aux
2524.0 | INSTRUMENT ISOLATION | 02-VBFW630 | U2 PERFORMACE HEATER AREA | no data | CLOSED | OPEN | no data | no data | no data | no data | no data | no data | no data
2525.0 | INSTRUMENT ISOLATION | 02-VBFW631 | U2 PERFORMACE HEATER AREA | no data | CLOSED | OPEN | no data | no data | no data | no data | no data | no data | no data
2526.0 | PDI across TCA | 02-VBFW700 | Pipe Rack 1st | no data | CLOSED | OPEN | 02-PDI BFW327 HP FEEDWATER TO COOLING AIR COOLER | BFW HP | no data | no data | no data |  | TCA
2527.0 | PDI across TCA | 02-VBFW701 | Pipe Rack 1st | no data | CLOSED | OPEN | 02-PDI BFW327 HP FEEDWATER TO COOLING AIR COOLER | BFW HP | no data | no data | no data |  | TCA
2528.0 | From TCA to Cond. Receiver Tank iso (2) vlvs | 02-VBFW922 | CRT | no data | CLOSED | OPEN | HP FEEDWATER FROM CT COOLING AIR TO ACC ISO VALVE | BFW HP | no data | no data | no data |  | TCA
2529.0 | From TCA to Cond. Receiver Tank strainer vent | 02-VBFW923 | CRT | no data | OPEN | CLOSED | HP BFW FROM CT COOLING AIR TO ACC STRAINER VENT | BFW HP | no data | no data | no data |  | TCA
2530.0 | 02-PDI BFW351 HP BFW FROM CT COOLING AIR TO ACC STRAINER | 02-VBFW924 | U2 NORTH OF CONDENSATE PUMPS | no data | CLOSED | OPEN | no data | no data | no data | no data | no data | no data | no data
2531.0 | 02-PDI BFW351 HP BFW FROM CT COOLING AIR TO ACC STRAINER | 02-VBFW925 | U2 NORTH OF CONDENSATE PUMPS | no data | CLOSED | OPEN | no data | no data | no data | no data | no data | no data | no data
2532.0 | 02-PDI BFW351 HP BFW FROM CT COOLING AIR TO ACC STRAINER | 02-VBFW926 | U2 NORTH OF CONDENSATE PUMPS | no data | CLOSED | OPEN | no data | no data | no data | no data | no data | no data | no data
2533.0 | 02-PDI BFW351 HP BFW FROM CT COOLING AIR TO ACC STRAINER | 02-VBFW927 | U2 NORTH OF CONDENSATE PUMPS | no data | CLOSED | OPEN | no data | no data | no data | no data | no data | no data | no data
2534.0 | PDI across TCA | 02-VBFW928 | Pipe Rack 1st | no data | CLOSED | OPEN | 02-PDI BFW327 HP FEEDWATER TO COOLING AIR COOLER | BFW HP | no data | no data | no data |  | TCA
2535.0 | PDI across TCA | 02-VBFW929 | Pipe Rack 1st | no data | CLOSED | OPEN | 02-PDI BFW327 HP FEEDWATER TO COOLING AIR COOLER | BFW HP | no data | no data | no data |  | TCA
2536.0 | 02-PDI BFW401 IP FEEDWATER TO FG STARTUP HEATER | 02-VBFW933 | U2 PIPE RACK 1ST LEVEL MIDDLE | no data | CLOSED | OPEN | no data | no data | no data | no data | no data | no data | no data
2537.0 | 02-PDI BFW401 IP FEEDWATER TO FG STARTUP HEATER | 02-VBFW934 | U2 PIPE RACK 1ST LEVEL MIDDLE | no data | CLOSED | OPEN | no data | no data | no data | no data | no data | no data | no data
2538.0 | 02-PDI BFW401 IP FEEDWATER TO FG STARTUP HEATER | 02-VBFW935 | U2 PIPE RACK 1ST LEVEL MIDDLE | no data | CLOSED | OPEN | no data | no data | no data | no data | no data | no data | no data
2539.0 | 02-PDI BFW401 IP FEEDWATER TO FG STARTUP HEATER | 02-VBFW936 | U2 PIPE RACK 1ST LEVEL MIDDLE | no data | CLOSED | OPEN | no data | no data | no data | no data | no data | no data | no data
6690.0 | Inst Air to DB purge credit valves | 02-V-BUR890 | U2 DB skid | no data | CLOSED | OPEN | no data | no data | no data | no data | no data | no data | no data
2540.0 | UNIT 2 ENCLOSURE CONTAINMENT DRAIN ISOLATION VALVE | 02-VCCF104 | U2 CHEM SHACK AREA EAST SIDE | no data | CLOSED | CLOSED | no data | no data | no data | no data | no data | no data | no data
2541.0 | UNIT 2 CONDENSATE AMMONIA FEED ISOLATION VALVE | 02-VCCF105 | U2 PIPE RACK 1ST LEVEL MIDDLE | no data | CLOSED | OPEN | no data | no data | no data | no data | no data | no data | no data
2542.0 | ACHE OUTLET PI 219 ISOLATION | 02-VCCW100 | U2 ACHE AREA EAST SIDE | no data | CLOSED | OPEN | no data | no data | no data | no data | no data | no data | no data
2543.0 | ACHE OUTLET PI 229 ISOLATION | 02-VCCW101 | U2 ACHE AREA EAST SIDE | no data | CLOSED | OPEN | no data | no data | no data | no data | no data | no data | no data
2544.0 | HEAD TANK TO PUMP SUCTION ISOLATION | 02-VCCW102 | U2 DUCT BURNER SKID AREA | no data | CLOSED | OPEN | no data | no data | no data | no data | no data | no data | no data
2545.0 | CCW HEAD TANK DRAIN | 02-VCCW103 | U2 CCW HEAD TANK AREA | no data | OPEN | CLOSED | no data | no data | no data | no data | no data | no data | no data
2546.0 | CCW PMP B SUCTION STRAINER PDIT ISOLATION | 02-VCCW104 | U2 CCW PUMP AREA | no data | CLOSED | OPEN | no data | no data | no data | no data | no data | no data | no data
2547.0 | ACHE OUTLET ISOLATION/THROTTLING | 02-VCCW105 | U2 ACHE AREA EAST SIDE | no data | CLOSED | OPEN | no data | no data | no data | no data | no data | no data | no data
2548.0 | PUMP "B" SUCTION ISOLATION | 02-VCCW106 | U2 CCW PUMP AREA | no data | CLOSED | OPEN | no data | no data | no data | no data | no data | no data | no data
2549.0 | PUMP "B" DISCHARGE ISOLATION | 02-VCCW107 | U2 CCW PUMP AREA | no data | CLOSED | OPEN | no data | no data | no data | no data | no data | no data | no data
2550.0 | ACHE OUTLET ISOLATION/THROTTLING | 02-VCCW108 | U2 ACHE AREA EAST SIDE | no data | CLOSED | OPEN | no data | no data | no data | no data | no data | no data | no data
2551.0 | PUMP "A" DISCHARGE ISOLATION | 02-VCCW109 | U2 CCW PUMP AREA | no data | CLOSED | OPEN | no data | no data | no data | no data | no data | no data | no data
2552.0 | ACHE INLET VENT VALVE | 02-VCCW110 | U2 ACHE AREA EAST SIDE | no data | OPEN | CLOSED | no data | no data | no data | no data | no data | no data | no data
2553.0 | CCW PMP "B" VENT | 02-VCCW111 | U2 CCW PUMP AREA | no data | OPEN | CLOSED | no data | no data | no data | no data | no data | no data | no data
2554.0 | CCW PMP "A" VENT | 02-VCCW112 | U2 CCW PUMP AREA | no data | OPEN | CLOSED | no data | no data | no data | no data | no data | no data | no data
2555.0 | DRAIN | 02-VCCW113 | U2 CCW PUMP AREA | no data | OPEN | CLOSED | no data | no data | no data | no data | no data | no data | no data
2556.0 | POT FEEDER INLET ISOLATION | 02-VCCW114 | U2 CCW PUMP AREA | no data | CLOSED | OPEN | no data | no data | no data | no data | no data | no data | no data
2557.0 | CCW PMP B SUCTION STRAINER PDIT ISOLATION | 02-VCCW115 | U2 CCW PUMP AREA | no data | CLOSED | OPEN | no data | no data | no data | no data | no data | no data | no data
2558.0 | BFP "A" CCW INLET PI 301 ISOLATION | 02-VCCW116 | U2 BOILER FEED A AREA | no data | CLOSED | OPEN | no data | no data | no data | no data | no data | no data | no data
2559.0 | CCW PMP "A" DRAIN | 02-VCCW117 | U2 CCW PUMP AREA | no data | OPEN | CLOSED | no data | no data | no data | no data | no data | no data | no data
2560.0 | PUMP DISCHARGE CHECK | 02-VCCW118 | U2 CCW PUMP AREA | no data | CLOSED | OPEN | no data | no data | no data | no data | no data | no data | no data
2561.0 | INSTRUMENTATION | 02-VCCW119 | U2 CCW PUMP AREA | no data | CLOSED | OPEN | no data | no data | no data | no data | no data | no data | no data
2562.0 | ACHE INLET ISOLATION | 02-VCCW120 | U2 ACHE AREA EAST SIDE | no data | CLOSED | OPEN | no data | no data | no data | no data | no data | no data | no data
2563.0 | PUMP "A" SUCTION ISOLATION | 02-VCCW121 | U2 CCW PUMP AREA | no data | CLOSED | OPEN | no data | no data | no data | no data | no data | no data | no data
2564.0 | INSTRUMENTATION | 02-VCCW122 | U2 CCW PUMP AREA | no data | CLOSED | OPEN | no data | no data | no data | no data | no data | no data | no data
2565.0 | ACHE INLET ISOLATION | 02-VCCW123 | U2 ACHE AREA EAST SIDE | no data | CLOSED | OPEN | no data | no data | no data | no data | no data | no data | no data
2566.0 | ACHE INLET VENT VALVE | 02-VCCW124 | U2 ACHE AREA EAST SIDE | no data | OPEN | CLOSED | no data | no data | no data | no data | no data | no data | no data
2567.0 | ACHE OUTLET ISOLATION/THROTTLING | 02-VCCW125 | U2 ACHE AREA EAST SIDE | no data | CLOSED | OPEN | no data | no data | no data | no data | no data | no data | no data
2568.0 | BYPASS FOR ACHE BYPASS CV | 02-VCCW126 | U2 CCW PUMP AREA | no data | CLOSED | CLOSED | no data | no data | no data | no data | no data | no data | no data
2569.0 | PUMP DISCHARGE CHECK | 02-VCCW127 | U2 CCW PUMP AREA | no data | CLOSED | OPEN | no data | no data | no data | no data | no data | no data | no data
2570.0 | ECA COMPRESSOR CCW INLET PI 501 ISO | 02-VCCW128 | U2 ECA COMPRESSOR EAST SIDE AREA | no data | CLOSED | OPEN | no data | no data | no data | no data | no data | no data | no data
2571.0 | ACHE INLET HEADER ISOLATION | 02-VCCW129 | U2 ACHE AREA EAST SIDE | no data | CLOSED | OPEN | no data | no data | no data | no data | no data | no data | no data
2572.0 | CCW HEAD TANK LIT 101 ISOLATION | 02-VCCW130 | U2 CCW HEAD TANK AREA | no data | CLOSED | OPEN | no data | no data | no data | no data | no data | no data | no data
2573.0 | CCW PMP "B" DISCHARGE PIT 131 ISOLATION | 02-VCCW131 | U2 CCW PUMP AREA | no data | CLOSED | OPEN | no data | no data | no data | no data | no data | no data | no data
2574.0 | CCW PMP "A" SUCTION STRAINER DRAIN | 02-VCCW132 | U2 CCW PUMP AREA | no data | OPEN | CLOSED | no data | no data | no data | no data | no data | no data | no data
2575.0 | POT FEEDER OUTLET ISOLATION/THROTTLING | 02-VCCW133 | U2 CCW PUMP AREA | no data | CLOSED | OPEN | no data | no data | no data | no data | no data | no data | no data
2576.0 | CCW PMP "A" DISCHARGE DRAIN | 02-VCCW134 | U2 CCW PUMP AREA | no data | OPEN | CLOSED | no data | no data | no data | no data | no data | no data | no data
2577.0 | CCW PMP "A" DISCHARGE PIT 171 ISOLATION | 02-VCCW135 | U2 CCW PUMP AREA | no data | CLOSED | OPEN | no data | no data | no data | no data | no data | no data | no data
2578.0 | CCW PMP "A" DISCHARGE VENT | 02-VCCW136 | U2 CCW PUMP AREA | no data | OPEN | CLOSED | no data | no data | no data | no data | no data | no data | no data
2579.0 | CCW PMP "A" SUCTION STRAINER PDIT 151 ISOLATION | 02-VCCW137 | U2 CCW PUMP AREA | no data | CLOSED | OPEN | no data | no data | no data | no data | no data | no data | no data
2580.0 | CCW PMP "A" SUCTION STRAINER PDIT 151 ISOLATION | 02-VCCW138 | U2 CCW PUMP AREA | no data | CLOSED | OPEN | no data | no data | no data | no data | no data | no data | no data
2581.0 | CCW PMP "A" DRAIN | 02-VCCW139 | U2 CCW PUMP AREA | no data | OPEN | CLOSED | no data | no data | no data | no data | no data | no data | no data
2582.0 | ACHE BYPASS LINE DRAIN | 02-VCCW140 | U2 CCW PUMP AREA | no data | OPEN | CLOSED | no data | no data | no data | no data | no data | no data | no data
2583.0 | CCW PMP "B" DRAIN | 02-VCCW141 | U2 CCW PUMP AREA | no data | OPEN | CLOSED | no data | no data | no data | no data | no data | no data | no data
2584.0 | POT FEEDER OUTLET ISOLATION/THROTTLING | 02-VCCW142 | U2 CCW PUMP AREA | no data | CLOSED | OPEN | no data | no data | no data | no data | no data | no data | no data
2585.0 | ACHE INLET VENT VALVE | 02-VCCW143 | U2 ACHE AREA EAST SIDE | no data | OPEN | CLOSED | no data | no data | no data | no data | no data | no data | no data
2586.0 | ACHE INLET ISOLATION | 02-VCCW144 | U2 ACHE AREA EAST SIDE | no data | CLOSED | OPEN | no data | no data | no data | no data | no data | no data | no data
2587.0 | ACHE INLET ISOLATION | 02-VCCW145 | U2 ACHE AREA EAST SIDE | no data | CLOSED | OPEN | no data | no data | no data | no data | no data | no data | no data
2588.0 | ACHE INLET VENT VALVE | 02-VCCW146 | U2 ACHE AREA EAST SIDE | no data | OPEN | CLOSED | no data | no data | no data | no data | no data | no data | no data
2589.0 | CTG CONTROL OIL COOLER CCW OUTLET VENT | 02-VCCW147 | U2 CONTROL OIL AREA | no data | OPEN | CLOSED | no data | no data | no data | no data | no data | no data | no data
2590.0 | ACHE BYPASS TCV ISOLATION | 02-VCCW148 | U2 ACHE AREA EAST SIDE | no data | CLOSED | OPEN | no data | no data | no data | no data | no data | no data | no data
2591.0 | ACHE BYPASS TCV ISOLATION | 02-VCCW149 | U2 ACHE AREA EAST SIDE | no data | CLOSED | OPEN | no data | no data | no data | no data | no data | no data | no data
2592.0 | ACHE INLET VENT VALVE | 02-VCCW150 | U2 ACHE AREA EAST SIDE | no data | OPEN | CLOSED | no data | no data | no data | no data | no data | no data | no data
2593.0 | CCW PMP "B" DRAIN | 02-VCCW151 | U2 CCW PUMP AREA | no data | OPEN | CLOSED | no data | no data | no data | no data | no data | no data | no data
2594.0 | CCW PMP "B" SUCTION STRAINER DRAIN | 02-VCCW152 | U2 CCW PUMP AREA | no data | OPEN | CLOSED | no data | no data | no data | no data | no data | no data | no data
2595.0 | RECIRC CV ISOLATION | 02-VCCW153 | U2 CCW PUMP AREA | no data | CLOSED | OPEN | no data | no data | no data | no data | no data | no data | no data
2596.0 | RECIRC CV ISOLATION | 02-VCCW154 | U2 CCW PUMP AREA | no data | CLOSED | OPEN | no data | no data | no data | no data | no data | no data | no data
2597.0 | RECIRC CV BYPASS | 02-VCCW155 | U2 CCW PUMP AREA | no data | OPEN | CLOSED | no data | no data | no data | no data | no data | no data | no data
2598.0 | RECIRC LINE DRAIN | 02-VCCW156 | U2 CCW PUMP AREA | no data | OPEN | CLOSED | no data | no data | no data | no data | no data | no data | no data
2599.0 | ACHE OUTLET PI 239 ISOLATION | 02-VCCW157 | U2 ACHE AREA EAST SIDE | no data | CLOSED | OPEN | no data | no data | no data | no data | no data | no data | no data
2600.0 | CCW PMP "B" SUCTION STRAINER VENT | 02-VCCW158 | U2 CCW PUMP AREA | no data | OPEN | CLOSED | no data | no data | no data | no data | no data | no data | no data
2601.0 | CCW PMP "A" SUCTION STRAINER VENT | 02-VCCW159 | U2 CCW PUMP AREA | no data | OPEN | CLOSED | no data | no data | no data | no data | no data | no data | no data
2602.0 | ACHE INLET ISOLATION | 02-VCCW160 | U2 ACHE AREA EAST SIDE | no data | CLOSED | OPEN | no data | no data | no data | no data | no data | no data | no data
2603.0 | CTG CONTROL OIL COOLER CCW INLET VENT | 02-VCCW161 | U2 CONTROL OIL AREA | no data | OPEN | CLOSED | no data | no data | no data | no data | no data | no data | no data
2604.0 | CTG CONTROL OIL COOLER CCW INLET PI 541 ISO | 02-VCCW162 | U2 CONTROL OIL AREA | no data | CLOSED | OPEN | no data | no data | no data | no data | no data | no data | no data
2605.0 | ECA COMPRESSOR "B" CCW OUTLET PI 537 ISO | 02-VCCW163 | U2 ECA COMPRESSOR EAST SIDE AREA | no data | CLOSED | OPEN | no data | no data | no data | no data | no data | no data | no data
2606.0 | BFP "A" COOLER INLET VENT | 02-VCCW164 | U2 BOILER FEED A AREA | no data | OPEN | CLOSED | no data | no data | no data | no data | no data | no data | no data
2607.0 | CTG CONTROL OIL COOLER CCW OUTLET DRAIN | 02-VCCW165 | U2 CONTROL OIL AREA | no data | OPEN | CLOSED | no data | no data | no data | no data | no data | no data | no data
2608.0 | ECA COMPRESSOR "B" CCW INLET PI 521 ISO | 02-VCCW166 | U2 ECA COMPRESSOR EAST SIDE AREA | no data | CLOSED | OPEN | no data | no data | no data | no data | no data | no data | no data
2609.0 | ACHE OUTLET ISOLATION/THROTTLING | 02-VCCW167 | U2 ACHE AREA EAST SIDE | no data | CLOSED | OPEN | no data | no data | no data | no data | no data | no data | no data
2610.0 | SAMPLE PANEL COOLER INLET DRAIN | 02-VCCW168 | U2 CHEM SHACK AREA WEST SIDE | no data | OPEN | CLOSED | no data | no data | no data | no data | no data | no data | no data
2611.0 | CTG CONTROL OIL COOLER CCW OUTLET PI 557 ISO | 02-VCCW169 | U2 CONTROL OIL AREA | no data | CLOSED | OPEN | no data | no data | no data | no data | no data | no data | no data
2612.0 | ACHE OUTLET ISOLATION/THROTTLING | 02-VCCW170 | U2 ACHE AREA EAST SIDE | no data | CLOSED | OPEN | no data | no data | no data | no data | no data | no data | no data
2613.0 | ACHE OUTLET PIT 271 ISOLATION | 02-VCCW171 | U2 ACHE AREA EAST SIDE | no data | CLOSED | OPEN | no data | no data | no data | no data | no data | no data | no data
2614.0 | BFP "A" SUPPLY ISOLATION | 02-VCCW172 | U2 BOILER FEED A AREA | no data | CLOSED | OPEN | no data | no data | no data | no data | no data | no data | no data
2615.0 | SAMPLE PANEL COOLER OUTLET PI 357 ISO | 02-VCCW173 | U2 SAMPLE PANEL BUILDING OUTSIDE | no data | CLOSED | OPEN | no data | no data | no data | no data | no data | no data | no data
2616.0 | ACHE OUTLET PI 249 ISOLATION | 02-VCCW174 | U2 ACHE AREA EAST SIDE | no data | CLOSED | OPEN | no data | no data | no data | no data | no data | no data | no data
2617.0 | SAMPLE PANEL FLOW THROTTLING | 02-VCCW175 | U2 SAMPLE PANEL BUILDING OUTSIDE | no data | CLOSED | OPEN | no data | no data | no data | no data | no data | no data | no data
2618.0 | BFP "B" COOLER OUTLET VENT | 02-VCCW176 | U2 BOILER FEED B AREA | no data | OPEN | CLOSED | no data | no data | no data | no data | no data | no data | no data
2619.0 | BFP "B" SUPPLY ISOLATION | 02-VCCW177 | U2 BOILER FEED B AREA | no data | CLOSED | OPEN | no data | no data | no data | no data | no data | no data | no data
2620.0 | BFP "B" COOLER INLET DRAIN | 02-VCCW178 | U2 BOILER FEED B AREA | no data | OPEN | CLOSED | no data | no data | no data | no data | no data | no data | no data
2621.0 | BFP "A" COOLER OUTLET PI 371 ISO | 02-VCCW179 | U2 BOILER FEED A AREA | no data | CLOSED | OPEN | no data | no data | no data | no data | no data | no data | no data
2622.0 | BFP "B" COOLER OUTLET PI 337 ISO | 02-VCCW180 | U2 BOILER FEED B AREA | no data | CLOSED | OPEN | no data | no data | no data | no data | no data | no data | no data
2623.0 | BFP "A" FLOW THROTTLING | 02-VCCW181 | U2 BOILER FEED B AREA | no data | CLOSED | OPEN | no data | no data | no data | no data | no data | no data | no data
2624.0 | BFP "B" FLOW THROTTLING | 02-VCCW182 | U2 BOILER FEED B AREA | no data | CLOSED | OPEN | no data | no data | no data | no data | no data | no data | no data
2625.0 | SAMPLE PANEL SUPPLY ISOLATION | 02-VCCW183 | U2 SAMPLE PANEL BUILDING OUTSIDE | no data | CLOSED | OPEN | no data | no data | no data | no data | no data | no data | no data
2626.0 | SAMPLE PANEL COOLER OUTLET VENT | 02-VCCW184 | U2 SAMPLE PANEL BUILDING OUTSIDE | no data | OPEN | CLOSED | no data | no data | no data | no data | no data | no data | no data
2627.0 | TCU RETURN ISOLATION | 02-VCCW185 | U2 SAMPLE PANEL BUILDING OUTSIDE | no data | CLOSED | OPEN | no data | no data | no data | no data | no data | no data | no data
2628.0 | TCU SUPPLY ISOLATION | 02-VCCW186 | U2 SAMPLE PANEL BUILDING OUTSIDE | no data | CLOSED | OPEN | no data | no data | no data | no data | no data | no data | no data
2629.0 | SAMPLE PANEL COOLER INLET PI 341 ISO | 02-VCCW187 | U2 SAMPLE PANEL BUILDING OUTSIDE | no data | CLOSED | OPEN | no data | no data | no data | no data | no data | no data | no data
2630.0 | BFP "A" COOLER INLET DRAIN | 02-VCCW188 | U2 BOILER FEED A AREA | no data | OPEN | CLOSED | no data | no data | no data | no data | no data | no data | no data
2631.0 | BFP "A" COOLER OUTLET VENT | 02-VCCW189 | U2 BOILER FEED A AREA | no data | OPEN | CLOSED | no data | no data | no data | no data | no data | no data | no data
2632.0 | CCW HEAD TANK LG ISOLATION | 02-VCCW190 | U2 CCW HEAD TANK AREA | no data | CLOSED | OPEN | no data | no data | no data | no data | no data | no data | no data
2633.0 | CCW HEAD TANK LG ISOLATION | 02-VCCW191 | U2 CCW HEAD TANK AREA | no data | CLOSED | OPEN | no data | no data | no data | no data | no data | no data | no data
2634.0 | RECIRC LINE VENT | 02-VCCW192 | U2 CCW PUMP AREA | no data | OPEN | CLOSED | no data | no data | no data | no data | no data | no data | no data
2635.0 | ACHE BYPASS LINE VENT | 02-VCCW193 | U2 CCW PUMP AREA | no data | OPEN | CLOSED | no data | no data | no data | no data | no data | no data | no data
2636.0 | BFP "B" COOLER INLET VENT | 02-VCCW194 | U2 BOILER FEED B AREA | no data | OPEN | CLOSED | no data | no data | no data | no data | no data | no data | no data
2637.0 | CTG CONTROL OIL COOLER CCW INLET DRAIN | 02-VCCW195 | U2 CONTROL OIL AREA | no data | OPEN | CLOSED | no data | no data | no data | no data | no data | no data | no data
2638.0 | CCW CHEMICAL FEEDER POT DRAIN | 02-VCCW196 | U2 CCW PUMP AREA | no data | OPEN | CLOSED | no data | no data | no data | no data | no data | no data | no data
2639.0 | CCW PMP "B" VENT | 02-VCCW200 | U2 CCW PUMP AREA | no data | OPEN | CLOSED | no data | no data | no data | no data | no data | no data | no data
2640.0 | CCW PMP "A" VENT | 02-VCCW201 | U2 CCW PUMP AREA | no data | OPEN | CLOSED | no data | no data | no data | no data | no data | no data | no data
2641.0 | GENERATOR COOLER OUTLET PI 445 ISO | 02-VCCW211 | U2 GENERATOR AREA | no data | CLOSED | OPEN | no data | no data | no data | no data | no data | no data | no data
2642.0 | GENERATOR COOLER INLET PI 481 ISO | 02-VCCW212 | U2 GENERATOR AREA | no data | CLOSED | OPEN | no data | no data | no data | no data | no data | no data | no data
2643.0 | GENERATOR COOLER OUTLET PI 435 ISO | 02-VCCW213 | U2 GENERATOR AREA | no data | CLOSED | OPEN | no data | no data | no data | no data | no data | no data | no data
2644.0 | GENERATOR COOLER OUTLET PI 425 ISO | 02-VCCW214 | U2 GENERATOR AREA | no data | CLOSED | OPEN | no data | no data | no data | no data | no data | no data | no data
2645.0 | GENERATOR COOLER OUTLET PI 415 ISO | 02-VCCW215 | U2 GENERATOR AREA | no data | CLOSED | OPEN | no data | no data | no data | no data | no data | no data | no data
2646.0 | ACHE OUTLET DRAIN | 02-VCCW216 | U2 ACHE AREA EAST SIDE | no data | OPEN | CLOSED | no data | no data | no data | no data | no data | no data | no data
2647.0 | ACHE OUTLET DRAIN | 02-VCCW217 | U2 ACHE AREA EAST SIDE | no data | OPEN | CLOSED | no data | no data | no data | no data | no data | no data | no data
2648.0 | ACHE OUTLET DRAIN | 02-VCCW218 | U2 ACHE AREA EAST SIDE | no data | OPEN | CLOSED | no data | no data | no data | no data | no data | no data | no data
2649.0 | ACHE OUTLET DRAIN | 02-VCCW219 | U2 ACHE AREA EAST SIDE | no data | OPEN | CLOSED | no data | no data | no data | no data | no data | no data | no data
2650.0 | ACHE OUTLET DRAIN | 02-VCCW220 | U2 ACHE AREA EAST SIDE | no data | OPEN | CLOSED | no data | no data | no data | no data | no data | no data | no data
2651.0 | GENERATOR COOLER OUTLET PI 455 ISO | 02-VCCW221 | U2 GENERATOR AREA | no data | CLOSED | OPEN | no data | no data | no data | no data | no data | no data | no data
2652.0 | GENERATOR COOLER OUTLET PI 465 ISO | 02-VCCW222 | U2 GENERATOR AREA | no data | CLOSED | OPEN | no data | no data | no data | no data | no data | no data | no data
2653.0 | GENERATOR COOLER OUTLET PI 475 ISO | 02-VCCW224 | U2 GENERATOR AREA | no data | CLOSED | OPEN | no data | no data | no data | no data | no data | no data | no data
2654.0 | GENERATOR COOLER OUTLET PI 485 ISO | 02-VCCW225 | U2 GENERATOR AREA | no data | CLOSED | OPEN | no data | no data | no data | no data | no data | no data | no data
2655.0 | ACHE INLET DRAIN VALVE | 02-VCCW226 | U2 ACHE AREA EAST SIDE | no data | OPEN | CLOSED | no data | no data | no data | no data | no data | no data | no data
2656.0 | ACHE INLET DRAIN VALVE | 02-VCCW227 | U2 ACHE AREA EAST SIDE | no data | OPEN | CLOSED | no data | no data | no data | no data | no data | no data | no data
2657.0 | ACHE INLET DRAIN VALVE | 02-VCCW228 | U2 ACHE AREA EAST SIDE | no data | OPEN | CLOSED | no data | no data | no data | no data | no data | no data | no data
2658.0 | ACHE INLET DRAIN VALVE | 02-VCCW229 | U2 ACHE AREA EAST SIDE | no data | OPEN | CLOSED | no data | no data | no data | no data | no data | no data | no data
2659.0 | ACHE INLET DRAIN VALVE | 02-VCCW230 | U2 ACHE AREA EAST SIDE | no data | OPEN | CLOSED | no data | no data | no data | no data | no data | no data | no data
2660.0 | ACHE OUTLET PI 259 ISOLATION | 02-VCCW300 | U2 ACHE AREA EAST SIDE | no data | CLOSED | OPEN | no data | no data | no data | no data | no data | no data | no data
2661.0 | VENT | 02-VCCW301 | U2 CCW LUBE OIL COOLER AREA (NEED LADDER) | no data | OPEN | CLOSED | no data | no data | no data | no data | no data | no data | no data
2662.0 | VENT | 02-VCCW302 | U2 CCW LUBE OIL COOLER AREA (NEED LADDER) | no data | OPEN | CLOSED | no data | no data | no data | no data | no data | no data | no data
2663.0 | LUBE OIL MODULE SUPPLY ISOLATION | 02-VCCW304 | U2 CCW LUBE OIL COOLER AREA | no data | CLOSED | OPEN | no data | no data | no data | no data | no data | no data | no data
2664.0 | LUBE OIL MODULE OUTLET ISOLATION/THROTTLING | 02-VCCW305 | U2 CCW LUBE OIL COOLER AREA | no data | CLOSED | OPEN | no data | no data | no data | no data | no data | no data | no data
2665.0 | GLYCOL FILL CHECK | 02-VCCW306 | U2 DUCT BURNER AREA | no data | CLOSED | OPEN | no data | no data | no data | no data | no data | no data | no data
2666.0 | LUBE OIL COOLER OUTLET PI 393 ISO | 02-VCCW307 | U2 CCW LUBE OIL COOLER AREA | no data | CLOSED | OPEN | no data | no data | no data | no data | no data | no data | no data
2667.0 | LUBE OIL COOLER OUTLET DRAIN | 02-VCCW308 | U2 CCW LUBE OIL COOLER AREA | no data | OPEN | CLOSED | no data | no data | no data | no data | no data | no data | no data
2668.0 | GENERATOR COOLER INLET DRAIN | 02-VCCW318 | U2 GENERATOR AREA | no data | OPEN | CLOSED | no data | no data | no data | no data | no data | no data | no data
2669.0 | GENERATOR COOLER INLET DRAIN | 02-VCCW319 | U2 GENERATOR AREA | no data | OPEN | CLOSED | no data | no data | no data | no data | no data | no data | no data
2670.0 | GENERATOR COOLER SUPPLY ISOLATION | 02-VCCW320 | U2 GENERATOR AREA | no data | CLOSED | OPEN | no data | no data | no data | no data | no data | no data | no data
2671.0 | GENERATOR COOLER INLET PI 411 ISO | 02-VCCW321 | U2 GENERATOR AREA | no data | CLOSED | OPEN | no data | no data | no data | no data | no data | no data | no data
2672.0 | DRAIN | 02-VCCW322 | U2 CCW LUBE OIL COOLER AREA | no data | OPEN | CLOSED | no data | no data | no data | no data | no data | no data | no data
2673.0 | INSTRUMENTATION | 02-VCCW323 | U2 CCW LUBE OIL COOLER AREA | no data | CLOSED | OPEN | no data | no data | no data | no data | no data | no data | no data
2674.0 | LUBE OIL COOLER INLET DRAIN | 02-VCCW324 | U2 CCW LUBE OIL COOLER AREA | no data | OPEN | CLOSED | no data | no data | no data | no data | no data | no data | no data
2675.0 | LUBE OIL MODULE SUPPLY ISOLATION | 02-VCCW325 | U2 CCW LUBE OIL COOLER AREA | no data | CLOSED | OPEN | no data | no data | no data | no data | no data | no data | no data
2676.0 | LUBE OIL COOLER INLET DRAIN | 02-VCCW326 | U2 CCW LUBE OIL COOLER AREA | no data | OPEN | CLOSED | no data | no data | no data | no data | no data | no data | no data
2677.0 | LUBE OIL COOLER INLET PI 375 ISO | 02-VCCW327 | U2 CCW LUBE OIL COOLER AREA | no data | CLOSED | OPEN | no data | no data | no data | no data | no data | no data | no data
2678.0 | LUBE OIL COOLER INLET VENT | 02-VCCW328 | U2 CCW LUBE OIL COOLER AREA | no data | OPEN | CLOSED | no data | no data | no data | no data | no data | no data | no data
2679.0 | LUBE OIL COOLER INLET PI 377 ISO | 02-VCCW329 | U2 CCW LUBE OIL COOLER AREA | no data | CLOSED | OPEN | no data | no data | no data | no data | no data | no data | no data
2680.0 | GENERATOR COOLER SUPPLY ISOLATION | 02-VCCW330 | U2 GENERATOR AREA | no data | CLOSED | OPEN | no data | no data | no data | no data | no data | no data | no data
2681.0 | ACHE INLET PI ISOLATION | 02-VCCW331 | U2 ACHE AREA EAST SIDE | no data | CLOSED | OPEN | no data | no data | no data | no data | no data | no data | no data
2682.0 | GENERATOR COOLER SUPPLY ISOLATION | 02-VCCW332 | U2 GENERATOR AREA | no data | CLOSED | OPEN | no data | no data | no data | no data | no data | no data | no data
2683.0 | ACHE INLET PI ISOLATION | 02-VCCW333 | U2 ACHE AREA EAST SIDE | no data | CLOSED | OPEN | no data | no data | no data | no data | no data | no data | no data
2684.0 | GENERATOR COOLER SUPPLY ISOLATION | 02-VCCW334 | U2 GENERATOR AREA | no data | CLOSED | OPEN | no data | no data | no data | no data | no data | no data | no data
2685.0 | ACHE INLET PI ISOLATION | 02-VCCW335 | U2 ACHE AREA EAST SIDE | no data | CLOSED | OPEN | no data | no data | no data | no data | no data | no data | no data
2686.0 | GENERATOR COOLER SUPPLY ISOLATION | 02-VCCW336 | U2 GENERATOR AREA | no data | CLOSED | OPEN | no data | no data | no data | no data | no data | no data | no data
2687.0 | ACHE INLET PI ISOLATION | 02-VCCW337 | U2 ACHE AREA EAST SIDE | no data | CLOSED | OPEN | no data | no data | no data | no data | no data | no data | no data
2688.0 | GENERATOR COOLER SUPPLY ISOLATION | 02-VCCW338 | U2 GENERATOR AREA | no data | CLOSED | OPEN | no data | no data | no data | no data | no data | no data | no data
2689.0 | ACHE INLET PI ISOLATION | 02-VCCW339 | U2 ACHE AREA EAST SIDE | no data | CLOSED | OPEN | no data | no data | no data | no data | no data | no data | no data
2690.0 | LUBE OIL COOLER INLET VENT | 02-VCCW340 | U2 CCW LUBE OIL COOLER AREA | no data | OPEN | CLOSED | no data | no data | no data | no data | no data | no data | no data
2691.0 | LUBE OIL MODULE OUTLET ISOLATION/THROTTLING | 02-VCCW341 | U2 CCW LUBE OIL COOLER AREA | no data | CLOSED | OPEN | no data | no data | no data | no data | no data | no data | no data
2692.0 | GENERATOR COOLER SUPPLY ISOLATION | 02-VCCW342 | U2 GENERATOR AREA | no data | CLOSED | OPEN | no data | no data | no data | no data | no data | no data | no data
2693.0 | GENERATOR COOLER INLET PI 471 ISO | 02-VCCW343 | U2 GENERATOR AREA | no data | CLOSED | OPEN | no data | no data | no data | no data | no data | no data | no data
2694.0 | GENERATOR COOLER SUPPLY ISOLATION | 02-VCCW344 | U2 GENERATOR AREA | no data | CLOSED | OPEN | no data | no data | no data | no data | no data | no data | no data
2695.0 | GLYCOL FILL ISOLATION | 02-VCCW345 | U2 DUCT BURNER AREA | no data | CLOSED | OPEN | no data | no data | no data | no data | no data | no data | no data
2696.0 | ECA COMPRESSOR RETURN ISOLATION | 02-VCCW346 | U2 ECA COMPRESSOR EAST SIDE AREA | no data | CLOSED | OPEN | no data | no data | no data | no data | no data | no data | no data
2697.0 | GENERATOR COOLER RETURN ISOLATION/THROTTLING | 02-VCCW347 | U2 GENERATOR AREA | no data | CLOSED | OPEN | no data | no data | no data | no data | no data | no data | no data
2698.0 | GENERATOR COOLER INLET DRAIN | 02-VCCW348 | U2 GENERATOR AREA | no data | OPEN | CLOSED | no data | no data | no data | no data | no data | no data | no data
2699.0 | GENERATOR COOLER RETURN HEADER ISOLATION/THROTTLING | 02-VCCW349 | U2 GENERATOR AREA | no data | CLOSED | OPEN | no data | no data | no data | no data | no data | no data | no data
2700.0 | GENERATOR COOLER INLET PI 421 ISO | 02-VCCW350 | U2 GENERATOR AREA | no data | CLOSED | OPEN | no data | no data | no data | no data | no data | no data | no data
2701.0 | GENERATOR COOLER RETURN ISOLATION/THROTTLING | 02-VCCW351 | U2 GENERATOR AREA | no data | CLOSED | OPEN | no data | no data | no data | no data | no data | no data | no data
2702.0 | GENERATOR COOLER INLET PI 431 ISO | 02-VCCW352 | U2 GENERATOR AREA | no data | CLOSED | OPEN | no data | no data | no data | no data | no data | no data | no data
2703.0 | GENERATOR COOLER RETURN ISOLATION/THROTTLING | 02-VCCW353 | U2 GENERATOR AREA | no data | CLOSED | OPEN | no data | no data | no data | no data | no data | no data | no data
2704.0 | GENERATOR COOLER INLET PI 441 ISO | 02-VCCW354 | U2 GENERATOR AREA | no data | CLOSED | OPEN | no data | no data | no data | no data | no data | no data | no data
2705.0 | GENERATOR COOLER RETURN ISOLATION/THROTTLING | 02-VCCW355 | U2 GENERATOR AREA | no data | CLOSED | OPEN | no data | no data | no data | no data | no data | no data | no data
2706.0 | GENERATOR COOLER INLET PI 451 ISO | 02-VCCW356 | U2 GENERATOR AREA | no data | CLOSED | OPEN | no data | no data | no data | no data | no data | no data | no data
2707.0 | GENERATOR COOLER RETURN ISOLATION/THROTTLING | 02-VCCW357 | U2 GENERATOR AREA | no data | CLOSED | OPEN | no data | no data | no data | no data | no data | no data | no data
2708.0 | GENERATOR COOLER INLET PI 461 ISO | 02-VCCW358 | U2 GENERATOR AREA | no data | CLOSED | OPEN | no data | no data | no data | no data | no data | no data | no data
2709.0 | GENERATOR COOLER RETURN ISOLATION/THROTTLING | 02-VCCW359 | U2 GENERATOR AREA | no data | CLOSED | OPEN | no data | no data | no data | no data | no data | no data | no data
2710.0 | ECA COMPRESSOR "A" COOLER OUTLET PI | 02-VCCW360 | U2 ECA COMPRESSOR EAST SIDE AREA | no data | CLOSED | OPEN | no data | no data | no data | no data | no data | no data | no data
2711.0 | GENERATOR COOLER RETURN ISOLATION/THROTTLING | 02-VCCW361 | U2 GENERATOR AREA | no data | CLOSED | OPEN | no data | no data | no data | no data | no data | no data | no data
2712.0 | ECA COMPRESSOR SUPPLY ISOLATION | 02-VCCW362 | U2 ECA COMPRESSOR EAST SIDE AREA | no data | CLOSED | OPEN | no data | no data | no data | no data | no data | no data | no data
2713.0 | GENERATOR COOLER RETURN ISOLATION/THROTTLING | 02-VCCW363 | U2 GENERATOR AREA | no data | CLOSED | OPEN | no data | no data | no data | no data | no data | no data | no data
2714.0 | GENERATOR COOLER SUPPLY HEADER ISOLATION | 02-VCCW364 | U2 GENERATOR AREA | no data | CLOSED | OPEN | no data | no data | no data | no data | no data | no data | no data
2715.0 | VENT | 02-VCCW365 | U2 CCW PUMP AREA | no data | OPEN | CLOSED | no data | no data | no data | no data | no data | no data | no data
2716.0 | ACHE OUTLET HEADER ISOLATION | 02-VCCW366 | U2 CCW PUMP AREA | no data | CLOSED | OPEN | no data | no data | no data | no data | no data | no data | no data
2717.0 | INSTRUMENTATION | 02-VCCW367 | U2 CCW PUMP AREA | no data | CLOSED | OPEN | no data | no data | no data | no data | no data | no data | no data
2718.0 | INSTRUMENTATION | 02-VCCW368 | U2 CCW PUMP AREA | no data | CLOSED | OPEN | no data | no data | no data | no data | no data | no data | no data
2719.0 | ECA COMPRESSOR FLOW THROTTLING | 02-VCCW369 | U2 ECA COMPRESSOR EAST SIDE AREA | no data | CLOSED | OPEN | no data | no data | no data | no data | no data | no data | no data
2720.0 | ECA COMPRESSOR "B" RETURN ISOLATION | 02-VCCW370 | U2 ECA COMPRESSOR EAST SIDE AREA | no data | CLOSED | OPEN | no data | no data | no data | no data | no data | no data | no data
2721.0 | GENERATOR COOLER INLET DRAIN | 02-VCCW371 | U2 GENERATOR AREA | no data | OPEN | CLOSED | no data | no data | no data | no data | no data | no data | no data
2722.0 | DRAIN | 02-VCCW372 | U2 GENERATOR AREA | no data | OPEN | CLOSED | no data | no data | no data | no data | no data | no data | no data
2723.0 | DRAIN | 02-VCCW373 | U2 GENERATOR AREA | no data | OPEN | CLOSED | no data | no data | no data | no data | no data | no data | no data
2724.0 | DRAIN | 02-VCCW374 | U2 GENERATOR AREA | no data | OPEN | CLOSED | no data | no data | no data | no data | no data | no data | no data
2725.0 | DRAIN | 02-VCCW375 | U2 GENERATOR AREA | no data | OPEN | CLOSED | no data | no data | no data | no data | no data | no data | no data
2726.0 | DRAIN | 02-VCCW376 | U2 GENERATOR AREA | no data | OPEN | CLOSED | no data | no data | no data | no data | no data | no data | no data
2727.0 | DRAIN | 02-VCCW377 | U2 GENERATOR AREA | no data | OPEN | CLOSED | no data | no data | no data | no data | no data | no data | no data
2728.0 | DRAIN | 02-VCCW378 | U2 GENERATOR AREA | no data | OPEN | CLOSED | no data | no data | no data | no data | no data | no data | no data
2729.0 | DRAIN | 02-VCCW379 | U2 GENERATOR AREA | no data | OPEN | CLOSED | no data | no data | no data | no data | no data | no data | no data
2730.0 | ECA COMPRESSOR "A" SUPPLY ISOLATION | 02-VCCW380 | U2 ECA COMPRESSOR EAST SIDE AREA | no data | CLOSED | OPEN | no data | no data | no data | no data | no data | no data | no data
2731.0 | ECA COMPRESSOR "B" FLOW THROTTLING | 02-VCCW381 | U2 ECA COMPRESSOR EAST SIDE AREA | no data | CLOSED | OPEN | no data | no data | no data | no data | no data | no data | no data
2732.0 | GEN COOLER VENT | 02-VCCW382 | U2 GENERATOR AREA | no data | OPEN | CLOSED | no data | no data | no data | no data | no data | no data | no data
2733.0 | GEN COOLER VENT | 02-VCCW383 | U2 GENERATOR AREA | no data | OPEN | CLOSED | no data | no data | no data | no data | no data | no data | no data
2734.0 | GEN COOLER VENT | 02-VCCW384 | U2 GENERATOR AREA | no data | OPEN | CLOSED | no data | no data | no data | no data | no data | no data | no data
2735.0 | GEN COOLER VENT | 02-VCCW385 | U2 GENERATOR AREA | no data | OPEN | CLOSED | no data | no data | no data | no data | no data | no data | no data
2736.0 | GEN COOLER VENT | 02-VCCW386 | U2 GENERATOR AREA | no data | OPEN | CLOSED | no data | no data | no data | no data | no data | no data | no data
2737.0 | GEN COOLER VENT | 02-VCCW387 | U2 GENERATOR AREA | no data | OPEN | CLOSED | no data | no data | no data | no data | no data | no data | no data
2738.0 | GEN COOLER VENT | 02-VCCW388 | U2 GENERATOR AREA | no data | OPEN | CLOSED | no data | no data | no data | no data | no data | no data | no data
2739.0 | GEN COOLER VENT | 02-VCCW389 | U2 GENERATOR AREA | no data | OPEN | CLOSED | no data | no data | no data | no data | no data | no data | no data
2740.0 | ECA "A" COOLER INLET VENT | 02-VCCW391 | U2 ECA COMPRESSOR EAST SIDE AREA | no data | OPEN | CLOSED | no data | no data | no data | no data | no data | no data | no data
2741.0 | ECA COMPRESSOR "B" COOLER OUTLET DRAIN | 02-VCCW392 | U2 ECA COMPRESSOR EAST SIDE AREA | no data | OPEN | CLOSED | no data | no data | no data | no data | no data | no data | no data
2742.0 | ECA COMPRESSOR "A" COOLER OUTLET DRAIN | 02-VCCW393 | U2 ECA COMPRESSOR EAST SIDE AREA | no data | OPEN | CLOSED | no data | no data | no data | no data | no data | no data | no data
2743.0 | ECA "B" COOLER INLET VENT | 02-VCCW396 | U2 ECA COMPRESSOR EAST SIDE AREA | no data | OPEN | CLOSED | no data | no data | no data | no data | no data | no data | no data
2744.0 | GENERATOR COOLER INLET DRAIN | 02-VCCW398 | U2 GENERATOR AREA | no data | OPEN | CLOSED | no data | no data | no data | no data | no data | no data | no data
2745.0 | GENERATOR COOLER INLET DRAIN | 02-VCCW399 | U2 GENERATOR AREA | no data | OPEN | CLOSED | no data | no data | no data | no data | no data | no data | no data
2746.0 | GENERATOR COOLER INLET DRAIN | 02-VCCW400 | U2 GENERATOR AREA | no data | OPEN | CLOSED | no data | no data | no data | no data | no data | no data | no data
2747.0 | GENERATOR COOLER INLET DRAIN | 02-VCCW401 | U2 GENERATOR AREA | no data | OPEN | CLOSED | no data | no data | no data | no data | no data | no data | no data
2748.0 | GENERATOR COOLER OUTLET DRAIN | 02-VCCW402 | U2 GENERATOR AREA | no data | OPEN | CLOSED | no data | no data | no data | no data | no data | no data | no data
2749.0 | GENERATOR COOLER OUTLET DRAIN | 02-VCCW403 | U2 GENERATOR AREA | no data | OPEN | CLOSED | no data | no data | no data | no data | no data | no data | no data
2750.0 | GENERATOR COOLER OUTLET DRAIN | 02-VCCW404 | U2 GENERATOR AREA | no data | OPEN | CLOSED | no data | no data | no data | no data | no data | no data | no data
2751.0 | GENERATOR COOLER OUTLET DRAIN | 02-VCCW405 | U2 GENERATOR AREA | no data | OPEN | CLOSED | no data | no data | no data | no data | no data | no data | no data
2752.0 | GENERATOR COOLER OUTLET DRAIN | 02-VCCW406 | U2 GENERATOR AREA | no data | OPEN | CLOSED | no data | no data | no data | no data | no data | no data | no data
2753.0 | GENERATOR COOLER OUTLET DRAIN | 02-VCCW407 | U2 GENERATOR AREA | no data | OPEN | CLOSED | no data | no data | no data | no data | no data | no data | no data
2754.0 | GENERATOR COOLER OUTLET DRAIN | 02-VCCW408 | U2 GENERATOR AREA | no data | OPEN | CLOSED | no data | no data | no data | no data | no data | no data | no data
2755.0 | GENERATOR COOLER OUTLET DRAIN | 02-VCCW409 | U2 GENERATOR AREA | no data | OPEN | CLOSED | no data | no data | no data | no data | no data | no data | no data
2756.0 | GENERATOR COOLER INLET HEADER VENT | 02-VCCW410 | U2 GENERATOR AREA | no data | OPEN | CLOSED | no data | no data | no data | no data | no data | no data | no data
2757.0 | GENERATOR COOLER OUTLET HEADER VENT | 02-VCCW411 | U2 GENERATOR AREA | no data | OPEN | CLOSED | no data | no data | no data | no data | no data | no data | no data
2758.0 | BFP RETURN ISOLATION | 02-VCCW412 | U2 BOILER FEED A AREA | no data | CLOSED | OPEN | no data | no data | no data | no data | no data | no data | no data
2759.0 | BFP RETURN ISOLATION | 02-VCCW413 | U2 BOILER FEED B AREA | no data | CLOSED | OPEN | no data | no data | no data | no data | no data | no data | no data
2760.0 | TCU FILL ISOLATION | 02-VCCW414 | U2 SAMPLE PANEL BUILDING OUTSIDE | no data | CLOSED | OPEN | no data | no data | no data | no data | no data | no data | no data
2761.0 | SAMPLE PANEL RETURN ISOLATION | 02-VCCW415 | U2 SAMPLE PANEL BUILDING OUTSIDE | no data | CLOSED | OPEN | no data | no data | no data | no data | no data | no data | no data
2762.0 | BFP "B" COOLER INLET PI | 02-VCCW453 | U2 BOILER FEED B AREA | no data | CLOSED | OPEN | no data | no data | no data | no data | no data | no data | no data
6539.0 | H2 ISOLATION | 02-VCMG103 | UNIT 2 EAST BUILDING WALL OUTSIDE | no data | CLOSED | OPEN | no data | no data | no data | no data | no data | no data | no data
6540.0 | H2 ISOLATION | 02-VCMG113 | UNIT 2 EAST BUILDING WALL OUTSIDE | no data | CLOSED | OPEN | no data | no data | no data | no data | no data | no data | no data
2763.0 | INSTRUMENTATION | 02-VCMG202 | U2 CO2 EVAPORATOR AREA | no data | CLOSED | OPEN | no data | no data | no data | no data | no data | no data | no data
2764.0 | H2 ISOLATION | 02-VCMG203 | U2 EAST BUILDING WALL OUTSIDE | no data | CLOSED | OPEN | no data | no data | no data | no data | no data | no data | no data
2765.0 | INSTRUMENTATION | 02-VCMG206 | U2 N.W. BUILING INSIDE | no data | CLOSED | OPEN | no data | no data | no data | no data | no data | no data | no data
2766.0 | H2 ISOLATION | 02-VCMG213 | U2 EAST BUILDING WALL OUTSIDE | no data | CLOSED | OPEN | no data | no data | no data | no data | no data | no data | no data
2767.0 | INSTRUMENTATION | 02-VCMG219 | U2 N.E. BY HRSG GROUND LEVEL | no data | CLOSED | OPEN | no data | no data | no data | no data | no data | no data | no data
2768.0 | INSTRUMENTATION | 02-VCMG222 |  | no data | CLOSED | OPEN | no data | no data | no data | no data | no data | no data | no data
2769.0 | VENT | 02-VCMG601 | U2 EAST BUILDING WALL OUTSIDE | no data | OPEN | CLOSED | no data | no data | no data | no data | no data | no data | no data
6541.0 | H2 VENT | 02-VCMG602 | UNIT 2 EAST BUILDING WALL OUTSIDE | no data | OPEN | CLOSED | no data | no data | no data | no data | no data | no data | no data
2770.0 | N2 PURGE CONNECTION | 02-VCMG603 | U2 EAST BUILDING WALL OUTSIDE | no data | CLOSED | CLOSED | no data | no data | no data | no data | no data | no data | no data
2771.0 | Strainer Vent valves (4) | 02-VCND100 | CRT area | no data | OPEN | CLOSED | CND PMP "A" SUCTION STRAINER VENT VALVE (BLOCK) | CND | no data | no data | no data |  | CND pump A
2772.0 | Filter Drains (2) | 02-VCND101 | CRT area | no data | OPEN | CLOSED | IRON "B" FILTER DRAIN | CND | no data | no data | no data |  | IRON Filer B
2773.0 | Condensate Dump isolation | 02-VCND103 | HRSG lower NW | no data | CLOSED | OPEN | CONDENSATE EMERGENCY DUMP CV ISOLATION | CND | no data | no data | no data |  | no data
2774.0 | Pump Discharge pressure transmitter | 02-VCND104 | CRT area | no data | CLOSED | OPEN | CND PUMP "A" DISCHARGE PIT 115 | CND | no data | no data | no data |  | CND pump A
2775.0 | LP Bypass spray drain (OUTSIDE DECK) | 02-VCND105 | ST upper East (OUTSIDE DECK) | no data | OPEN | CLOSED | LP BYPASS SPRAY DRAIN VALVE (AFTER CHECK) | CND | no data | no data | no data |  | Attemperator
2776.0 | ST DT pump discharge Vent | 02-VCND106 | CRT landing | Drain/Vent Vlv | OPEN | CLOSED | LP DRAINS TANK PUMP COMMON DISCHARGE VENT VALVE | CND | no data | no data | no data |  | CRT
2777.0 | CRH ventilator spray drain | 02-VCND108 | ST upper East | no data | OPEN | CLOSED | CRH VENTILATOR LINE SPRAY DRAIN VALVE | CND | no data | no data | no data |  | Attemperator
2778.0 | CRH ventilator spray isolation | 02-VCND109 | ST upper East | no data | CLOSED | OPEN | CRH VENTILATOR SPRAY SUPPLY ISOLATION | CND | no data | no data | no data |  | Attemperator
2779.0 | CRH ventilator spray vent (OUTSIDE DECK) | 02-VCND110 | ST upper East (OUTSIDE DECK) | no data | OPEN | CLOSED | CRH VENTILATOR SPRAY VENT ROOT | CND | no data | no data | no data |  | Attemperator
2780.0 | CRH VENTILATOR SPRAY SUPPLY CHECK VALVE | 02-VCND111 | U2 DRAINS TANK PIPE RACK | no data | CLOSED | OPEN | no data | no data | no data | no data | no data | no data | no data
2781.0 | DP transmitter isolation (2) valves | 02-VCND112 | CRT area | no data | CLOSED | OPEN | CND PMP C SUCTION STRAINER PDIT 143 HIGH SIDE ISOLATION | CND | no data | no data | no data |  | CND pump C
2782.0 | Air vent valve | 02-VCND113 | CRT area | no data | OPEN | CLOSED | CND PUMP CAN VENT VALVE | CND | no data | no data | no data |  | CND pump C
2783.0 | Filter Drains (2) | 02-VCND114 | CRT area | no data | OPEN | CLOSED | IRON FILTER "A" DRAIN VALVE | CND | no data | no data | no data |  | IRON Filer A
2784.0 | LPS BYPASS SPRAY SUPPLY CHECK VALVE | 02-VCND115 | U2 DRAINS TANK PIPE RACK | no data | CLOSED | OPEN | no data | no data | no data | no data | no data | no data | no data
2785.0 | HRH spray drain | 02-VCND116 | ST upper East | no data | OPEN | CLOSED | HRH BYPASS SPRAY DRAIN VALVE | CND | no data | no data | no data |  | Attemperator
2786.0 | CND PUMP DISCHARGE CHECK VALVE | 02-VCND117 | U2 CONDENSATE PUMP AREA | no data | CLOSED | OPEN | no data | no data | no data | no data | no data | no data | no data
2787.0 | Strainer Vent valves (4) | 02-VCND118 | CRT area | no data | OPEN | CLOSED | CND PMP A SUCTION STRAINER VENT VALVE ROOT | CND | no data | no data | no data |  | CND pump A
2788.0 | HRH spray isolation | 02-VCND119 | ST upper East | no data | CLOSED | OPEN | HRH BYPASS SPRAY SUPPLY ISOLATION | CND | no data | no data | no data |  | Attemperator
2789.0 | HRH BYPASS SPRAY SUPPLY CHECK VALVE | 02-VCND121 | U2 DRAINS TANK PIPE RACK | no data | CLOSED | OPEN | no data | no data | no data | no data | no data | no data | no data
2790.0 | Hood spray local gauge | 02-VCND123 | ST upper East | no data | CLOSED | OPEN | EXHAUST HOOD SPRAY PI 243 | CND | no data | no data | no data |  | Attemperator
2791.0 | Flow Transmitter (4 valves) | 02-VCND124 | ST upper East | no data | CLOSED | OPEN | CND FLOW FIT 231A LOW SIDE ISOLATION | CND | no data | no data | no data |  | FT
2792.0 | HRH spray flow transmitter (4) valves | 02-VCND125 | ST upper East | no data | CLOSED | OPEN | HRH SPRAY FIT 703B | CND | no data | no data | no data |  | Attemperator
2793.0 | Hood spray FCV isolation valves (2) | 02-VCND126 | ST upper East | no data | CLOSED | OPEN | ST HOOD SPRAY SUPPLY ISOLATION | CND | no data | no data | no data |  | Attemperator
2794.0 | Common Condensate Discharge Header Vent | 02-VCND127 | CRT area | no data | OPEN | CLOSED | VENT VALVE | CND | no data | no data | no data |  | CND header
2795.0 | CND Pump Discharge equalizing valve | 02-VCND128 | CRT area | no data | CLOSED | OPEN | CND "A" PUMP DISCHARGE ISOLATION | CND | no data | no data | no data |  | CND pump A
2796.0 | Strainer Vent valves (4) | 02-VCND129 | CRT area | no data | OPEN | CLOSED | CND PMP "B" SUCTION STRAINER VENT VALVE | CND | no data | no data | no data |  | CND pump B
2797.0 | Pump Discharge pressure transmitter | 02-VCND130 | CRT area | no data | CLOSED | OPEN | CND PMP "C" DISCHARGE PIT 155 ISOLATION | CND | no data | no data | no data |  | CND pump C
2798.0 | CND pump suction pressure gauge isolation. | 02-VCND131 | CRT area | no data | CLOSED | OPEN | CND PMP "C" SUCTION STRAINER PI 145 ISO | CND | no data | no data | no data |  | CND pump C
2799.0 | Condensate Recirc after CV | 02-VCND132 | CRT landing | Iso Vlv | CLOSED | OPEN | CONDENSATE RECIRC CV DOWNSTREAM ISOLATION | CND | 20023894-PD-053A | no data | no data |  | CV/CRT
2800.0 | Strainer Vent valves (4) | 02-VCND133 | CRT area | no data | OPEN | CLOSED | CND PMP "C" SUCTION STRAINER VENT VALVE | CND | no data | no data | no data |  | CND pump C
2801.0 | Curtain spray isolation valve | 02-VCND134 | ST upper East | no data | CLOSED | OPEN | CND TO ACC CURTAIN SPRAY FE ISOLATION | CND | no data | no data | no data |  | Attemperator
2802.0 | Strainer Vent valves (4) | 02-VCND135 | CRT area | no data | OPEN | CLOSED | CND PMP "B" SUCTION STRAINER VENT VALVE (ROOT) | CND | no data | no data | no data |  | CND pump B
2803.0 | GLAND STEAM CONDENSER CONDENSATE DRAIN (INLET) | 02-VCND136 | U2 CONDENSATE CORNER AREA | no data | CLOSED | OPEN | no data | no data | no data | no data | no data | no data | no data
2804.0 | Pump Discharge pressure transmitter | 02-VCND137 | CRT area | no data | CLOSED | OPEN | CND PMP "B" DISCHARGE PIT 136 ISOLATION | CND | no data | no data | no data |  | CND pump B
2805.0 | Vent before Gland Steam Condenser | 02-VCND138 | ST upper East | no data | OPEN | CLOSED | CONDENSATE HEADER VENT (GLAND STEAM CONDENSER) | CND | no data | no data | no data |  | GS condenser
2806.0 | Filter Vent | 02-VCND139 | CRT area | no data | OPEN | CLOSED | IRON FILTER "A" VENT VALVE | CND | no data | no data | no data |  | IRON Filer A
2807.0 | Filter Vent | 02-VCND140 | CRT area | no data | OPEN | CLOSED | IRON FILTER "B" VENT VALVE | CND | no data | no data | no data |  | IRON Filer B
2808.0 | LP Bypass spray isolation | 02-VCND141 | ST upper East | no data | CLOSED | OPEN | LPS BYPASS SPRAY SUPPLY ISOLATION | CND | no data | no data | no data |  | Attemperator
2809.0 | DP transmitter isolation (2) valves | 02-VCND142 | CRT area | no data | CLOSED | OPEN | CND PMP A SUCTION STRAINER PDIT 103 LOW SIDE ISOLATION | CND | no data | no data | no data |  | CND pump A
2810.0 | CND pump suction pressure gauge isolation. | 02-VCND143 | CRT area | no data | CLOSED | OPEN | CND PMP A SUCTION STRAINER PI 105 | CND | no data | no data | no data |  | CND pump A
2811.0 | Filter Drains (2) | 02-VCND144 | CRT area | no data | OPEN | CLOSED | IRON FILTER A DRAIN VALVE | CND | no data | no data | no data |  | IRON Filer A
2812.0 | Hood spray FCV isolation valves (2) | 02-VCND145 | ST upper East | no data | CLOSED | OPEN | ST HOOD SPRAY VALVE ISOLATION | CND | no data | no data | no data |  | Attemperator
2813.0 | Local Pressure Gauge | 02-VCND146 | ST upper East | no data | CLOSED | OPEN | COND HEADER PI 251 (GLAND STEAM CONDENSER) | CND | no data | no data | no data |  | GS condenser
2814.0 | Hood spray FCV bypass valve | 02-VCND147 | ST upper East | no data | CLOSED | CLOSED | ST HOOD SPRAY CV BYPASS VALVE | CND | no data | no data | no data |  | Attemperator
2815.0 | CND PUMP DISCHARGE CHECK VALVE | 02-VCND148 | U2 CONDENSATE PUMP AREA | no data | CLOSED | OPEN | no data | no data | no data | no data | no data | no data | no data
2816.0 | VENT VALVE | 02-VCND149 |  | no data | OPEN | CLOSED | no data | no data | no data | no data | no data | no data | no data
2817.0 | CND DISCHARGE SAMPLE ISOLATION | 02-VCND150 | U2 1ST LEVEL PIPE RACK | no data | CLOSED | OPEN | no data | no data | no data | no data | no data | no data | no data
2818.0 | Common Condensate Discharge Header PIT | 02-VCND151 | CRT area | no data | CLOSED | OPEN | INSTRUMENT ISOLATION | CND | no data | no data | no data |  | PIT
2819.0 | Condensate Recirc Drain (after CV) | 02-VCND152 | CRT landing | Drain/Vent Vlv | OPEN | CLOSED | CONDENSATE RECIRC DRAIN VALVE (AFTER CV) | CND | 20023894-PD-053A | no data | no data |  | CRT
2820.0 | Drain before condensate dump CV | 02-VCND153 | HRSG lower NW | no data | OPEN | CLOSED | CONDENSATE DUMP LINE DRAIN VALVE | CND | no data | no data | no data |  | no data
2821.0 | Strainer Vent valves (4) | 02-VCND154 | CRT area | no data | OPEN | CLOSED | CND PMP "B" STRAINER VENT VALVE (ROOT) | CND | no data | no data | no data |  | CND pump B
2822.0 | CND DISCHARGE SAMPLE ISOLATION | 02-VCND155 | U2 1ST LEVEL PIPE RACK | no data | CLOSED | OPEN | no data | no data | no data | no data | no data | no data | no data
2823.0 | LP Bypass spray flow transmitter (2) valves | 02-VCND156 | ST upper East | no data | CLOSED | OPEN | LP BYPASS SPRAY FIT 724 ISO | CND | no data | no data | no data |  | Attemperator
2824.0 | Air vent valve | 02-VCND157 | CRT area | no data | OPEN | CLOSED | CND PUMP "A" CAN VENT VALVE | CND | no data | no data | no data |  | CND pump A
2825.0 | LP Bypass spray drain | 02-VCND158 | ST upper East | no data | OPEN | CLOSED | LP BYPASS SPRAY DRAIN VALVE (AFTER CV) | CND | no data | no data | no data |  | Attemperator
2826.0 | CRH ventilator spray Flow transmitter (2) valves | 02-VCND159 | ST upper East | no data | CLOSED | OPEN | CRH VENTILATOR LINE SPRAY FIT 701 ISO | CND | no data | no data | no data |  | Attemperator
2827.0 | Before MOV equalizing valve | 02-VCND160 | CRT area | no data | CLOSED | OPEN | CONDENSATE IRON FILTER BYPASS VALVE ISOLATION | CND | no data | no data | no data |  | IRON Filter Bypass
2828.0 | CRH ventilator spray Flow transmitter (2) valves | 02-VCND162 | ST upper East | no data | CLOSED | OPEN | CRH VENTILATOR LINE SPRAY FIT 701 ISO | CND | no data | no data | no data |  | Attemperator
2829.0 | After MOV bypass valve | 02-VCND163 | CRT area | no data | CLOSED | OPEN | CONDENSATE IRON FILTER BYPASS VALVE ISOLATION | CND | no data | no data | no data |  | IRON Filter Bypass
2830.0 | DP transmitter isolation (2) valves | 02-VCND164 | CRT area | no data | CLOSED | OPEN | CND PMP "B" SUCTION STRAINER PDIT 123 ISO | CND | no data | no data | no data |  | CND pump B
2831.0 | Strainer Vent valves (4) | 02-VCND165 | CRT area | no data | OPEN | CLOSED | CND PMP "C" SUCTION STRAINER VENT VALVE (BLOCK) | CND | no data | no data | no data |  | CND pump C
2832.0 | Strainer Drain valves (2) | 02-VCND166 | CRT area | no data | OPEN | CLOSED | CND PMP A SUCTION STRAINER DRAIN VALVE | CND | no data | no data | no data |  | CND pump A
2833.0 | Pump Discharge Drain | 02-VCND167 | CRT area | no data | OPEN | CLOSED | CND PMP "B" DISCHARGE DRAIN | CND | no data | no data | no data |  | CND pump B
2834.0 | Strainer Vent valves (4) | 02-VCND168 | CRT area | no data | OPEN | CLOSED | CND PMP "C" SUCTION STRAINER VENT (ROOT) | CND | no data | no data | no data |  | CND pump C
2835.0 | LP Bypass spray flow transmitter (2) valves | 02-VCND169 | ST upper East | no data | CLOSED | OPEN | LP BYPASS SPRAY FIT 724 ISO | CND | no data | no data | no data |  | Attemperator
2836.0 | HRH spray flow transmitter (4) valves | 02-VCND170 | ST upper East | no data | CLOSED | OPEN | HRH SPRAY FIT 703B | CND | no data | no data | no data |  | Attemperator
2837.0 | Strainer Drain valves (2) | 02-VCND171 | CRT area | no data | OPEN | CLOSED | CND PMP "A" SUCTION STRAINER DRAIN VALVE | CND | no data | no data | no data |  | CND pump A
2838.0 | Filter Outlet Equalizing Valve | 02-VCND172 | CRT area | no data | CLOSED | OPEN | CONDENSATE IRON FILTER "A" MANUAL ISOLATION | CND | no data | no data | no data |  | IRON Filer A
2839.0 | Strainer Drain valves (2) | 02-VCND173 | CRT area | no data | OPEN | CLOSED | CND PMP "C" SUTION STRAINER DRAIN VALVE | CND | no data | no data | no data |  | CND pump C
2840.0 | Filter Outlet Equalizing Valve | 02-VCND174 | CRT area | no data | CLOSED | OPEN | CONDENSATE IRON FILTER MANUAL ISOLATION | CND | no data | no data | no data |  | IRON Filer B
2841.0 | Flow Transmitter (4 valves) | 02-VCND175 | ST upper East | no data | CLOSED | OPEN | CND FLOW FIT 231B LOW SIDE | CND | no data | no data | no data |  | FT
2842.0 | Strainer Drain valves (2) | 02-VCND176 | CRT area | no data | OPEN | CLOSED | CND PMP "B" SUTION STRAINER DRAIN VALVE | CND | no data | no data | no data |  | CND pump B
2843.0 | Filter D/P Transmitter (2) isolation valves | 02-VCND177 | CRT area | no data | CLOSED | OPEN | IRON FILTER "A" PDIT 205 | CND | no data | no data | no data |  | IRON Filer A
2844.0 | Strainer Drain valves (2) | 02-VCND178 | CRT area | no data | OPEN | CLOSED | CND PMP "C" SUTION STRAINER DRAIN VALVE | CND | no data | no data | no data |  | CND pump C
2845.0 | DP transmitter isolation (2) valves | 02-VCND179 | CRT area | no data | CLOSED | OPEN | CND PMP "A" SUCTION STRAINER PDIT 103 ISO | CND | no data | no data | no data |  | CND pump A
2846.0 | Filter D/P Transmitter (2) isolation valves | 02-VCND180 | CRT area | no data | CLOSED | OPEN | IRON FILTER "B" PDIT 215 | CND | no data | no data | no data |  | IRON Filer B
2847.0 | DP transmitter isolation (2) valves | 02-VCND181 | CRT area | no data | CLOSED | OPEN | CND PMP "B" SUCTION STRAINER PDIT 123 ISO | CND | no data | no data | no data |  | CND pump B
2848.0 | IRON FILTER BYPASS LINE VENT VALVE | 02-VCND182 | U2 CONDENSATE PUMP AREA | no data | OPEN | CLOSED | no data | no data | no data | no data | no data | no data | no data
2849.0 | CND pump suction pressure gauge isolation. | 02-VCND183 | CRT area | no data | CLOSED | OPEN | CND PMP "B" SUCTION STRAINER PI 125 ISOLATION | CND | no data | no data | no data |  | CND pump B
2850.0 | Filter D/P Transmitter (2) isolation valves | 02-VCND184 | CRT area | no data | CLOSED | OPEN | IRON FILTER "A" PDIT 205 | CND | no data | no data | no data |  | IRON Filer A
2851.0 | CND PUMP DISCHARGE CHECK VALVE | 02-VCND185 | U2 CONDENSATE PUMP AREA | no data | CLOSED | OPEN | no data | no data | no data | no data | no data | no data | no data
2852.0 | Hood spray vent | 02-VCND186 | ST upper East | no data | OPEN | CLOSED | HOOD SPRAY VENT | CND | no data | no data | no data |  | Attemperator
2853.0 | Filter D/P Transmitter (2) isolation valves | 02-VCND187 | CRT area | no data | CLOSED | OPEN | IRON FILTER "B" PDIT 215 | CND | no data | no data | no data |  | IRON Filer B
2854.0 | Iron Filter Bypass line drain | 02-VCND188 | CRT area | no data | OPEN | CLOSED | IRON FILTER BYPASS LINE DRAIN VALVE | CND | no data | no data | no data |  | IRON Filter Bypass
2855.0 | Pump Discharge Drain | 02-VCND189 | CRT area | no data | OPEN | CLOSED | CND PMP "C" DISCHARGE DRAIN | CND | no data | no data | no data |  | CND pump C
2856.0 | Flow Transmitter (4 valves) | 02-VCND190 | ST upper East | no data | CLOSED | OPEN | CND FLOW FIT 231B HIGH SIDE ISOLATION | CND | no data | no data | no data |  | FT
2857.0 | Strainer Vent valves (4) | 02-VCND191 | CRT area | no data | OPEN | CLOSED | CND PMP "A" SUCTION STRAINER VENT VALVE (ROOT) | CND | no data | no data | no data |  | CND pump A
2858.0 | DP transmitter isolation (2) valves | 02-VCND192 | CRT area | no data | CLOSED | OPEN | CND PMP C SUCTION STRAINER PDIT 143 LOW SIDE ISOLATION | CND | no data | no data | no data |  | CND pump C
2859.0 | Local Pressure Gauge after GSC | 02-VCND193 | ST upper East | no data | CLOSED | OPEN | GLAND STEAM CONDENSER CONDENSATE DISCHARGE PI 275 ISO | CND | no data | no data | no data |  | GS condenser
2860.0 | CND Pump Discharge equalizing valve | 02-VCND194 | CRT area | no data | CLOSED | OPEN | CND PUMP "B" DISCHARGE ISOLATION | CND | no data | no data | no data |  | CND pump B
2861.0 | Condensate Recirc Strainer Drain | 02-VCND195 | CRT area | no data | OPEN | CLOSED | CND RECIRC LINE STRAINER DRAIN | CND | no data | no data | no data |  | CRT
2862.0 | Pump Discharge Drain | 02-VCND196 | CRT area | no data | OPEN | CLOSED | CND PMP "A" DISCHARGE DRAIN | CND | no data | no data | no data |  | CND pump A
2863.0 | 2C cooler drain | 02-VCND197 | HRSG SE | no data | OPEN | CLOSED | 2C COOLER CONENSATE INLET DRAIN VALVE | CND | no data | no data | no data |  | ECA
2864.0 | HP Drains Tank spray CV iso | 02-VCND198 | ST Drains Tank area | no data | CLOSED | OPEN | HP DRAINS TANK QUENCH SPRAY VALVE ISOLATION | CND | no data | no data | no data |  | HP DT
2865.0 | HP Drains Tank spray supply drain | 02-VCND200 | ST Drains Tank area | no data | OPEN | CLOSED | DRAIN VALVE | CND | no data | no data | no data |  | HP DT
2866.0 | Gland steam attemperator isolation | 02-VCND201 | ST upper East | no data | CLOSED | OPEN | LP GLAND STEAM DESUPERHEATER SPRAY CV ISO | CND | no data | no data | no data |  | Attemperator
2867.0 | Gland steam attemperator flow transmitter (2) valves | 02-VCND207 | ST upper East | no data | CLOSED | OPEN | LP GLAND STEAM DESUPERHEATER SPRAY FIT 716 ISO | CND | no data | no data | no data |  | Attemperator
2868.0 | Gland steam attemperator flow transmitter (2) valves | 02-VCND209 | ST upper East | no data | CLOSED | OPEN | LP GLAND STEAM DESUPERHEATER SPRAY FIT 716 ISO | CND | no data | no data | no data |  | Attemperator
2869.0 | 2C cooler vent | 02-VCND210 | HRSG SE | no data | OPEN | CLOSED | 2C COOLER CONENSATE DISCHARGE VENT VALVE | CND | no data | no data | no data |  | ECA
2870.0 | Gland steam attemperator drain | 02-VCND211 | ST upper East | no data | OPEN | CLOSED | LP GLAND STEAM DESUPERHEATER SPRAY DRAIN VALVE | CND | no data | no data | no data |  | Attemperator
2871.0 | Gland steam attemperator isolation | 02-VCND212 | ST upper East | no data | CLOSED | OPEN | LP GLAND STEAM DESUPERHEATER SPRAY CV ISO | CND | no data | no data | no data |  | Attemperator
2872.0 | GLAND STEAM DSH SPRAY SUPPLY CHECK | 02-VCND213 | U2 S TURBINE BUILDING LOWER | no data | CLOSED | OPEN | no data | no data | no data | no data | no data | no data | no data
2873.0 | LP Drains Tank spray CV iso | 02-VCND214 | ST Drains Tank area | no data | CLOSED | OPEN | LP DRAINS TANK SPRAY SUPPLY CV ISOLATION | STP | no data | no data | no data |  | LP DT
2874.0 | LP Drains Tank spray supply drain | 02-VCND215 | ST Drains Tank area | no data | OPEN | CLOSED | LP DRAINS TANK SPRAY SUPPLY DRAIN VALVE | STP | no data | no data | no data |  | LP DT
2875.0 | LP Bypass spray isolation | 02-VCND221 | ST upper East | no data | CLOSED | OPEN | LP BYPASS SPRAY SUPPLY ISOLATION | CND | no data | no data | no data |  | Attemperator
2876.0 | CRH ventilator spray isolation | 02-VCND223 | ST upper East | no data | CLOSED | OPEN | CND TO CRH VENTILATOR SPRAY ISOLATION | CND | no data | no data | no data |  | Attemperator
2877.0 | HRH spray isolation | 02-VCND224 | ST upper East | no data | CLOSED | OPEN | HRH BYPASS SPRAY SUPPLY ISOLATION | CND | no data | no data | no data |  | Attemperator
2878.0 | Strainer #1 inlet isolation | 02-VCND225 | ST upper East | no data | CLOSED | OPEN | CND TO SPRAYS STRAINER ISOLATION | CND | no data | no data | no data |  | Strainer
2879.0 | Strainer Drain valves (2) | 02-VCND226 | ST upper East | no data | OPEN | CLOSED | CND TO SPRAYS STRAINER DRAIN VALVE | CND | no data | no data | no data |  | Strainer
2880.0 | Strainer #1 outlet isolation | 02-VCND227 | ST upper East | no data | CLOSED | OPEN | CND TO SPRAYS STRAINER ISOLATION | CND | no data | no data | no data |  | Strainer
2881.0 | Strainer #2 inlet isolation | 02-VCND228 | ST upper East | no data | CLOSED | OPEN | CND TO SPRAYS STRAINER ISOLATION | CND | no data | no data | no data |  | Strainer
2882.0 | Strainer Drain valves (2) | 02-VCND229 | ST upper East | no data | OPEN | CLOSED | CND TO SPRAYS STRAINER DRAIN VALVE | CND | no data | no data | no data |  | Strainer
2883.0 | Strainer #2 outlet isolation | 02-VCND230 | ST upper East | no data | CLOSED | OPEN | CND TO SPRAYS STRAINER ISOLATION | CND | no data | no data | no data |  | Strainer
2884.0 | Strainer Vent valves (2) | 02-VCND231 | ST upper East | no data | OPEN | CLOSED | CND TO SPRAYS STRAINER VENT VALVE | CND | no data | no data | no data |  | Strainer
2885.0 | Strainer Vent valves (2) | 02-VCND232 | ST upper East | no data | OPEN | CLOSED | CND TO SPRAYS STRAINER VENT VALVE | CND | no data | no data | no data |  | Strainer
2886.0 | Strainer DP isolation valves (2) | 02-VCND233 | ST upper East | no data | CLOSED | OPEN | CND TO SPRAYS STRAINER PDI 701 ISO | CND | no data | no data | no data |  | Strainer
2887.0 | Strainer DP isolation valves (2) | 02-VCND234 | ST upper East | no data | CLOSED | OPEN | CND TO SPRAYS STRAINER PDI 701 ISO | CND | no data | no data | no data |  | Strainer
2888.0 | DEMIN FILL TO CND CHECK | 02-VCND235 | U2 WEST OF CONDENSATE PUMP | no data | CLOSED | OPEN | no data | no data | no data | no data | no data | no data | no data
2889.0 | Demin Water supply valves | 02-VCND236 | CRT area | no data | CLOSED | OPEN | DEMIN FILL TO CND STOP CHECK | CND | no data | no data | no data |  | CND header
2890.0 | Demin Water drain | 02-VCND237 | CRT area | no data | OPEN | CLOSED | DEMIN FILL TO CND DRAIN VALVE | CND | no data | no data | no data |  | CND header
5752.0 | Demin Water drain | 02-VCND237 | CRT area | no data | OPEN | CLOSED | DEMIN FILL TO CND DRAIN VALVE | CND | no data | no data | no data |  | CND header
2891.0 | Demin Water supply valves | 02-VCND238 | CRT area | no data | CLOSED | OPEN | DEMIN FILL TO CND ISOLATION | CND | no data | no data | no data |  | CND header
2892.0 | ECA COOLER PUMP DISCHARGE CHECK | 02-VCND239 | U2 ECA AREA | no data | CLOSED | OPEN | no data | no data | no data | no data | no data | no data | no data
2893.0 | ECA cooler pressure transmitter | 02-VCND240 | HRSG SE | no data | CLOSED | OPEN | ECA COOLER CND INLET PI 543 ISOLATION | CND | no data | no data | no data |  | ECA
2894.0 | ECA COOLER PUMP DISCHARGE CHECK | 02-VCND241 | U2 ECA AREA | no data | CLOSED | OPEN | no data | no data | no data | no data | no data | no data | no data
2895.0 | ECA COOLING LOOP SUPPLY CHECK | 02-VCND242 | U2 ECA AREA | no data | CLOSED | OPEN | no data | no data | no data | no data | no data | no data | no data
2896.0 | Isolation to 3-way valve | 02-VCND243 | HRSG SE | no data | CLOSED | OPEN | ECA COOLING LOOP MANUAL FLOW THROTTLING VALVE | CND | no data | no data | no data |  | ECA
2897.0 | DT pmup B seal supply | 02-VCND244 | ST Drains Tank area | no data | CLOSED | OPEN | STEAM DRAINS PUMP SEAL WATER SUPPLY ISOLATION | STP | no data | no data | no data |  | ST DT pump
2898.0 | DT pmup B seal supply | 02-VCND245 | ST Drains Tank area | no data | CLOSED | OPEN | STEAM DRAINS PUMP SEAL WATER SUPPLY THROTTLING VALVE | STP | no data | no data | no data |  | ST DT pump
2899.0 | DRAINS TANK PMP "B" SEAL WATER PI 334 ISO | 02-VCND247 | U2 DRAINS TANK PIT AREA | no data | CLOSED | OPEN | no data | no data | no data | no data | no data | no data | no data
2900.0 | STEAM DRAINS PUMP SEAL WATER SUPPLY CHECK | 02-VCND248 | U2 DRAINS TANK PIT AREA | no data | CLOSED | OPEN | no data | no data | no data | no data | no data | no data | no data
2901.0 | ST DT pump discharge Vent | 02-VCND258 | CRT landing | Drain/Vent Vlv | OPEN | CLOSED | LP DRAINS TANK PUMP DISCHARGE VENT VALVE (RECEIVER TANK) | CND | no data | no data | no data |  | CRT
2902.0 | ST DT pump discharge Drain | 02-VCND259 | CRT landing | Drain/Vent Vlv | OPEN | CLOSED | LP DRAINS TANK PUMP DISCHARGE DRAIN | CND | no data | no data | no data |  | CRT
2903.0 | HRH spray dray (OUTSIDE DECK) | 02-VCND260 | ST upper East (OUTSIDE DECK) | no data | OPEN | CLOSED | HRH BYPASS SPRAY LINE DRAIN (AFTER CHECK) | CND | no data | no data | no data |  | Attemperator
2904.0 | LP Drains Tank spray CV iso | 02-VCND261 | ST Drains Tank area | no data | CLOSED | OPEN | LP DRAINS TANK QUENCH TCV ISOLATION | STP | no data | no data | no data |  | LP DT
2905.0 | LP Drains Tank spray CV bypass | 02-VCND262 | ST Drains Tank area | no data | OPEN | CLOSED | LP DRAINS TANK QUENCH TCV BYPASS VALVE | STP | no data | no data | no data |  | LP DT
2906.0 | Hood spray strainer drain | 02-VCND271 | ST upper East | no data | OPEN | CLOSED | CND TO HOOD SPRAY STRAINER DRAIN | CND | no data | no data | no data |  | Attemperator
2907.0 | Drains tank pumps seal water iso | 02-VCND272 | ST Drains Tank area | no data | CLOSED | OPEN | STEAM DRAINS PUMP SEAL WATER SUPPLY THROTTLING VALVE | CND | no data | no data | no data |  | ST DT pump
2908.0 | Drains tank pumps seal water drain | 02-VCND273 | ST Drains Tank area | no data | OPEN | CLOSED | SEAL WATER TO DRAINS PUMP "A" VENT VALVE | CND | no data | no data | no data |  | ST DT pump
2909.0 | SEAL WATER TO DRAINS PUMPS PI 327 ISO (BEFORE REG) | 02-VCND274 | U2 SOUTH OF DRAINS TANK (HANDRAIL) | no data | CLOSED | OPEN | no data | no data | no data | no data | no data | no data | no data
2910.0 | SEAL WATER TO DRAINS PUMPS PI 328 ISO (AFTER REG) | 02-VCND275 | U2 SOUTH OF DRAINS TANK (HANDRAIL) | no data | CLOSED | OPEN | no data | no data | no data | no data | no data | no data | no data
2911.0 | STEAM DRAINS PUMP SEAL WATER SUPPLY CHECK | 02-VCND277 | U2 DRAINS TANK PIT AREA | no data | CLOSED | OPEN | no data | no data | no data | no data | no data | no data | no data
2912.0 | SEAL WATER TO DRAINS PUMP "A" PI 335 ISO | 02-VCND278 | U2 DRAINS TANK PIT AREA | no data | CLOSED | OPEN | no data | no data | no data | no data | no data | no data | no data
2913.0 | DT pmup A seal supply | 02-VCND279 | ST Drains Tank area | no data | CLOSED | OPEN | STEAM DRAINS PUMP SEAL WATER SUPPLY THROTTLING VALVE | STP | no data | no data | no data |  | ST DT pump
2914.0 | DT pmup A seal supply | 02-VCND280 | ST Drains Tank area | no data | CLOSED | OPEN | STEAM DRAINS PUMP SEAL WATER SUPPLY ISOLATION | STP | no data | no data | no data |  | ST DT pump
2915.0 | HRH spray flow transmitter (4) valves | 02-VCND301 | ST upper East | no data | CLOSED | OPEN | HRH SPRAY FIT 703A | CND | no data | no data | no data |  | Attemperator
2916.0 | HRH spray flow transmitter (4) valves | 02-VCND302 | ST upper East | no data | CLOSED | OPEN | HRH SPRAY FIT 703A | CND | no data | no data | no data |  | Attemperator
2917.0 | HRH spray vent | 02-VCND307 | ST upper East | no data | OPEN | CLOSED | HRH BYPASS SPRAY LINE VENT VALVE | CND | no data | no data | no data |  | Attemperator
2918.0 | Flow Transmitter (4 valves) | 02-VCND308 | ST upper East | no data | CLOSED | OPEN | CND FLOW FIT 231A HIGH SIDE ISOLATION | CND | no data | no data | no data |  | FT
2919.0 | LP ECONOMIZER BYPASS CV ISOLATION | 02-VCND309 | U2 1ST LEVEL PIPE RACK | no data | CLOSED | OPEN | no data | no data | no data | no data | no data | no data | no data
2920.0 | ECA pump"A" suction valve | 02-VCND311 | HRSG SE | no data | CLOSED | OPEN | ECA COOLER PUMP SUCTION ISOLATION | CND | no data | no data | no data |  | ECA
2921.0 | ECA pump"B" DP | 02-VCND312 | HRSG SE | no data | CLOSED | OPEN | ECA PUMP "B" PDIT 592 SIO | CND | no data | no data | no data |  | ECA
2922.0 | ECA pump"B" suction valve | 02-VCND313 | HRSG SE | no data | CLOSED | OPEN | ECA COOLER PUMP SUCTION ISOLATION | CND | no data | no data | no data |  | ECA
2923.0 | ECA pump"B" discharge valve | 02-VCND314 | HRSG SE | no data | CLOSED | OPEN | ECA COOLER PUMP DISCHARGE ISOLATION | CND | no data | no data | no data |  | ECA
2924.0 | ECA pump"B" DP | 02-VCND315 | HRSG SE | no data | CLOSED | OPEN | ECA PUMP "B" PDIT 592 SIO | CND | no data | no data | no data |  | ECA
2925.0 | Strainer Vent valves (4) | 02-VCND320 | CRT area | no data | OPEN | CLOSED | CND PMP "A" SUCTION STRAINER VENT VALVE (BLOCK) | CND | no data | no data | no data |  | CND pump A
2926.0 | Curtain spray flow transmitter (2) valves | 02-VCND321 | ST upper East | no data | CLOSED | OPEN | CURTAIN SPRAY FIT 285 ISO | CND | no data | no data | no data |  | Attemperator
2927.0 | Curtain spray flow transmitter (2) valves | 02-VCND322 | ST upper East | no data | CLOSED | OPEN | CURTAIN SPRAY FIT 285 ISO | CND | no data | no data | no data |  | Attemperator
2928.0 | Condensate Recirc Strainer isolation | 02-VCND323 | CRT area | no data | CLOSED | OPEN | CONDENSATE MIN RECIRC CV ISOLATION | CND | no data | no data | no data |  | CRT
2929.0 | Curtain spray FCV isolation valves (2) | 02-VCND324 | ST upper East | no data | CLOSED | OPEN | ACC CURTAIN SPRAY CV ISOLATION | CND | no data | no data | no data |  | Attemperator
2930.0 | Curtain spray FCV isolation valves (2) | 02-VCND326 | ST upper East | no data | CLOSED | OPEN | ACC CURTAIN SPRAY CV ISOLATION | CND | no data | no data | no data |  | Attemperator
2931.0 | Curtain spray FCV bypass valve | 02-VCND327 | ST upper East | no data | CLOSED | OPEN | ACC CURTAIN SPRAY CV BYPASS VALVE | CND | no data | no data | no data |  | Attemperator
2932.0 | Curtain spray PIT | 02-VCND328 | ST upper East | no data | CLOSED | OPEN | INSTRUMENT ISOLATION | CND | no data | no data | no data |  | Attemperator
2933.0 | CND Pump Discharge valve | 02-VCND329 | CRT area | no data | CLOSED | OPEN | CONDENSATE PUMP "C" DISCHARGE ISOLATION | CND | no data | no data | no data |  | CND pump C
2934.0 | Strainer Vent valves (4) | 02-VCND330 | CRT area | no data | OPEN | CLOSED | CND PMP "C" SUCTION STRAINER VENT VALVE (ROOT) | CND | no data | no data | no data |  | CND pump C
2935.0 | Air vent valve (2) | 02-VCND333 | CRT area | no data | OPEN | CLOSED | CND PUMP "B" VENT VALVE | CND | no data | no data | no data |  | CND pump B
2936.0 | Pressure transmitter | 02-VCND335 | HRSG SE | no data | CLOSED | OPEN | 2C CONDENSATE INLET PIT 551 ISO | CND | no data | no data | no data |  | ECA
2937.0 | LP economizer pressure transmitters | 02-VCND337 | HRSG lower NW | no data | CLOSED | OPEN | LP ECONOMIZER INLET PIT 455B ISOLATION | CND | no data | no data | no data |  | no data
2938.0 | LP economizer pressure transmitters | 02-VCND338 | HRSG lower NW | no data | CLOSED | OPEN | LP ECONOMIZER INLET PIT 455A ISOLATION | CND | no data | no data | no data |  | no data
2939.0 | CONDENSATE TO LP ECONOMIZER PIT 451A ISOLATION | 02-VCND339 | U2 EXHAUST STACK AREA | no data | CLOSED | OPEN | no data | no data | no data | no data | no data | no data | no data
2940.0 | Isolation after FCV | 02-VCND340 | HRSG SE | no data | CLOSED | OPEN | ECA COOLER LOOP RETURN VALVE ISOLATION | CND | no data | no data | no data |  | ECA
2941.0 | ECA cooler drain | 02-VCND341 | HRSG SE | no data | OPEN | CLOSED | CONDENSATE TO ECA COOLER DRAIN VALVE | CND | no data | no data | no data |  | ECA
2942.0 | ECA pump"A" DP | 02-VCND342 | HRSG SE | no data | CLOSED | OPEN | ECA PUMP "A" PDIT 592 SIO | CND | no data | no data | no data |  | ECA
2943.0 | To condensate system isolation | 02-VCND343 | HRSG SE | no data | CLOSED | OPEN | ECA COOLER LOOP RETURN VALVE ISOLATION | CND | no data | no data | no data |  | ECA
2944.0 | ECA cooler pressure transmitter | 02-VCND344 | HRSG SE | no data | CLOSED | OPEN | ECA COOLER CND OUTLET PI 515 ISOLATION | CND | no data | no data | no data |  | ECA
2945.0 | Drain after FCV | 02-VCND348 | HRSG SE | no data | OPEN | CLOSED | FROM ECA TO CND HEADER DRAIN VALVE | CND | no data | no data | no data |  | ECA
2946.0 | Drain before FCV | 02-VCND349 | HRSG SE | no data | OPEN | CLOSED | FROM CND HEADER TO ECA DRAIN VALVE | CND | no data | no data | no data |  | ECA
2947.0 | To ECA isolation | 02-VCND352 | HRSG SE | no data | CLOSED | OPEN | ECA COOLER LOOP SUPPLY VALVE ISOLATION | CND | no data | no data | no data |  | ECA
2948.0 | ECA pump"A" DP | 02-VCND357 | HRSG SE | no data | CLOSED | OPEN | ECA PUMP "A" PDIT 592 SIO | CND | no data | no data | no data |  | ECA
2949.0 | ECA pump"A" discharge valve | 02-VCND359 | HRSG SE | no data | CLOSED | OPEN | ECA COOLER PUMP DISCHARGE ISOLATION | CND | no data | no data | no data |  | ECA
2950.0 | Strainer Vent valves (4) | 02-VCND360 | CRT area | no data | OPEN | CLOSED | CND PMP "B" SUCTION STRAINER VENT VALVE (BLOCK) | CND | no data | no data | no data |  | CND pump B
2951.0 | Strainer Drain valves (2) | 02-VCND361 | CRT area | no data | OPEN | CLOSED | CND PMP "B" SUCTION STRAINER DRAIN VALVE | CND | no data | no data | no data |  | CND pump B
2952.0 | Filter Drains (2) | 02-VCND362 | CRT area | no data | OPEN | CLOSED | IRON FILTER "B" DRAIN VALVE | CND | no data | no data | no data |  | IRON Filer B
2953.0 | CRH ventilator spray drain (OUTSIDE DECK) | 02-VCND363 | ST upper East (OUTSIDE DECK) | no data | OPEN | CLOSED | CRH VENTILATOR SPRAY DRAIN VALVE (AFTER CHECK) | CND | no data | no data | no data |  | Attemperator
2954.0 | HP Drains Tank spray CV bypass | 02-VCND366 | ST Drains Tank area | no data | OPEN | CLOSED | HP DRAINS TANK QUENCH TCV BYPASS VALVE | CND | no data | no data | no data |  | HP DT
2955.0 | HP Drains Tank spray CV iso | 02-VCND367 | ST Drains Tank area | no data | CLOSED | OPEN | HP DRAINS TANK QUENCH TCV ISOLATION | CND | no data | no data | no data |  | HP DT
2956.0 | Condensate header pressure transmitters | 02-VCND375 | HRSG lower NW | no data | CLOSED | OPEN | CONDENSATE TO LP ECONOMIZER PIT 451B ISOLATION | CND | no data | no data | no data |  | no data
2957.0 | CND RECIRC VENT VALVE (PIPE RACK) | 02-VCND376 | U2 PIPE RACK 1ST LEVEL | no data | OPEN | CLOSED | no data | no data | no data | no data | no data | no data | no data
2958.0 | Condensate Recirc Drain (after strainer) | 02-VCND377 | CRT area | no data | OPEN | CLOSED | CND RECIRC LINE DRAIN (AFTER STRAINER) | CND | no data | no data | no data |  | CRT
2959.0 | Condensate Recirc Vent (after CV) | 02-VCND378 | CRT landing | Drain/Vent Vlv | OPEN | CLOSED | CND RECIRC LINE VENT (AFTER CV) | CND | 20023894-PD-053A | no data | no data |  | CRT
2960.0 | Condensate Recirc Vent (after strainer) | 02-VCND379 | CRT landing | Drain/Vent Vlv | OPEN | CLOSED | CND RECIRC LINE VENT (AFTER STRAINER) | CND | 20023894-PD-053A | no data | no data |  | CRT
2961.0 | DRAIN VALVE | 02-VCND380 | U2 OUTSIDE TURBINE BUILDING SOUTH SIDE (LADDER) | no data | OPEN | CLOSED | no data | no data | no data | no data | no data | no data | no data
2962.0 | VENT VALVE | 02-VCND381 | U2 CONDENSATE CORNER AREA OUTSIDE DECK | no data | OPEN | CLOSED | no data | no data | no data | no data | no data | no data | no data
2963.0 | Gland Steam Condenser vents (in and out) | 02-VCND400 | ST upper East | no data | OPEN | CLOSED | GLAND STEAM CONDENSER VENT VALVE (CND IN) | CND | no data | no data | no data |  | GS condenser
2964.0 | Gland Steam Condenser vents (in and out) | 02-VCND401 | ST upper East | no data | OPEN | CLOSED | GLAND STEAM CONDENSER VENT VALVE (CND OUT) | CND | no data | no data | no data |  | GS condenser
2965.0 | Gland Steam Condenser drains (in and out) | 02-VCND402 | ST upper East | no data | OPEN | CLOSED | GLAND STEAM CONDENSER DRAIN VALVE (CND IN) | CND | no data | no data | no data |  | GS condenser
2966.0 | Gland Steam Condenser drains (in and out) | 02-VCND403 | ST upper East | no data | OPEN | CLOSED | GLAND STEAM CONDENSER DRAIN VALVE (CND OUT) | CND | no data | no data | no data |  | GS condenser
2967.0 | Condensate Recirc Strainer Vent | 02-VCND404 | CRT area | no data | OPEN | CLOSED | CND RECIRC LINE STRAINER VENT | CND | no data | no data | no data |  | CRT
2968.0 | Curtain spray vent | 02-VCND405 | ST upper East | no data | OPEN | CLOSED | CURTAIN SPRAY LINE VENT | CND | no data | no data | no data |  | Attemperator
2969.0 | Gland steam attemperator strainer drain | 02-VCND406 | ST upper East | no data | OPEN | CLOSED | LP GLAND STEAM DESUPERHEATER SPRAY STRAINER DRAIN | CND | no data | no data | no data |  | Attemperator
2970.0 | ECA cooler vent | 02-VCND407 | HRSG SE | no data | OPEN | CLOSED | ECA COOLER CND OUTLET VENT VALVE | CND | no data | no data | no data |  | ECA
2971.0 | ECA drain | 02-VCND408 | HRSG SE | no data | OPEN | CLOSED | ECA COOLER CND OUTLET DRAIN VALVE | CND | no data | no data | no data |  | ECA
2972.0 | Vent after FCV | 02-VCND410 | HRSG SE | no data | OPEN | CLOSED | FROM CND TO ECA VENT VALVE (AFTER CV) | CND | no data | no data | no data |  | ECA
2973.0 | ECA pump discharge vent | 02-VCND411 | HRSG SE | no data | OPEN | CLOSED | ECA PUMP COMMON DISCHARGE VENT VALVE | CND | no data | no data | no data |  | ECA
2974.0 | ECA COOLER PUMP DRAIN | 02-VCND420 | U2 ECA COOLER PUMP AREA | no data | OPEN | CLOSED | no data | no data | no data | no data | no data | no data | no data
2975.0 | ECA COOLER PUMP DRAIN | 02-VCND421 | U2 ECA COOLER PUMP AREA | no data | OPEN | CLOSED | no data | no data | no data | no data | no data | no data | no data
2976.0 | ACC west loop seal drain | 02-VCND576 | CRT area | no data | OPEN | CLOSED | ACC CND LOOP SEAL DRAIN VALVE | CND | no data | no data | no data |  | ACC
2977.0 | ACC east loop seal drain | 02-VCND577 | CRT area | no data | OPEN | CLOSED | ACC CND LOOP SEAL DRAIN VALVE | CND | no data | no data | no data |  | ACC
3856.0 | Pump discharge pressure gauge | 02-VCND804 | CRT area | no data | CLOSED | OPEN | UNIT 2 CONDENSATE PUMP A DISCHARGE PRESS. GAUGE ISOLATION VALVE | CND | no data | no data | no data |  | CND pump A
3857.0 | UNIT 2 CONDENSATE PUMP A DISCHARGE PRESS. GAUGE VALVE | 02-VCND805 | CONDESATE RECIEVER TANK | no data | CLOSED | OPEN | no data | no data | no data | no data | no data | no data | no data
3858.0 | Air vent valve | 02-VCND814 | CRT area | no data | OPEN | CLOSED | UNIT 2 CONDENSATE PUMP A MECH. SEAL AIR VENT VALVE | CND | no data | no data | no data |  | CND pump A
3859.0 | UNIT 2 CONDENSATE PUMP A SEALING WATER PRESS. GAUGE ISOLATION VAL | 02-VCND816 | CONDESATE RECIEVER TANK | no data | CLOSED | OPEN | no data | no data | no data | no data | no data | no data | no data
3860.0 | UNIT 2 CONDENSATE PUMP A SEALING WATER PRESS. GAUGE VALVE | 02-VCND817 | CONDESATE RECIEVER TANK | no data | CLOSED | OPEN | no data | no data | no data | no data | no data | no data | no data
3861.0 | Seal supply valve | 02-VCND818 | CRT area | no data | CLOSED | OPEN | UNIT 2 CONDENSATE PUMP A SEALING WATER VALVE | CND | no data | no data | no data |  | CND pump A
3862.0 | Equalizing valve | 02-VCND820 | CRT area | no data | CLOSED | OPEN | UNIT 2 CONDENSATE PUMP A EQUALIZING VALVE | CND | no data | no data | no data |  | CND pump A
3863.0 | Pump discharge pressure gauge | 02-VCND834 | CRT area | no data | CLOSED | OPEN | UNIT 2 CONDENSATE PUMP B DISCHARGE PRESS. GAUGE ISOLATION VALVE | CND | no data | no data | no data |  | CND pump B
3864.0 | UNIT 2 CONDENSATE PUMP B DISCHARGE PRESS. GAUGE VALVE | 02-VCND835 | CONDESATE RECIEVER TANK | no data | CLOSED | OPEN | no data | no data | no data | no data | no data | no data | no data
6208.0 | Air vent valve (2) | 02-VCND844 | CRT area | no data | CLOSED | OPEN | UNIT 2 CONDENSATE PUMP B MECH. SEAL AIR VENT VALVE | CND | no data | no data | no data |  | CND pump B
3866.0 | Seal water pressure gauge | 02-VCND846 | CRT area | no data | CLOSED | OPEN | UNIT 2 CONDENSATE PUMP B SEALING WATER PRESS. GAUGE ISOLATION VAL | CND | no data | no data | no data |  | CND pump B
3867.0 | UNIT 2 CONDENSATE PUMP B SEALING WATER PRESS. GAUGE VALVE | 02-VCND847 | CONDESATE RECIEVER TANK | no data | CLOSED | OPEN | no data | no data | no data | no data | no data | no data | no data
6206.0 | Seal supply valve | 02-VCND848 | CRT area | no data | CLOSED | OPEN | UNIT 2 CONDENSATE PUMP B SEALING WATER VALVE | CND | no data | no data | no data |  | CND pump B
6207.0 | Equalizing valve | 02-VCND850 | CRT area | no data | CLOSED | OPEN | UNIT 2 CONDENSATE PUMP B EQUALIZING VALVE | CND | no data | no data | no data |  | CND pump B
3870.0 | Pump discharge pressure gauge | 02-VCND864 | CRT area | no data | CLOSED | OPEN | UNIT 2 CONDENSATE PUMP C DISCHARGE PRESS. GAUGE ISOLATION VALVE | CND | no data | no data | no data |  | CND pump C
3871.0 | UNIT 2 CONDENSATE PUMP C DISCHARGE PRESS. GAUGE VALVE | 02-VCND865 | CONDESATE RECIEVER TANK | no data | CLOSED | OPEN | no data | no data | no data | no data | no data | no data | no data
3872.0 | Air vent valve | 02-VCND874 | CRT area | no data | OPEN | CLOSED | UNIT 2 CONDENSATE PUMP C MECH. SEAL AIR VENT VALVE | CND | no data | no data | no data |  | CND pump C
3873.0 | Seal water pressure gauge | 02-VCND876 | CRT area | no data | CLOSED | OPEN | UNIT 2 CONDENSATE PUMP C SEALING WATER PRESS. GAUGE ISOLATION VAL | CND | no data | no data | no data |  | CND pump C
3874.0 | UNIT 2 CONDENSATE PUMP C SEALING WATER PRESS. GAUGE VALVE | 02-VCND877 | CONDESATE RECIEVER TANK | no data | CLOSED | OPEN | no data | no data | no data | no data | no data | no data | no data
3875.0 | Seal supply valve | 02-VCND878 | CRT area | no data | CLOSED | OPEN | UNIT 2 CONDENSATE PUMP C SEALING WATER VALVE | CND | no data | no data | no data |  | CND pump C
3876.0 | Equalizing valve | 02-VCND880 | CRT area | no data | CLOSED | OPEN | UNIT 2 CONDENSATE PUMP C EQUALIZING VALVE | CND | no data | no data | no data |  | CND pump C
2978.0 | HP turbine exhaust Drip Leg Level Switche drains | 02-VCRH101 | ST lower East | no data | OPEN | CLOSED | HP EXHAUST DRIP LEG LS DRAIN ROOT VALVE | CRH | no data | no data | no data |  | no data
2979.0 | Ventilator line PITs | 02-VCRH102 | ST lower | no data | CLOSED | OPEN | CRH VENTILATOR LINE PIT 107A ROOT VALVE | CRH | no data | no data | no data |  | no data
2980.0 | Ventilator line PITs | 02-VCRH103 | ST lower | no data | CLOSED | OPEN | CRH VENTILATOR LINE PIT 107B ROOT VALVE | CRH | no data | no data | no data |  | no data
2981.0 | CRH Drip Leg Level Switches | 02-VCRH104 | ST lower East | no data | CLOSED | OPEN | CRH DRIP LEG LS ROOT VALVE (STMR BLDG) | CRH | no data | no data | no data |  | no data
2982.0 | CRH Drip Leg Level Switches | 02-VCRH105 | ST lower East | no data | CLOSED | OPEN | CRH DRIP LEG LS ROOT VALVE (STMR BLDG) | CRH | no data | no data | no data |  | no data
2983.0 | CRH Drip Leg Level Switches | 02-VCRH106 | ST lower East | no data | CLOSED | OPEN | CRH DRIP LEG LS ROOT VALVE (STMR BLDG) | CRH | no data | no data | no data |  | no data
2984.0 | CRH Drip Leg Level Switches | 02-VCRH107 | ST lower East | no data | CLOSED | OPEN | CRH DRIP LEG LS ROOT VALVE (STMR BLDG) | CRH | no data | no data | no data |  | no data
2985.0 | HP turbine exhaust Drip Leg Level Switches | 02-VCRH108 | ST lower East | no data | CLOSED | OPEN | HP EXHAUST DRIP LEG LS ROOT VALVE | CRH | no data | no data | no data |  | no data
2986.0 | HP turbine exhaust Drip Leg Level Switches | 02-VCRH109 | ST lower East | no data | CLOSED | OPEN | HP EXHAUST DRIP LEG LS ROOT VALVE | CRH | no data | no data | no data |  | no data
2987.0 | HP turbine exhaust Drip Leg Level Switches | 02-VCRH110 | ST lower East | no data | CLOSED | OPEN | HP EXHAUST DRIP LEG LS ROOT VALVE | CRH | no data | no data | no data |  | no data
2988.0 | CRH header Drip Leg AOV iso | 02-VCRH111 | Pipe Rack 2nd | no data | OPEN | CLOSED | CRH DRIP LEG DRAIN (PIPE RACK) | CRH | no data | no data | no data |  | HRSG/ST
2989.0 | HP turbine exhaust Drip Leg Level Switches | 02-VCRH112 | ST lower East | no data | CLOSED | OPEN | HP EXHAUST DRIP LEG LS ROOT VALVE | CRH | no data | no data | no data |  | no data
2990.0 | CRH header vent | 02-VCRH115 | Pipe Rack 2nd | no data | OPEN | CLOSED | CRH VENT BLOCK VALVE (SECOND PIPE RACK) | CRH | no data | no data | no data |  | HRSG/ST
2991.0 | CRH header Drip Leg Level Switches | 02-VCRH117 | Pipe Rack 2nd | no data | CLOSED | OPEN | CRH DRIP LEG LS ROOT VALVE (PIPE RACK) | CRH | no data | no data | no data |  | HRSG/ST
2992.0 | CRH TO AXS VENT VALVE | 02-VCRH120 | U2 3RD LEVEL PIPE RACK | no data | OPEN | CLOSED | no data | no data | no data | no data | no data | no data | no data
2993.0 | CRH TO AXS VENT VALVE | 02-VCRH121 | U2 3RD LEVEL PIPE RACK | no data | OPEN | CLOSED | no data | no data | no data | no data | no data | no data | no data
2994.0 | CRH header Drip Leg Level Switches | 02-VCRH122 | Pipe Rack 2nd | no data | CLOSED | OPEN | CRH DRIP LEG LS ROOT VALVE (PIPE RACK) | CRH | no data | no data | no data |  | HRSG/ST
2995.0 | CRH Drip Leg Level Switche drains | 02-VCRH123 | ST lower East | no data | OPEN | CLOSED | CRH DRIP LEG LS DRAIN ROOT VALVE (STMR BLDG) | CRH | no data | no data | no data |  | no data
2996.0 | CRH header Drip Leg Level Switche drains | 02-VCRH124 | Pipe Rack 2nd | no data | OPEN | CLOSED | CRH DRIP LEG LS DRAIN ROOT VALVE (PIPE RACK) | CRH | no data | no data | no data |  | HRSG/ST
2997.0 | HP turbine exhaust Drip Leg Level Switche drains | 02-VCRH125 | ST lower East | no data | OPEN | CLOSED | HP EXHAUST DRIP LEG LS DRAIN ROOT VALVE | CRH | no data | no data | no data |  | no data
2998.0 | HP turbine exhaust Drip Leg AOV iso | 02-VCRH127 | ST lower East | no data | CLOSED | OPEN | HP EXHAUST DRIP LEG DRAIN CV MANUAL ISOLATION | CRH | no data | no data | no data |  | no data
2999.0 | HP turbine exhaust PIT | 02-VCRH128 | ST lower East | no data | CLOSED | OPEN | HP EXHAUST PIT 101 ROOT VALVE | CRH | no data | no data | no data |  | no data
3000.0 | CRH Drip Leg AOV iso | 02-VCRH130 | ST lower East | no data | CLOSED | OPEN | CRH DRIP LEG DRAIN CV ISOLATION (STMR BLDG) | CRH | no data | no data | no data |  | no data
3001.0 | Ventilator CV manual iso. | 02-VCRH131 | ST upper East | no data | CLOSED | OPEN | VENTILATOR VALVE BLOCK VALVE | CRH | no data | no data | no data |  | ST
3002.0 | CRH Drip Leg drain | 02-VCRH133 | ST lower East | no data | OPEN | CLOSED | HP EXHAUST DRIP LEG DRAIN ROOT VALVE | CRH | no data | no data | no data |  | no data
3003.0 | CRH Drip Leg drain | 02-VCRH134 | ST lower East | no data | OPEN | CLOSED | HP EXHAUST DRIP LEG DRAIN BLOCK VALVE | CRH | no data | no data | no data |  | no data
3004.0 | CRH Drip Leg drain | 02-VCRH135 | ST lower East | no data | OPEN | CLOSED | CRH DRIP LEG DRAIN BLOCK VALVE (STMR BLDG) | CRH | no data | no data | no data |  | no data
3005.0 | CRH header Drip Leg drain | 02-VCRH136 | Pipe Rack 2nd | no data | OPEN | CLOSED | HP EXHAUST DRIP LEG DRAIN BLOCK VALVE (STMR BLDG) | CRH | no data | no data | no data |  | HRSG/ST
3006.0 | CRH header Drip Leg Level Switches | 02-VCRH137 | Pipe Rack 2nd | no data | CLOSED | OPEN | CRH DRIP LEG LS ROOT VALVE (PIPE RACK) | CRH | no data | no data | no data |  | HRSG/ST
3007.0 | CRH Drip Leg drain | 02-VCRH138 | ST lower East | no data | CLOSED | OPEN | CRH DRIP LEG DRAIN ROOT VALVE (STMR BLDG) | CRH | no data | no data | no data |  | no data
3008.0 | HP turbine exhaust vent | 02-VCRH139 | ST lower East | no data | OPEN | CLOSED | HP EXHAUST VENT ROOT VALVE | CRH | no data | no data | no data |  | no data
3009.0 | Ventilator line PITs | 02-VCRH141 | ST lower | no data | CLOSED | OPEN | CRH VENTILATOR LINE PIT 107A BLOCK VALVE | CRH | no data | no data | no data |  | no data
3010.0 | Ventilator line PITs | 02-VCRH142 | ST lower | no data | CLOSED | OPEN | CRH VENTILATOR LINE PIT 107B BLOCK VALVE | CRH | no data | no data | no data |  | no data
3011.0 | HP turbine exhaust PIT | 02-VCRH143 | ST lower East | no data | CLOSED | OPEN | HP EXHAUST PIT 101 BLOCK VALVE | CRH | no data | no data | no data |  | no data
3012.0 | HP turbine exhaust vent | 02-VCRH144 | ST lower East | no data | OPEN | CLOSED | HP EXHAUST VENT BLOCK VALVE | CRH | no data | no data | no data |  | no data
3013.0 | CRH header Drip Leg Level Switches | 02-VCRH146 | Pipe Rack 2nd | no data | CLOSED | OPEN | CRH DRIP LEG LS ROOT VALVE (PIPE RACK) | CRH | no data | no data | no data |  | HRSG/ST
3014.0 | CRH header Drip Leg Level Switche drains | 02-VCRH147 | Pipe Rack 2nd | no data | OPEN | CLOSED | CRH DRIP LEG LS DRAIN ROOT VALVE (PIPE RACK) | CRH | no data | no data | no data |  | HRSG/ST
3015.0 | CRH header PT | 02-VCRH148 | Pipe Rack 2nd | no data | CLOSED | OPEN | CRH PT 124 ROOT VALVE (SECOND PIPE RACK) | CRH | no data | no data | no data |  | HRSG/ST
3016.0 | HP turbine exhaust Drip Leg Level Switche drains | 02-VCRH150 | ST lower East | no data | OPEN | CLOSED | HP EXHAUST DRIP LEG LS DRAIN BLOCK VALVE | CRH | no data | no data | no data |  | no data
3017.0 | HP turbine exhaust Drip Leg Level Switche drains | 02-VCRH151 | ST lower East | no data | OPEN | CLOSED | HP EXHAUST DRIP LEG LS DRAIN BLOCK VALVE | CRH | no data | no data | no data |  | no data
3018.0 | CRH Drip Leg Level Switches | 02-VCRH154 | ST lower East | no data | CLOSED | OPEN | CRH DRIP LEG LS BLOCK VALVE (STMR BLDG) | CRH | no data | no data | no data |  | no data
3019.0 | CRH Drip Leg Level Switches | 02-VCRH155 | ST lower East | no data | CLOSED | OPEN | CRH DRIP LEG LS BLOCK VALVE (STMR BLDG) | CRH | no data | no data | no data |  | no data
3020.0 | CRH Drip Leg Level Switches | 02-VCRH156 | ST lower East | no data | CLOSED | OPEN | CRH DRIP LEG LS BLOCK VALVE (STMR BLDG) | CRH | no data | no data | no data |  | no data
3021.0 | CRH Drip Leg Level Switches | 02-VCRH157 | ST lower East | no data | CLOSED | OPEN | CRH DRIP LEG LS BLOCK VALVE (STMR BLDG) | CRH | no data | no data | no data |  | no data
3022.0 | CRH Drip Leg Level Switche drains | 02-VCRH158 | ST lower East | no data | OPEN | CLOSED | CRH DRIP LEG LS VENT/DRAIN VALVE (STMR BLDG) | CRH | no data | no data | no data |  | no data
3023.0 | CRH header vent | 02-VCRH159 | Pipe Rack 2nd | no data | OPEN | CLOSED | CRH VENT ROOT VALVE (SECOND PIPE RACK) | CRH | no data | no data | no data |  | HRSG/ST
3024.0 | CRH Drip Leg Level Switche drains | 02-VCRH160 | ST lower East | no data | OPEN | CLOSED | CRH DRIP LEG LS DRAIN BLOCK VALVE (STMR BLDG) | CRH | no data | no data | no data |  | no data
3025.0 | CRH Drip Leg Level Switche drains | 02-VCRH161 | ST lower East | no data | OPEN | CLOSED | CRH DRIP LEG LS DRAIN BLOCK VALVE (STMR BLDG) | CRH | no data | no data | no data |  | no data
3026.0 | CRH to Aux steam vent | 02-VCRH162 | Pipe Rack 3rd | no data | OPEN | CLOSED | CRH TO AXS VENT VALVE | CRH | no data | no data | no data |  | Aux Steam Header
3027.0 | CRH header vent | 02-VCRH165 | Pipe Rack 2nd | no data | CLOSED | OPEN | CRH VENT BLOCK VALVE (SECOND PIPE RACK) | CRH | no data | no data | no data |  | HRSG/ST
3028.0 | CRH header PT | 02-VCRH166 | Pipe Rack 2nd | no data | CLOSED | OPEN | CRH PT 124 BLOCK VALVE (SECOND PIPE RACK) | CRH | no data | no data | no data |  | HRSG/ST
3029.0 | CRH header Drip Leg Level Switches | 02-VCRH169 | Pipe Rack 2nd | no data | CLOSED | OPEN | CRH DRIP LEG LS BLOCK VALVE (PIPE RACK) | CRH | no data | no data | no data |  | HRSG/ST
3030.0 | CRH header Drip Leg Level Switches | 02-VCRH170 | Pipe Rack 2nd | no data | CLOSED | OPEN | CRH DRIP LEG LS BLOCK VALVE (PIPE RACK) | CRH | no data | no data | no data |  | HRSG/ST
3031.0 | CRH header Drip Leg Level Switches | 02-VCRH171 | Pipe Rack 2nd | no data | CLOSED | OPEN | CRH DRIP LEG LS BLOCK VALVE (PIPE RACK) | CRH | no data | no data | no data |  | HRSG/ST
3032.0 | CRH header Drip Leg Level Switches | 02-VCRH172 | Pipe Rack 2nd | no data | CLOSED | OPEN | CRH DRIP LEG LS BLOCK VALVE (PIPE RACK) | CRH | no data | no data | no data |  | HRSG/ST
3033.0 | CRH header Drip Leg Level Switche drains | 02-VCRH173 | Pipe Rack 2nd | no data | OPEN | CLOSED | CRH DRIP LEG LS DRAIN BLOCK VALVE (PIPE RACK) | CRH | no data | no data | no data |  | HRSG/ST
3034.0 | CRH header Drip Leg Level Switche drains | 02-VCRH174 | Pipe Rack 2nd | no data | OPEN | CLOSED | CRH DRIP LEG LS DRAIN BLOCK VALVE (PIPE RACK) | CRH | no data | no data | no data |  | HRSG/ST
3035.0 | HP turbine exhaust Drip Leg Level Switches | 02-VCRH175 | ST lower East | no data | CLOSED | OPEN | HP EXHAUST DRIP LEG LS BLOCK VALVE | CRH | no data | no data | no data |  | no data
3036.0 | HP turbine exhaust Drip Leg Level Switches | 02-VCRH176 | ST lower East | no data | CLOSED | OPEN | HP EXHAUST DRIP LEG LS BLOCK VALVE | CRH | no data | no data | no data |  | no data
3037.0 | HP turbine exhaust Drip Leg Level Switches | 02-VCRH177 | ST lower East | no data | CLOSED | OPEN | HP EXHAUST DRIP LEG LS BLOCK VALVE | CRH | no data | no data | no data |  | no data
3038.0 | HP turbine exhaust Drip Leg Level Switches | 02-VCRH178 | ST lower East | no data | CLOSED | OPEN | HP EXHAUST DRIP LEG LS BLOCK VALVE | CRH | no data | no data | no data |  | no data
3039.0 | CRH TO AXS ISOLATION | 02-VCRH180 | U2 3RD LEVEL PIPE RACK | no data | CLOSED | OPEN | no data | no data | no data | no data | no data | no data | no data
3040.0 | CRH TO AXS ISOLATION | 02-VCRH181 | U2 3RD LEVEL PIPE RACK | no data | CLOSED | OPEN | no data | no data | no data | no data | no data | no data | no data
3041.0 | CRH to Aux steam vent | 02-VCRH182 | Pipe Rack 3rd | no data | OPEN | CLOSED | CRH TO AXS VENT VALVE | CRH | no data | no data | no data |  | Aux Steam Header
3042.0 | CRH to Aux steam FC iso (Low flow) | 02-VCRH183 | Pipe Rack 3rd | no data | CLOSED | OPEN | CRH TO AXS ISOLATION | CRH | no data | no data | no data |  | Aux Steam Header
3043.0 | CRH to Aux steam FC iso (High flow) | 02-VCRH184 | Pipe Rack 3rd | no data | CLOSED | OPEN | CRH TO AXS ISOLATION | CRH | no data | no data | no data |  | Aux Steam Header
3044.0 | CRH header Drip Leg drain | 02-VCRH185 | Pipe Rack 2nd | no data | OPEN | CLOSED | HP EXHAUST DRIP LEG DRAIN ROOT VALVE (STMR BLDG) | CRH | no data | no data | no data |  | HRSG/ST
3045.0 | CRH header vent | 02-VCRH186 | Pipe Rack 2nd | no data | OPEN | CLOSED | CRH VENT ROOT VALVE (SECOND PIPE RACK) | CRH | no data | no data | no data |  | HRSG/ST
3046.0 | U2 WATER WASH SUMP INLET ISOLATION | 02-VCTP100 | U2 WATER WASH TANK PAD | no data | CLOSED | CLOSED | no data | no data | no data | no data | no data | no data | no data
3047.0 | UNIT 2 ECA COOLER DRAIN VALVE (B) ISOLATION | 02-VCTP101 | U2 ECA COOLER AREA | no data | CLOSED | OPEN | no data | no data | no data | no data | no data | no data | no data
3048.0 | DRAIN ISOLATION | 02-VCTP102 |  | no data | OPEN | CLOSED | no data | no data | no data | no data | no data | no data | no data
3049.0 | UNIT 2 BLADE RING DRAIN ISOLATION | 02-VCTP103 | U2 TCA COOLER AREA | no data | OPEN | CLOSED | no data | no data | no data | no data | no data | no data | no data
3050.0 | UNIT 2 ECA DRAIN MIST DEPARATOR DRAIN VALVE (B) ISOLATION | 02-VCTP104 | U2 ECA COOLER AREA | no data | OPEN | CLOSED | no data | no data | no data | no data | no data | no data | no data
3051.0 | UNIT 2 BLADE COMBUSTOR ISOLATION | 02-VCTP105 | U2 TCA COOLER AREA | no data | CLOSED | OPEN | no data | no data | no data | no data | no data | no data | no data
3052.0 | UNIT 2 ECA DRAIN MIST DEPARATOR DRAIN VALVE (A) ISOLATION | 02-VCTP106 | U2 ECA COOLER AREA | no data | OPEN | CLOSED | no data | no data | no data | no data | no data | no data | no data
3053.0 | UNIT 2 ECA COOLER DRAIN VALVE (A) ISOLATION | 02-VCTP107 | U2 ECA COOLER AREA | no data | OPEN | CLOSED | no data | no data | no data | no data | no data | no data | no data
3054.0 | UNIT 2 COOLING AIR COOLER (HIGH TEMP) DRAIN VALVE (B) ISOLATION | 02-VCTP108 | U2 TCA COOLER AREA | no data | OPEN | CLOSED | no data | no data | no data | no data | no data | no data | no data
3055.0 | UNIT 2 COOLING AIR COOLER (HIGH TEMP) DRAIN VALVE (A) ISOLATION | 02-VCTP109 | U2 TCA COOLER AREA | no data | OPEN | CLOSED | no data | no data | no data | no data | no data | no data | no data
3056.0 | UNIT 2 COOLING AIR COOLER (LOW TEMP) DRAIN VALVE (A) ISOLATION | 02-VCTP110 | U2 TCA COOLER AREA | no data | OPEN | CLOSED | no data | no data | no data | no data | no data | no data | no data
3057.0 | UNIT 2 COOLING AIR COOLER (LOW TEMP) DRAIN VALVE (B) ISOLATION | 02-VCTP111 | U2 TCA COOLER AREA | no data | OPEN | CLOSED | no data | no data | no data | no data | no data | no data | no data
3058.0 | UNIT 2 2C COOLER DRAIN VALVE ISOLATION | 02-VCTP113 | U2 2C COOLER AREA | no data | OPEN | CLOSED | no data | no data | no data | no data | no data | no data | no data
3059.0 | DRAIN ISOLATION | 02-VCTP114 | U2 2C COOLER AREA | no data | OPEN | CLOSED | no data | no data | no data | no data | no data | no data | no data
3060.0 | DRAIN ISOLATION | 02-VCTP115 | U2 TURBINE EXHAUST AREA (LADDER) | no data | OPEN | CLOSED | no data | no data | no data | no data | no data | no data | no data
3061.0 | DRAIN ISOLATION | 02-VCTP116 | U2 TURBINE EXHAUST AREA (LADDER) | no data | OPEN | CLOSED | no data | no data | no data | no data | no data | no data | no data
3062.0 | COOLING AIR TO FUEL GAS NOZZLE ISOLATION | 02-VCTP117 | U2 COOLING AIR N.W. TURBINE BUILDING (LADDER) | no data | CLOSED | OPEN | no data | no data | no data | no data | no data | no data | no data
3063.0 | DRAIN ISOLATION | 02-VCTP120 |  | no data | OPEN | CLOSED | no data | no data | no data | no data | no data | no data | no data
3064.0 | DRAIN ISOLATION | 02-VCTP146 |  | no data | OPEN | CLOSED | no data | no data | no data | no data | no data | no data | no data
3065.0 | DRAIN ISOLATION | 02-VCTP179 |  | no data | OPEN | CLOSED | no data | no data | no data | no data | no data | no data | no data
3066.0 | DRAIN ISOLATION | 02-VCTP180 |  | no data | OPEN | CLOSED | no data | no data | no data | no data | no data | no data | no data
3067.0 | DRAIN ISOLATION | 02-VCTP181 |  | no data | OPEN | CLOSED | no data | no data | no data | no data | no data | no data | no data
3068.0 | DRAIN ISOLATION | 02-VCTP182 |  | no data | OPEN | CLOSED | no data | no data | no data | no data | no data | no data | no data
3069.0 | DRAIN ISOLATION | 02-VCTP183 |  | no data | OPEN | CLOSED | no data | no data | no data | no data | no data | no data | no data
3070.0 | INSTRUMENT ISOLATION | 02-VCTP185 |  | no data | CLOSED | OPEN | no data | no data | no data | no data | no data | no data | no data
3071.0 | UNIT 2 WATER WASH TANK INLET ISOLATION | 02-VCTP200 | U2 SOUTH TURBINE BLDG | no data | CLOSED | OPEN | no data | no data | no data | no data | no data | no data | no data
3072.0 | INSTRUMENT ISOLATION | 02-VCTP219 | U2 SOUTH TURBINE BLDG | no data | CLOSED | OPEN | no data | no data | no data | no data | no data | no data | no data
3073.0 | UNIT 2 ON LINE WASH SUPPLY ISOLATION AT CT PACKAGE | 02-VCTP221 | U2 SOUTH TURBINE BLDG | no data | CLOSED | CLOSED | no data | no data | no data | no data | no data | no data | no data
3074.0 | UNIT 2 ON LINE WASH CLEANING 3 WAY VALVE | 02-VCTP223 | U2 SOUTH TURBINE BLDG | no data | CLOSED | CLOSED | no data | no data | no data | no data | no data | no data | no data
3075.0 | UNIT 2 ON LINE WASH SUPPLY ISOLATION AT WW SKID | 02-VCTP225 | U2 SOUTH TURBINE BLDG | no data | CLOSED | CLOSED | no data | no data | no data | no data | no data | no data | no data
3076.0 | INSTRUMENT ISOLATION | 02-VCTP229 | U2 SOUTH TURBINE BLDG | no data | CLOSED | OPEN | no data | no data | no data | no data | no data | no data | no data
3077.0 | UNIT 2 OFF LINE WASH SUPPLY ISOLATION AT CT PACKAGE | 02-VCTP231 | U2 SOUTH TURBINE BLDG | no data | CLOSED | CLOSED | no data | no data | no data | no data | no data | no data | no data
3078.0 | UNIT 2 OFF LINE WASH CLEANING 3 WAY VALVE | 02-VCTP233 | U2 SOUTH TURBINE BLDG | no data | CLOSED | CLOSED | no data | no data | no data | no data | no data | no data | no data
3079.0 | UNIT 2 OFF LINE WASH SUPPLY ISOLATION AT WW SKID | 02-VCTP235 | U2 SOUTH TURBINE BLDG | no data | CLOSED | CLOSED | no data | no data | no data | no data | no data | no data | no data
3080.0 | CALCITE FILTER SUPPLY CHECK | 02-VDWS100 | U2 SOUTH TURBINE BLDG | no data | CLOSED | OPEN | no data | no data | no data | no data | no data | no data | no data
3081.0 | U2 CALCITE INSTRUMENT ISOLATION | 02-VDWS101 | UNIT 2 CALCITE SKID AREA | no data | CLOSED | OPEN | no data | no data | no data | no data | no data | no data | no data
3082.0 | U2 EVAP COOLER SUPPLY ISOLATION | 02-VDWS104 | U2 CALCITE SKID AREA | no data | CLOSED | OPEN | no data | no data | no data | no data | no data | no data | no data
3083.0 | Normal makeup vent | 02-VDWS105 | CRT landing | Drain/Vent Vlv | OPEN | CLOSED | U2 LP STEAM DRAINS PUMP VENT | DWS | no data | no data | no data |  | CRT
3084.0 | CALCITE FILTER ISOLATION | 02-VDWS106 | U2 CALCITE SKID AREA | no data | CLOSED | OPEN | no data | no data | no data | no data | no data | no data | no data
6702.0 | CO2 outlet to CALCITE FILTER ISOLATION | 02-VDWS106 | U2 CALCITE SKID AREA | no data | CLOSED | OPEN | no data | no data | no data | no data | no data | no data | no data
3085.0 | CALCITE FILTER CO2 INJECTION MODULE ISOLATION | 02-VDWS107 | U2 CALCITE SKID AREA | no data | CLOSED | OPEN | no data | no data | no data | no data | no data | no data | no data
3086.0 | U2 CALCITE DRAIN | 02-VDWS108 | U2 CALCITE SKID AREA | no data | OPEN | CLOSED | no data | no data | no data | no data | no data | no data | no data
3087.0 | U2 CALCITE INSTRUMENT ISOLATION | 02-VDWS109 | U2 CALCITE SKID AREA | no data | CLOSED | OPEN | no data | no data | no data | no data | no data | no data | no data
3088.0 | U2 CALCITE INSTRUMENT ISOLATION | 02-VDWS110 | U2 CALCITE SKID AREA | no data | CLOSED | OPEN | no data | no data | no data | no data | no data | no data | no data
3089.0 | UNIT 2 SAMPLE PANEL SUPPLY ISOLATION | 02-VDWS202 | U2 SAMPLE PANEL BLDG | no data | CLOSED | OPEN | no data | no data | no data | no data | no data | no data | no data
3090.0 | UNIT 2 PHOSPHATE DILUTION SUPPLY ISOLATION | 02-VDWS203 | U2 CHEM SHACK | no data | CLOSED | CLOSED | no data | no data | no data | no data | no data | no data | no data
3091.0 | VENT | 02-VDWS204 |  | no data | OPEN | CLOSED | no data | no data | no data | no data | no data | no data | no data
3092.0 | WATER WASH SKID ISOLATION | 02-VDWS205 | U2 SOITH TURBINE BLDG | no data | CLOSED | OPEN | no data | no data | no data | no data | no data | no data | no data
3093.0 | U2 CCW INSTRUMENT ISOLATION | 02-VDWS614 | U2 CCW HEAD TANK AREA | no data | CLOSED | OPEN | no data | no data | no data | no data | no data | no data | no data
3094.0 | U2 CCW INSTRUMENT ISOLATION | 02-VDWS615 | U2 CCW HEAD TANK AREA | no data | CLOSED | OPEN | no data | no data | no data | no data | no data | no data | no data
3095.0 | CCW HEAD TANK SUPPLY CHECK | 02-VDWS616 | U2 DUCT BURNER SKID AREA | no data | CLOSED | OPEN | no data | no data | no data | no data | no data | no data | no data
3096.0 | CCW HEAD TANK ISOLATION | 02-VDWS617 | U2 DUCT BURNER SKID AREA | no data | CLOSED | OPEN | no data | no data | no data | no data | no data | no data | no data
3097.0 | U2 CCW DEMIN WATER MAKE UP | 02-VDWS620 | U2 CCW HEAD TANK AREA | no data | CLOSED | OPEN | no data | no data | no data | no data | no data | no data | no data
3098.0 | Makeup CV bypass | 02-VDWS636 | CRT landing | Iso Vlv | CLOSED | OPEN | U2 MAKE UP VALVE BYPASS | DWS | no data | no data | no data |  | CRT
3099.0 | Normal makeup Iso before and after CV | 02-VDWS638 | CRT landing | Iso Vlv | CLOSED | OPEN | U2 MAKE UP CONTROL VALVE MANUAL ISOLATION | DWS | no data | no data | no data |  | CRT
5746.0 | Normal makeup Iso before and after CV | 02-VDWS638 | CRT landing | Iso Vlv | CLOSED | OPEN | UNIT 2 MAKE UP CONTROL VALVE MANUAL ISOLATION (upstream) | DWS | no data | no data | no data |  | CRT
5898.0 | Normal makeup Iso before and after CV | 02-VDWS638 | CRT landing | Iso Vlv | CLOSED | OPEN | UNIT 2 MAKE UP CONTROL VALVE MANUAL ISOLATION (upstream) | DWS | no data | no data | no data |  | CRT
5977.0 | Normal makeup Iso before and after CV | 02-VDWS638 | CRT landing | Iso Vlv | CLOSED | OPEN | UNIT 2 MAKE UP CONTROL VALVE MANUAL ISOLATION (upstream) | DWS | no data | no data | no data |  | CRT
3100.0 | Normal makeup Iso before and after CV | 02-VDWS639 | CRT landing | Iso Vlv | CLOSED | OPEN | U2 MAKE UP CONTROL VALVE MANUAL ISOLATION | DWS | no data | no data | no data |  | CRT
5747.0 | Normal makeup Iso before and after CV | 02-VDWS639 | CRT landing | Iso Vlv | CLOSED | OPEN | UNIT 2 MAKE UP CONTROL VALVE MANUAL ISOLATION (downstream) | DWS | no data | no data | no data |  | CRT
5899.0 | Normal makeup Iso before and after CV | 02-VDWS639 | CRT landing | Iso Vlv | CLOSED | OPEN | UNIT 2 MAKE UP CONTROL VALVE MANUAL ISOLATION (downstream) | DWS | no data | no data | no data |  | CRT
5978.0 | Normal makeup Iso before and after CV | 02-VDWS639 | CRT landing | Iso Vlv | CLOSED | OPEN | UNIT 2 MAKE UP CONTROL VALVE MANUAL ISOLATION (downstream) | DWS | no data | no data | no data |  | CRT
3101.0 | Emergency makeup Iso before and after CV | 02-VDWS641 | CRT landing | Iso Vlv | CLOSED | OPEN | U2 MAKE UP CONTROL VALVE MANUAL ISOLATION | DWS | no data | no data | no data |  | CRT
5748.0 | Emergency makeup Iso before and after CV | 02-VDWS641 | CRT landing | Iso Vlv | CLOSED | OPEN | UNIT 2 EMERGENCY MAKE UP CONTROL VALVE MANUAL ISOLATION (upstream | DWS | no data | no data | no data |  | CRT
5900.0 | Emergency makeup Iso before and after CV | 02-VDWS641 | CRT landing | Iso Vlv | CLOSED | OPEN | UNIT 2 EMERGENCY MAKE UP CONTROL VALVE MANUAL ISOLATION (upstream | DWS | no data | no data | no data |  | CRT
5979.0 | Emergency makeup Iso before and after CV | 02-VDWS641 | CRT landing | Iso Vlv | CLOSED | OPEN | UNIT 2 EMERGENCY MAKE UP CONTROL VALVE MANUAL ISOLATION (upstream | DWS | no data | no data | no data |  | CRT
3102.0 | Emergency makeup Iso before and after CV | 02-VDWS642 | CRT landing | Iso Vlv | CLOSED | OPEN | U2 MAKE UP CONTROL VALVE MANUAL ISOLATION | DWS | no data | no data | no data |  | CRT
5749.0 | Emergency makeup Iso before and after CV | 02-VDWS642 | CRT landing | Iso Vlv | CLOSED | OPEN | UNIT 2 EMERGENCY MAKE UP CONTROL VALVE MANUAL ISOLATION (downster | DWS | no data | no data | no data |  | CRT
5901.0 | Emergency makeup Iso before and after CV | 02-VDWS642 | CRT landing | Iso Vlv | CLOSED | OPEN | UNIT 2 EMERGENCY MAKE UP CONTROL VALVE MANUAL ISOLATION (downster | DWS | no data | no data | no data |  | CRT
5980.0 | Emergency makeup Iso before and after CV | 02-VDWS642 | CRT landing | Iso Vlv | CLOSED | OPEN | UNIT 2 EMERGENCY MAKE UP CONTROL VALVE MANUAL ISOLATION (downster | DWS | no data | no data | no data |  | CRT
3103.0 | Emergency makeup drain | 02-VDWS643 | CRT landing | Drain/Vent Vlv | OPEN | CLOSED | U2 MAKE WATER DRAIN VALVE | DWS | no data | no data | no data |  | CRT
5750.0 | Emergency makeup drain | 02-VDWS643 | CRT landing | Drain/Vent Vlv | OPEN | CLOSED | UNIT 2 EMERGENCY MAKE WATER DRAIN VALVE | DWS | no data | no data | no data |  | CRT
6645.0 | Emergency makeup drain | 02-VDWS643 | CRT landing | Drain/Vent Vlv | OPEN | CLOSED | UNIT 2 EMERGENCY MAKE UP DRAIN VALVE | DWS | no data | no data | no data |  | CRT
3104.0 | Normal makeup drain | 02-VDWS648 | CRT landing | Drain/Vent Vlv | OPEN | CLOSED | U2 MAKE WATER DRAIN VALVE | DWS | no data | no data | no data |  | CRT
5751.0 | Normal makeup drain | 02-VDWS648 | CRT landing | Drain/Vent Vlv | OPEN | CLOSED | UNIT 2 NORMAL MAKE UP WATER DRAIN VALVE | DWS | no data | no data | no data |  | CRT
3590.0 | UNIT 2 CALCITE CONTACTOR VESSEL "B" DEMIN WATER INLET | 02-VDWS803 | UNIT 2 TURBINE BUILDING | no data | CLOSED | OPEN | no data | no data | no data | no data | no data | no data | no data
3579.0 | UNIT 2 CALCITE CONTACTOR DEMIN WATER INLET ISOLATION VALVE | 02-VDWS804 | UNIT 2 TURBINE BUILDING | no data | CLOSED | OPEN | no data | no data | no data | no data | no data | no data | no data
3580.0 | UNIT 2 CALCITE CONTACTOR CO2 INJECTION ISOLATION VALVE | 02-VDWS805 | UNIT 2 TURBINE BUILDING | no data | CLOSED | OPEN | no data | no data | no data | no data | no data | no data | no data
3585.0 | UNIT 2 CALCITE CONTACTOR VESSEL "A" DRAIN | 02-VDWS806 | UNIT 2 TURBINE BUILDING | no data | OPEN | CLOSED | no data | no data | no data | no data | no data | no data | no data
3586.0 | UNIT 2 CALCITE CONTACTOR VESSEL "A" VENT | 02-VDWS807 | UNIT 2 TURBINE BUILDING | no data | OPEN | CLOSED | no data | no data | no data | no data | no data | no data | no data
3589.0 | UNIT 2 CALCITE CONTACTOR BACKWASH OUTLET ISOLATION VALVE | 02-VDWS808 | UNIT 2 TURBINE BUILDING | no data | CLOSED | OPEN | no data | no data | no data | no data | no data | no data | no data
3584.0 | UNIT 2 CALCITE CONTACTOR VESSEL "A" BACKWASH OUTLET | 02-VDWS809 | UNIT 2 TURBINE BUILDING | no data | CLOSED | OPEN | no data | no data | no data | no data | no data | no data | no data
3588.0 | UNIT 2 CALCITE CONTACTOR DEMIN WATER OUTLET ISOLATION VALVE | 02-VDWS811 | UNIT 2 TURBINE BUILDING | no data | CLOSED | OPEN | no data | no data | no data | no data | no data | no data | no data
3595.0 | UNIT 2 CALCITE CONTACTOR VESSEL "B" VENT | 02-VDWS812 | UNIT 2 TURBINE BUILDING | no data | OPEN | CLOSED | no data | no data | no data | no data | no data | no data | no data
3592.0 | UNIT 2 CALCITE CONTACTOR VESSEL "B" BACKWASH INLET | 02-VDWS813 | UNIT 2 TURBINE BUILDING | no data | CLOSED | OPEN | no data | no data | no data | no data | no data | no data | no data
6705.0 | U2 CALCITE CONTACTOR VESSEL "1" WATER OUTLET | 02-VDWS813 | UNIT 2 TURBINE BUILDING | no data | CLOSED | OPEN | no data | no data | no data | no data | no data | no data | no data
3593.0 | UNIT 2 CALCITE CONTACTOR VESSEL "B" BACKWASH OUTLET | 02-VDWS817 | UNIT 2 TURBINE BUILDING | no data | CLOSED | OPEN | no data | no data | no data | no data | no data | no data | no data
3582.0 | UNIT 2 CALCITE CONTACTOR VESSEL "A" DEMIN WATER OUTLET | 02-VDWS818 | UNIT 2 TURBINE BUILDING | no data | CLOSED | OPEN | no data | no data | no data | no data | no data | no data | no data
6707.0 | U2 CALCITE WATER MAIN OUTLET ISO | 02-VDWS819 | UNIT 2 TURBINE BUILDING | no data | CLOSED | OPEN | no data | no data | no data | no data | no data | no data | no data
3591.0 | UNIT 2 CALCITE CONTACTOR VESSEL "B" DEMIN WATER OUTLET | 02-VDWS820 | UNIT 2 TURBINE BUILDING | no data | CLOSED | OPEN | no data | no data | no data | no data | no data | no data | no data
6703.0 | U2 CALCITE BACKWASH MAIN INLET | 02-VDWS820 | UNIT 2 TURBINE BUILDING | no data | CLOSED | OPEN | no data | no data | no data | no data | no data | no data | no data
3587.0 | UNIT 2 CALCITE CONTACTOR BACKWASH INLET ISOLATION VALVE | 02-VDWS822 | UNIT 2 TURBINE BUILDING | no data | CLOSED | OPEN | no data | no data | no data | no data | no data | no data | no data
3581.0 | UNIT 2 CALCITE CONTACTOR VESSEL "A" DEMIN WATER INLET | 02-VDWS823 | UNIT 2 TURBINE BUILDING | no data | CLOSED | OPEN | no data | no data | no data | no data | no data | no data | no data
3583.0 | UNIT 2 CALCITE CONTACTOR VESSEL "A" BACKWASH INLET | 02-VDWS824 | UNIT 2 TURBINE BUILDING | no data | CLOSED | OPEN | no data | no data | no data | no data | no data | no data | no data
3594.0 | UNIT 2 CALCITE CONTACTOR VESSEL "B" DRAIN | 02-VDWS826 | UNIT 2 TURBINE BUILDING | no data | OPEN | CLOSED | no data | no data | no data | no data | no data | no data | no data
3105.0 | UNIT 2 GAS FLOW METER INLET | 02-VFGS113 | no data | no data | CLOSED | OPEN | U2 GAS FLOW METER INLET | FGS | no data | no data | no data |  | UNIT 2 GT HEADER
3106.0 | UNIT 2 FUEAL GAS PERFORMANCE HEATER NITROGEN PURGE/VENT | 02-VFGS115 | no data | no data | OPEN | CLOSED | N2 PURGE ISOLATION | FGS | no data | no data | no data |  | UNIT 2 GT HEADER
3107.0 | UNIT 2 GAS FLOW METER VENT | 02-VFGS116 | no data | no data | OPEN | CLOSED | U2 GAS SUPPLY VENT | FGS | no data | no data | no data |  | UNIT 2 GT HEADER
3108.0 | UNIT 2 DUCT BURNER SUPPLY VENT AFTER REGULATION SKID | 02-VFGS120 | no data | no data | OPEN | CLOSED | U2 DUCT BURNER SKID VENT | FGS | no data | no data | no data |  | UNIT 2 DUCT BURNER
5895.0 | UNIT 2 DUCT BURNER SUPPLY VENT AFTER REGULATION SKID | 02-VFGS120 | no data | no data | OPEN | CLOSED | U2 DUCT BURNER SKID VENT | FGS | no data | no data | no data |  | UNIT 2 DUCT BURNER
5940.0 | UNIT 2 DUCT BURNER SUPPLY VENT AFTER REGULATION SKID | 02-VFGS120 | no data | no data | OPEN | CLOSED | U2 DUCT BURNER SKID VENT | FGS | no data | no data | no data |  | UNIT 2 DUCT BURNER
3109.0 | UNIT 2 GAS FLOW METER BYPASS | 02-VFGS122 | no data | no data | CLOSED | OPEN | FLOW METER BYPASS | FGS | no data | no data | no data |  | UNIT 2 GT HEADER
5896.0 | UNIT 2 GAS FLOW METER BYPASS | 02-VFGS122 | no data | no data | CLOSED | OPEN | U2 GAS FLOW METER BYPASS | FGS | no data | no data | no data |  | UNIT 2 GT HEADER
5941.0 | UNIT 2 GAS FLOW METER BYPASS | 02-VFGS122 | no data | no data | CLOSED | OPEN | U2 GAS FLOW METER BYPASS | FGS | no data | no data | no data |  | UNIT 2 GT HEADER
3110.0 | UNIT 2 BYPASS FUEL GAS PERFORMANCE HEATER VENT VALVE | 02-VFGS123 | no data | no data | CLOSED | CLOSED | EMERGENCY VENT VALVE BYPASS | FGS | no data | no data | no data |  | UNIT 2 GT HEADER
3111.0 | UNIT 2 GAS FLOW METER OUTLET | 02-VFGS124 | no data | no data | CLOSED | OPEN | TO GT EMERGENCY SHUT OFF VALVE | FGS | no data | no data | no data |  | UNIT 2 GT HEADER
5897.0 | UNIT 2 GAS FLOW METER OUTLET | 02-VFGS124 | no data | no data | CLOSED | OPEN | U2 GAS FLOW METER OUTLET | FGS | no data | no data | no data |  | UNIT 2 GT HEADER
5942.0 | UNIT 2 GAS FLOW METER OUTLET | 02-VFGS124 | no data | no data | CLOSED | OPEN | U2 GAS FLOW METER OUTLET | FGS | no data | no data | no data |  | UNIT 2 GT HEADER
3112.0 | UNIT 2 GAS PERFORMASE HEATER LT DRAIN VESSEL 1 | 02-VFGS128 | no data | no data | OPEN | CLOSED | U2 PERFORMACE HEATER DRAIN | FGS | no data | no data | no data |  | UNIT 2 GT HEADER
3113.0 | UNIT 2 FUEAL GAS PERFORMANCE HEATER ISOLATION TO AUTOMATIC VENT | 02-VFGS130 | no data | no data | CLOSED | OPEN | PERFORMANCE HEATER TO EMERGENCY VENT VALVE | FGS | no data | no data | no data |  | UNIT 2 GT HEADER
3114.0 | UNIT 2 GAS PERFORMASE HEATER DRAIN LT VESSEL 2 | 02-VFGS134 | no data | no data | OPEN | CLOSED | U2 PERFORMACE HEATER DRAIN | FGS | no data | no data | no data |  | UNIT 2 GT HEADER
3115.0 | U2 INSTRUMENT GAS BLOCK VALVE | 02-VFGS140 | U2 PIPE RACK 1ST LEVEL MIDDLE AREA | no data | CLOSED | OPEN | no data | no data | no data | no data | no data | no data | no data
3116.0 | U2 INSTRUMENT GAS BLOCK VALVE | 02-VFGS141 | U2 PIPE RACK 1ST LEVEL MIDDLE AREA | no data | CLOSED | OPEN | no data | no data | no data | no data | no data | no data | no data
3117.0 | UNIT 2 GT FUEL GAS FILTER NITROGEN SUPPLY | 02-VFGS143 | no data | no data | OPEN | CLOSED | U2 GAS INLET N2 PURGE | FGS | no data | no data | no data |  | UNIT 2 GT HEADER
3118.0 | PRESSURE TRANSMITTER 02MBP01CP110 ISOLATION | 02-VFGS147 | no data | no data | CLOSED | OPEN | U2 GAS INLET INSTRUMENTATION BLOCK VALVE | FGS | no data | no data | no data |  | UNIT 2 GT HEADER
3119.0 | PRESSURE TRANSMITTER 02MBP01CP110 ISOLATION | 02-VFGS148 | no data | no data | CLOSED | OPEN | U2 GAS INLET INSTRUMENTATION BLOCK VALVE | FGS | no data | no data | no data |  | UNIT 2 GT HEADER
3120.0 | PRESSURE TRANSMITTER 02MBP01CP111 ISOLATION | 02-VFGS157 | no data | no data | CLOSED | OPEN | U2 GAS INLET INSTRUMENTATION BLOCK VALVE | FGS | no data | no data | no data |  | UNIT 2 GT HEADER
3121.0 | PRESSURE TRANSMITTER 02MBP01CP111 ISOLATION | 02-VFGS158 | no data | no data | CLOSED | OPEN | U2 GAS INLET INSTRUMENTATION BLOCK VALVE | FGS | no data | no data | no data |  | UNIT 2 GT HEADER
3122.0 | UNIT 2 GT FUEL GAS FILTER INLET | 02-VFGS174 | no data | no data | CLOSED | OPEN | GAS TURBINE FUEL GAS CARTRIDGE FILTER INLET | FGS | no data | no data | no data |  | UNIT 2 GT HEADER
3123.0 | UNIT 2 DUCT BURNER REGULATION SKID ISOLATION | 02-VFGS176 | no data | no data | CLOSED | OPEN | U2 DUCT BURNER CONTROL VALVE MANUAL ISOLATION | FGS | no data | no data | no data |  | UNIT 2 DUCT BURNER
3124.0 | UNIT 2 GT DOWNSTREAM PURGE CREDIT VALVE NITROGEN PURGE/VENT | 02-VFGS177 | no data | no data | OPEN | CLOSED | U2 GAS TURBINE ENCLOUSRE FUEL VENT | FGS | no data | no data | no data |  | UNIT 2 GT HEADER
3125.0 | UNIT 2 GT DOWNSTREAM PURGE CREDIT VALVE NITROGEN PURGE/VENT | 02-VFGS178 | no data | no data | OPEN | CLOSED | U2 GAS TURBINE ENCLOUSRE FUEL VENT | FGS | no data | no data | no data |  | UNIT 2 GT HEADER
3126.0 | UNIT 2 DUCT BURNER PRESSURE REGULATION OUTLET | 02-VFGS179 | no data | no data | CLOSED | OPEN | U2 DUCT BURNER CONTROL VALVE MANUAL ISOLATION | FGS | no data | no data | no data |  | UNIT 2 DUCT BURNER
3127.0 | UNIT 2 GT DOWNSTREAM PURGE CREDIT VALVE NITROGEN PURGE/VENT | 02-VFGS184 | no data | no data | OPEN | CLOSED | U2 GAS TURBINE ENCLOUSRE FUEL VENT | FGS | no data | no data | no data |  | UNIT 2 GT HEADER
3128.0 | UNIT 2 GT FUEL GAS FILTER OUTLET | 02-VFGS192 | no data | no data | CLOSED | OPEN | FUEL GAS PURGE CREDIT SHUT OFF VALVE A | FGS | no data | no data | no data |  | UNIT 2 GT HEADER
3129.0 | UNIT 2 GT FUEL GAS FILTER INLET | 02-VFGS193 | no data | no data | OPEN | CLOSED | U2 FUEL GAS INLET VENT | FGS | no data | no data | no data |  | UNIT 2 GT HEADER
3130.0 | UNIT 2 DUCT BURNER SKID VENT AFTER ISOLATION | 02-VFGS217 | no data | no data | OPEN | CLOSED | U2 DUCT BURNER SKID VENT | FGS | no data | no data | no data |  | UNIT 2 DUCT BURNER
5910.0 | Steam to HP Evap MOV bypass | 02-VHHS904 | no data | no data | CLOSED | CLOSED | HRSG 2 HP SPARGING STEAM MOV BYPASS | no data | no data | no data | no data |  | Sparging
5989.0 | Steam to HP Evap MOV bypass | 02-VHHS904 | no data | no data | CLOSED | CLOSED | HRSG 2 HP SPARGING STEAM MOV BYPASS | no data | no data | no data | no data |  | Sparging
5990.0 | Steam to HP Evap drain after MOV | 02-VHHS994 | no data | no data | OPEN | CLOSED | 02-VHHS994 U2 HP sparging drain block | no data | no data | no data | no data |  | Sparging
5991.0 | Steam to HP Evap drain after MOV | 02-VHHS995 | no data | no data | OPEN | CLOSED | 02-VHHS995 U2 HP sparging drain | no data | no data | no data | no data |  | Sparging
3131.0 | HPS header PITs (outside steamer bldg) | 02-VHPS100 | ST lower East | no data | CLOSED | OPEN | HP STEAM PIT 121A ROOT VALVE (BEFORE STOP) | HPS | no data | no data | no data |  | no data
3132.0 | HPS header PITs (outside steamer bldg) | 02-VHPS101 | ST lower East | no data | CLOSED | OPEN | HP STEAM PIT 121A BLOCK VALVE (BEFORE STOP) | HPS | no data | no data | no data |  | no data
3133.0 | HPS header PITs (outside steamer bldg) | 02-VHPS102 | ST lower East | no data | CLOSED | OPEN | HP STEAM PIT 121B ROOT VALVE (BEFORE STOP) | HPS | no data | no data | no data |  | no data
3134.0 | HPS header PITs (outside steamer bldg) | 02-VHPS103 | ST lower East | no data | CLOSED | OPEN | HP STEAM PIT 121B BLOCK VALVE (BEFORE STOP) | HPS | no data | no data | no data |  | no data
3135.0 | HPS header vent | 02-VHPS106 | ST lower East | no data | OPEN | CLOSED | HP STEAM VENT ROOT VALVE (BEFORE STOP) | HPS | no data | no data | no data |  | no data
3136.0 | HPS header vent | 02-VHPS107 | ST lower East | no data | OPEN | CLOSED | HP STEAM VENT BLOCK VALVE (BEFORE STOP) | HPS | no data | no data | no data |  | no data
3137.0 | HPS header Drip Leg manual isolation | 02-VHPS108 | ST lower East | no data | CLOSED | OPEN | HP DRIP LEG DRAIN CV ISOLATION (STMR BLDG) | HPS | no data | no data | no data |  | no data
3138.0 | HPS header Drip Leg drain | 02-VHPS109 | ST lower East | no data | OPEN | CLOSED | HP DRIP LEG DRAIN ROOT VALVE (STMR BLDG) | HPS | no data | no data | no data |  | no data
3139.0 | HPS header Drip Leg drain | 02-VHPS110 | ST lower East | no data | OPEN | CLOSED | HP DRIP LEG DRAIN BLOCK VALVE (STMR BLDG) | HPS | no data | no data | no data |  | no data
3140.0 | HPS header vent | 02-VHPS111 | Pipe Rack 3rd | no data | OPEN | CLOSED | HP STEAM VENT ROOT VALVE (PIPE RACK) | HHS | no data | no data | no data |  | HRSG/ST
3141.0 | HPS header vent | 02-VHPS112 | Pipe Rack 3rd | no data | OPEN | CLOSED | HP STEAM VENT BLOCK VALVE (PIPE RACK) | HHS | no data | no data | no data |  | HRSG/ST
3142.0 | HPS header PITs | 02-VHPS113 | Pipe Rack 3rd | no data | CLOSED | OPEN | HP STEAM PIT 101A ROOT VALVE (PIPE RACK) | HHS | no data | no data | no data |  | HRSG/ST
3143.0 | HPS header PITs | 02-VHPS114 | Pipe Rack 3rd | no data | CLOSED | OPEN | HP STEAM PIT 101A BLOCK VALVE (PIPE RACK) | HHS | no data | no data | no data |  | HRSG/ST
3144.0 | HPS header PITs | 02-VHPS115 | Pipe Rack 3rd | no data | CLOSED | OPEN | HP STEAM PIT 101B ROOT VALVE (PIPE RACK) | HHS | no data | no data | no data |  | HRSG/ST
3145.0 | HPS header PITs | 02-VHPS116 | Pipe Rack 3rd | no data | CLOSED | OPEN | HP STEAM PIT 101B BLOCK VALVE (PIPE RACK) | HHS | no data | no data | no data |  | HRSG/ST
3146.0 | HPS Bypass PITs | 02-VHPS119 | Pipe Rack 3rd | no data | CLOSED | OPEN | HP STEAM BYPASS PIT 110A ROOT VALVE (PIPE RACK) | HHS | no data | no data | no data |  | HRSG/ST
3147.0 | HPS Bypass PITs | 02-VHPS120 | Pipe Rack 3rd | no data | CLOSED | OPEN | HP STEAM BYPASS PIT 110A BLOCK VALVE (PIPE RACK) | HHS | no data | no data | no data |  | HRSG/ST
3148.0 | HPS Bypass PITs | 02-VHPS121 | Pipe Rack 3rd | no data | CLOSED | OPEN | HP STEAM BYPASS PIT 110B ROOT VALVE (PIPE RACK) | HHS | no data | no data | no data |  | HRSG/ST
3149.0 | HPS Bypass PITs | 02-VHPS122 | Pipe Rack 3rd | no data | CLOSED | OPEN | HP STEAM BYPASS PIT 110B BLOCK VALVE (PIPE RACK) | HHS | no data | no data | no data |  | HRSG/ST
3150.0 | HP steam FT after terminal attemperator | 02-VHPS123 | Pipe Rack 3rd | no data | CLOSED | OPEN | HP STEAM PIT 105A BLOCK VALVE (PIPE RACK) | HHS | no data | no data | no data |  | HRSG/ST
3151.0 | HP steam FT after terminal attemperator | 02-VHPS124 | Pipe Rack 3rd | no data | CLOSED | OPEN | HP STEAM PIT 105A ROOT VALVE (PIPE RACK) | HHS | no data | no data | no data |  | HRSG/ST
3152.0 | HP steam FT after terminal attemperator | 02-VHPS125 | Pipe Rack 3rd | no data | CLOSED | OPEN | HP STEAM PIT 105B BLOCK VALVE (PIPE RACK) | HHS | no data | no data | no data |  | HRSG/ST
3153.0 | HP steam FT after terminal attemperator | 02-VHPS126 | Pipe Rack 3rd | no data | CLOSED | OPEN | HP STEAM PIT 105C BLOCK VALVE (PIPE RACK) | HHS | no data | no data | no data |  | HRSG/ST
3154.0 | HP steam FT after terminal attemperator | 02-VHPS127 | Pipe Rack 3rd | no data | CLOSED | OPEN | HP STEAM PIT 105C ROOT VALVE (PIPE RACK) | HHS | no data | no data | no data |  | HRSG/ST
3155.0 | HPS Bypass vent | 02-VHPS128 | Pipe Rack 3rd | no data | OPEN | CLOSED | COLD REHEAT VENT ISOLATION VALVE | HHS | no data | no data | no data |  | HRSG/ST
3156.0 | HPS Bypass vent | 02-VHPS129 | Pipe Rack 3rd | no data | OPEN | CLOSED | COLD REHEAT VENT ISOLATION VALVE | HHS | no data | no data | no data |  | HRSG/ST
3157.0 | HP steam FT after terminal attemperator | 02-VHPS130 | Pipe Rack 3rd | no data | CLOSED | OPEN | HP STEAM PIT 105A ROOT VALVE (PIPE RACK) | HHS | no data | no data | no data |  | HRSG/ST
3158.0 | HPS Bypass warmup line vent | 02-VHPS137 | Pipe Rack 3rd | no data | OPEN | CLOSED | HP STEAM BYPASS WARMUP LINE VENT ROOT | HHS | no data | no data | no data |  | HRSG/ST
3159.0 | HPS Bypass warmup line vent | 02-VHPS138 | Pipe Rack 3rd | no data | OPEN | CLOSED | HP STEAM BYPASS WARMUP LINE VENT BLOCK | HHS | no data | no data | no data |  | HRSG/ST
3160.0 | HRH header PIT (after attemperator) | 02-VHRH100 | Pipe Rack 3rd | no data | CLOSED | OPEN | HRH STEAM PIT 105A ROOT (BEFORE STOP VALVE) | HRH | no data | no data | no data |  | HRSG/ST
3161.0 | HRH header vent | 02-VHRH101 | Pipe Rack 3rd | no data | OPEN | CLOSED | HRH STEAM LINE VENT ROOT | HRH | no data | no data | no data |  | HRSG/ST
3162.0 | HRH header PIT (after attemperator) | 02-VHRH102 | Pipe Rack 3rd | no data | CLOSED | OPEN | HRH STEAM PIT 105A BLOCK (BEFORE STOP VALVE) | HRH | no data | no data | no data |  | HRSG/ST
3163.0 | HRH header PIT (after attemperator) | 02-VHRH103 | Pipe Rack 3rd | no data | CLOSED | OPEN | HRH STEAM PIT 105B ROOT (BEFORE STOP VALVE) | HRH | no data | no data | no data |  | HRSG/ST
3164.0 | HRH header PIT (after attemperator) | 02-VHRH104 | Pipe Rack 3rd | no data | CLOSED | OPEN | HRH STEAM PIT 105B BLOCK (BEFORE STOP VALVE) | HRH | no data | no data | no data |  | HRSG/ST
3165.0 | HRH Bypass warm up line vent | 02-VHRH105 | ST lower East | no data | CLOSED | OPEN | VENT/DRAIN/INSTRUMENTATION ROOT VALVE | HRH | no data | no data | no data |  | no data
3166.0 | HRH header PIT (after attemperator) | 02-VHRH106 | Pipe Rack 3rd | no data | CLOSED | OPEN | HRH STEAM PIT 105C BLOCK (BEFORE STOP VALVE) | HRH | no data | no data | no data |  | HRSG/ST
3167.0 | HRH header vent | 02-VHRH107 | Pipe Rack 3rd | no data | OPEN | CLOSED | HRH STEAM LINE VENT BLOCK | HRH | no data | no data | no data |  | HRSG/ST
3168.0 | HRH header vent | 02-VHRH108 | Pipe Rack 3rd | no data | OPEN | CLOSED | HRH STEAM LINE VENT (STEAMER BUILDING) ROOT | HRH | no data | no data | no data |  | HRSG/ST
3169.0 | HRH header vent | 02-VHRH109 | Pipe Rack 3rd | no data | OPEN | CLOSED | HRH STEAM LINE VENT (STEAMER BUILDING) BLOCK | HRH | no data | no data | no data |  | HRSG/ST
3170.0 | HRH dripleg before SV/CV AOV iso | 02-VHRH110 | ST lower East | no data | CLOSED | OPEN | HRH DRIP LEG DRAIN CV MANUAL ISO (STEAMER BUILDING) | HRH | no data | no data | no data |  | no data
3171.0 | HRH Bypass warm up line vent | 02-VHRH111 | ST lower East | no data | CLOSED | OPEN | 01-IKS-HRH100F ISOLATION VALVE | HRH | no data | no data | no data |  | no data
3172.0 | HRH Bypass warm up line vent | 02-VHRH113 | ST upper East | no data | OPEN | CLOSED | HRH WARMING LINE VENT BLOCK | HRH | no data | no data | no data |  | ST
3173.0 | HRH Bypass warm up line vent | 02-VHRH114 | ST upper East | no data | OPEN | CLOSED | HRH WARMING LINE VENT ROOT | HRH | no data | no data | no data |  | ST
3174.0 | HRH Bypass warm up line iso (overhead) | 02-VHRH115 | ST lower East | no data | CLOSED | OPEN | HRH BYPASS WARMING LINE ISOLATION | HRH | no data | no data | no data |  | no data
3175.0 | HRH Bypass warm up line iso | 02-VHRH116 | ST upper East | no data | CLOSED | OPEN | HRH BYPASS WARMING LINE ISOLATION | HRH | no data | no data | no data |  | ST
3176.0 | HRH dripleg drain | 02-VHRH120 | ST lower East | no data | OPEN | CLOSED | HRH LINE DRIP LEG DRAIN BLOCK (STEAMER BUILDNIG) | HRH | no data | no data | no data |  | no data
3177.0 | HRH header PIT (after attemperator) | 02-VHRH121 | Pipe Rack 3rd | no data | CLOSED | OPEN | HRH STEAM PIT 105C ROOT (BEFORE STOP VALVE) | HRH | no data | no data | no data |  | HRSG/ST
3178.0 | HRH Bypass line PITs (OUTSIDE DECK) | 02-VHRH125 | ST upper East (OUTSIDE DECK) | no data | CLOSED | OPEN | HRH BYPASS PIT 110A ISOLATION | HRH | no data | no data | no data |  | ST
3179.0 | HRH Bypass line PITs (OUTSIDE DECK) | 02-VHRH126 | ST upper East (OUTSIDE DECK) | no data | CLOSED | OPEN | HRH BYPASS PIT 110B ISOLATION | HRH | no data | no data | no data |  | ST
3180.0 | HRH header PIT (before attemperator) | 02-VHRH135 | Pipe Rack 3rd | no data | CLOSED | OPEN | HRH PIT 101A ROOT (PIPE RACK) | HRH | no data | no data | no data |  | HRSG/ST
3181.0 | HRH header PIT (before attemperator) | 02-VHRH136 | Pipe Rack 3rd | no data | CLOSED | OPEN | HRH PIT 101A BLOCK (PIPE RACK) | HRH | no data | no data | no data |  | HRSG/ST
3182.0 | HRH dripleg drain | 02-VHRH137 | ST lower East | no data | OPEN | CLOSED | HRH LINE DRIP LEG DRAIN ROOT (STEAMER BUILDNIG) | HRH | no data | no data | no data |  | no data
3183.0 | HRH header PIT (before attemperator) | 02-VHRH187 | Pipe Rack 3rd | no data | CLOSED | OPEN | HRH PIT 101B ROOT (PIPE RACK) | HRH | no data | no data | no data |  | HRSG/ST
3184.0 | HRH header PIT (before attemperator) | 02-VHRH188 | Pipe Rack 3rd | no data | CLOSED | OPEN | HRH PIT 101B BLOCK (PIPE RACK) | HRH | no data | no data | no data |  | HRSG/ST
6024.0 | Nitrogen to CRH | 02-VHRS909 | HRSG upper | no data | CLOSED | CLOSED | NITROGEN FILL TO CRH | HRH | no data | no data | no data |  | HRSG/ST
6030.0 | HRH interstage attemperator isolation | 02-VHRS930 | HRSG ground level | Valve | CLOSED | OPEN | no data | no data | no data | no data | no data | no data | no data
3185.0 | INA SUPPLY VALVE TO 01MBH06AA732 | 02-VINA100 | U2 ECA COMPRESSOR SOUTH SIDE | no data | CLOSED | OPEN | no data | no data | no data | no data | no data | no data | no data
3186.0 | INA SUPPLY VALVE TO VACUUM PUMP SKID A | 02-VINA101 | U2 VACUUM PUMP AREA WEST SIDE | no data | CLOSED | OPEN | no data | no data | no data | no data | no data | no data | no data
3187.0 | INA SUPPLY VALVE TO 01MBH06AA761 | 02-VINA102 | U2 ECA COMPRESSOR AREA UPPER PLATFORM | no data | CLOSED | OPEN | no data | no data | no data | no data | no data | no data | no data
3188.0 | INA SUPPLY VALVE TO ACC CONDENSATE HEADER LINE | 02-VINA103 | U2 CONDENSATE TANK AREA | no data | CLOSED | OPEN | no data | no data | no data | no data | no data | no data | no data
3189.0 | INA SUPPLY VALVE TO 01-YV-BDN321 | 02-VINA104 | WASTE WATER TANK AREA | no data | CLOSED | OPEN | no data | no data | no data | no data | no data | no data | no data
3190.0 | INA DRAIN VALVE | 02-VINA105 | U2 HP DRAINS PIT AREA | no data | OPEN | CLOSED | no data | no data | no data | no data | no data | no data | no data
3191.0 | INA DRAIN VALVE | 02-VINA106 | U2 SCR SKID AREA NORTH SIDE | no data | OPEN | CLOSED | no data | no data | no data | no data | no data | no data | no data
3192.0 | INA DRAIN VALVE | 02-VINA107 | U2 DUCT BURNER SKID AREA | no data | OPEN | CLOSED | no data | no data | no data | no data | no data | no data | no data
3193.0 | INA SUPPLY VALVE TO 01-TCV-BFW749 | 02-VINA108 | U2 PIPE RACK 3RD LEVEL | no data | CLOSED | OPEN | no data | no data | no data | no data | no data | no data | no data
3194.0 | INA SUPPLY VALVE TO 01-TCV-BFW761 | 02-VINA109 | U2 PIPE RACK 3RD LEVEL NORTH SIDE | no data | CLOSED | OPEN | no data | no data | no data | no data | no data | no data | no data
3195.0 | INA SUPPLY VALVE TO 01-TCV-CCW181 | 02-VINA110 | U2 CCW PUMP AREA | no data | CLOSED | OPEN | no data | no data | no data | no data | no data | no data | no data
3196.0 | INA SUPPLY VALVE TO 01-YV-BFW745 | 02-VINA111 | U2 PIPE RACK 3RD LEVEL NORTH SIDE | no data | CLOSED | OPEN | no data | no data | no data | no data | no data | no data | no data
3197.0 | INA SUPPLY VALVE 01MBH05AA752 | 02-VINA112 | U2 TCA COOLER AREA | no data | CLOSED | OPEN | no data | no data | no data | no data | no data | no data | no data
3198.0 | INA SUPPLY VALVE TO 01-TCV-BFW757 | 02-VINA113 | U2 PIPE RACK 2ND LEVEL MIDDLE | no data | CLOSED | OPEN | no data | no data | no data | no data | no data | no data | no data
3199.0 | INA SUPPLY VALVE | 02-VINA114 | U2 TCA COOLER AREA | no data | CLOSED | OPEN | no data | no data | no data | no data | no data | no data | no data
3200.0 | INA SUPPLY VALVE TO CT BUILDING | 02-VINA115 | U2 CT EXHAUST AREA WEST SIDE | no data | CLOSED | OPEN | no data | no data | no data | no data | no data | no data | no data
3201.0 | AIR SUPPLY OVERPRESSURE PROTECTION | 02-VINA116 |  | no data | CLOSED | OPEN | no data | no data | no data | no data | no data | no data | no data
6544.0 | Purge Air to U2 ECA CMP "A" Inlet | 02-VINA116 | U2 HRSG | no data | CLOSED | OPEN | no data | no data | no data | no data | no data | no data | no data
3202.0 | AIR SUPPLY TO 01-YV-BFW757 | 02-VINA117 | U2 PIPE RACK 3RD LEVEL NORTH SIDE | no data | CLOSED | OPEN | no data | no data | no data | no data | no data | no data | no data
3203.0 | AIR SUPPLY OVERPRESSURE PROTECTION | 02-VINA118 |  | no data | CLOSED | OPEN | no data | no data | no data | no data | no data | no data | no data
3204.0 | INA SUPPLY VALVE TO 01MBH06AA715 | 02-VINA119 | U2 ECA COMPRESSOR AREA WEST SIDE | no data | CLOSED | OPEN | no data | no data | no data | no data | no data | no data | no data
3205.0 | INA SUPPLY VALVE TO 01-YV-BFW309 | 02-VINA120 | U2 PIPE RACK 1ST LEVEL MIDDLE AREA | no data | CLOSED | OPEN | no data | no data | no data | no data | no data | no data | no data
3206.0 | INA SUPPLY VALVE TO 01-YV-BFW319 | 02-VINA121 | U2 PIPE RACK 1ST LEVEL MIDDLE AREA | no data | CLOSED | OPEN | no data | no data | no data | no data | no data | no data | no data
3207.0 | INA SUPPLY VALVE TO 01-PCV-CCW191 | 02-VINA122 | U2 CCW PUMP AREA | no data | CLOSED | OPEN | no data | no data | no data | no data | no data | no data | no data
3208.0 | INA SUPPLY VALVE TO 01-WDR-PNL-02 | 02-VINA123 | WASTE WATER TANK AREA | no data | CLOSED | OPEN | no data | no data | no data | no data | no data | no data | no data
3209.0 | INA SUPPLY VALVE TO UNIT 1 BLOW DOWN AREA | 02-VINA124 | U2 HP DRAINS PIT AREA | no data | CLOSED | OPEN | no data | no data | no data | no data | no data | no data | no data
3210.0 | INA SUPPLY VALVE TO 01-TCV-BFW736 | 02-VINA125 | U2 PIPE RACK 2ND LEVEL MIDDLE | no data | CLOSED | OPEN | no data | no data | no data | no data | no data | no data | no data
3211.0 | INA SUPPLY VALVE TO 01MBH06AA732 | 02-VINA126 | U2 ECA COMPRESSOR SOUTH SIDE | no data | CLOSED | OPEN | no data | no data | no data | no data | no data | no data | no data
3212.0 | INA SUPPLY VALVE TO 01-TCV-BFW716 | 02-VINA127 | U2 PIPE RACK 3RD LEVEL SOUTH SIDE | no data | CLOSED | OPEN | no data | no data | no data | no data | no data | no data | no data
3213.0 | INA SUPPLY VALVE FOR HEADER | 02-VINA128 | U2 ECA COMPRESSOR AREA | no data | CLOSED | OPEN | no data | no data | no data | no data | no data | no data | no data
3214.0 | INA SUPPLY VALVE FOR 01-FCV-BFW343 VOLUME TANK | 02-VINA129 | U2 PIPE RACK 1ST LEVEL MIDDLE AREA | no data | CLOSED | OPEN | no data | no data | no data | no data | no data | no data | no data
3215.0 | INA SUPPLY TO 01-AQA-SKD-01 | 02-VINA130 | U2 SCR SKID AREA | no data | CLOSED | OPEN | no data | no data | no data | no data | no data | no data | no data
3216.0 | INA SUPPLY TO 01-ARM-SKD-01A | 02-VINA131 | U2 VACUUM PUMP AREA | no data | CLOSED | OPEN | no data | no data | no data | no data | no data | no data | no data
6291.0 | U2 LRVP A INA-YV-883 air supply valve | 02-VINA131 | U2 VACUUM PUMP AREA | Valve | CLOSED | OPEN | no data | no data | no data | no data | no data | no data | no data
6304.0 | U2 LRVP A INA-YV-883 air supply valve | 02-VINA131 | U2 VACUUM PUMP AREA | Valve | CLOSED | OPEN | no data | no data | no data | no data | no data | no data | no data
6327.0 | U2 LRVP "B" INA-YV-883 air supply valve | 02-VINA131 | U2 VACUUM PUMP AREA | Valve | CLOSED | OPEN | no data | no data | no data | no data | no data | no data | no data
6339.0 | U2 LRVP "C" INA-YV-883 air supply valve | 02-VINA131 | U2 VACUUM PUMP AREA | Valve | CLOSED | OPEN | no data | no data | no data | no data | no data | no data | no data
6364.0 | U2 LRVP "D" INA-YV-883 air supply valve | 02-VINA131 | U2 VACUUM PUMP AREA | Valve | CLOSED | OPEN | no data | no data | no data | no data | no data | no data | no data
3217.0 | INA SUPPLY TO 01-ARM-SKD-01A | 02-VINA132 | U2 VACUUM PUMP AREA | no data | CLOSED | OPEN | no data | no data | no data | no data | no data | no data | no data
3218.0 | INA SUPPLY VALVE TO 01-TCV-BFW735 VOLUME TANK | 02-VINA133 | U2 PIPE RACK 2ND LEVEL MIDDLE | no data | CLOSED | OPEN | no data | no data | no data | no data | no data | no data | no data
3219.0 | INA SUPPLY TO 01-ARM-SKD-01B | 02-VINA134 | U2 VACUUM PUMP AREA | no data | CLOSED | OPEN | no data | no data | no data | no data | no data | no data | no data
3220.0 | INA SUPPLY TO 01-PCV-CND423 | 02-VINA135 | U2 PIPE 1ST LEVEL NORTH SIDE | no data | CLOSED | OPEN | no data | no data | no data | no data | no data | no data | no data
3221.0 | INA SUPPLY TO 01-TCV-CND718 | 02-VINA136 | U2 DRAINS HP DRAINS PIT | no data | CLOSED | OPEN | no data | no data | no data | no data | no data | no data | no data
3222.0 | INA SUPPLY TO 01-ARM-SKD-01C | 02-VINA137 | U2 VACUUM PUMP AREA | no data | CLOSED | OPEN | no data | no data | no data | no data | no data | no data | no data
3223.0 | INA SUPPLY TO 01-ARM-SKD-01C | 02-VINA138 | U2 VACUUM PUMP AREA | no data | CLOSED | OPEN | no data | no data | no data | no data | no data | no data | no data
3224.0 | INA SUPPLY TO 01-PDR-PMP-01 | 02-VINA139 | U2 DRAINS PIT SUMP PUMP AREA | no data | CLOSED | OPEN | no data | no data | no data | no data | no data | no data | no data
3225.0 | INA SUPPLY TO 01MBH06AA716 | 02-VINA140 | U2 ECA COMPRESSOR AREA | no data | CLOSED | OPEN | no data | no data | no data | no data | no data | no data | no data
3226.0 | INA SUPPLY HEADER VALVE | 02-VINA141 | U2 ECA COMPRESSOR AREA | no data | CLOSED | OPEN | no data | no data | no data | no data | no data | no data | no data
3227.0 | INA SUPPLY VALVE TO 01-YCV-HIS907 | 02-VINA142 | U2 SCR SKID AREA NORTH SIDE | no data | CLOSED | OPEN | no data | no data | no data | no data | no data | no data | no data
3228.0 | INA SUPPLY TO 01-MBP-01AA721 | 02-VINA143 | U2 PURGE CREDIT VALVE AREA | no data | CLOSED | OPEN | no data | no data | no data | no data | no data | no data | no data
3229.0 | INA SUPPLY TO 01-FGS-SKD-01 | 02-VINA144 | U2 DUCT BURNER CONTROL VALVES | no data | CLOSED | OPEN | no data | no data | no data | no data | no data | no data | no data
3230.0 | INA SUPPLY TO 01MBP-01AA723 | 02-VINA145 | U2 PURGE CREDIT VALVE AREA | no data | CLOSED | OPEN | no data | no data | no data | no data | no data | no data | no data
3231.0 | INA SUPPY TO 01-TCV-HBD901 | 02-VINA146 | U2 HRSG BLOW DOWN AREA | no data | CLOSED | OPEN | no data | no data | no data | no data | no data | no data | no data
3232.0 | INA SUPPLY TO 01-MBP-01AA724 | 02-VINA147 | U2 PURGE CREDIT VALVE AREA | no data | CLOSED | OPEN | no data | no data | no data | no data | no data | no data | no data
3233.0 | INA SUPPLY TO 01-MBP-01AA725 | 02-VINA148 | U2 PURGE CREDIT VALVE AREA | no data | CLOSED | OPEN | no data | no data | no data | no data | no data | no data | no data
3234.0 | INA SUPPLY TO 01MBH06AA750 | 02-VINA149 | U2 SCR SKID AREA | no data | CLOSED | OPEN | no data | no data | no data | no data | no data | no data | no data
3235.0 | INA SUPPLY TO 01MBH05AA751 | 02-VINA150 | U2 TCA COOLER AREA | no data | CLOSED | OPEN | no data | no data | no data | no data | no data | no data | no data
3236.0 | INA CT CASING COOLING FAN DRAIN | 02-VINA151 | U2 CT CASING COOLING FAN AREA | no data | CLOSED | OPEN | no data | no data | no data | no data | no data | no data | no data
3237.0 | INA SUPPLY TO 01-TCV-AXS371 | 02-VINA152 | U2 LP BLOW DOWN AREA | no data | CLOSED | OPEN | no data | no data | no data | no data | no data | no data | no data
3238.0 | INA SUPPLY TO 01-LCV-HHS901 | 02-VINA153 | U2 HRSG STAIRS AREA | no data | CLOSED | OPEN | no data | no data | no data | no data | no data | no data | no data
3239.0 | INA HEADER SUPPLY VALVE UNIT 1 STG BUILD | 02-VINA154 | U2 INSIDE BUILDING UNDER STEAM EXHAUST | no data | CLOSED | OPEN | no data | no data | no data | no data | no data | no data | no data
3240.0 | INA HEADER DRAIN VALVE DRAINS PUMP | 02-VINA155 | U2 ST DRAINS TANK SUMP AREA | no data | CLOSED | OPEN | no data | no data | no data | no data | no data | no data | no data
3241.0 | INA SUPPLY VALVE TO 01-CTG-PKG-01 | 02-VINA156 | U2 LUBE OIL LADDER AREA | no data | CLOSED | OPEN | no data | no data | no data | no data | no data | no data | no data
3242.0 | INA SUPPLY VALVE TO 01-TCV-HHS801 | 02-VINA157 | U2 1ST LANDING ABOVE DUCT BURNER SKID | no data | CLOSED | OPEN | no data | no data | no data | no data | no data | no data | no data
3243.0 | INA SUPPLY HEADER VALVE | 02-VINA158 | U2 TCA COOLER AREA | no data | CLOSED | OPEN | no data | no data | no data | no data | no data | no data | no data
3244.0 | INA SUPPLY VALVE TO 01-PCV-HHS902 | 02-VINA159 | U2 LP DRUM AREA | no data | CLOSED | OPEN | no data | no data | no data | no data | no data | no data | no data
3245.0 | INA SUPPLY VALVE TO VOLUME TANK 01-TCV-HLS903 | 02-VINA160 | U2 LP FEEDWATER HEATER AREA | no data | CLOSED | OPEN | no data | no data | no data | no data | no data | no data | no data
3246.0 | INA SUPPLY VALVE TO VOLUME TANK 02-TCV-HLS904 | 02-VINA161 | U2 LP FEEDWATER HEATER AREA | no data | CLOSED | OPEN | no data | no data | no data | no data | no data | no data | no data
3247.0 | INA SUPPLY VALVE TO VOLUME TANK 02-TCV-HLS902 | 02-VINA162 | U2 LP FEEDWATER HEATER AREA | no data | CLOSED | OPEN | no data | no data | no data | no data | no data | no data | no data
3248.0 | INA SUPPLY VALVE TO VOLUME TANK 02-TCV-HLS902 | 02-VINA163 | U2 LP FEEDWATER HEATER AREA HRSG PLATFORM | no data | CLOSED | OPEN | no data | no data | no data | no data | no data | no data | no data
3249.0 | INA SUPPLY TO 02-TCV-BFW735 | 02-VINA164 | U2 PIPE RACK 2ND LEVEL LOWER PLATFORM | no data | CLOSED | OPEN | no data | no data | no data | no data | no data | no data | no data
3250.0 | INA SUPPLY VALVE TO 02MBH04AA712 | 02-VINA165 | U2 2C COOLER AREA | no data | CLOSED | OPEN | no data | no data | no data | no data | no data | no data | no data
3251.0 | INA SUPPLY VALVE TO 02MBH06AA761 | 02-VINA166 | U2 ECA COMPRESSOR AREA | no data | CLOSED | OPEN | no data | no data | no data | no data | no data | no data | no data
3252.0 | AIR SUPPLY OVERPRESSURE PROTECTION | 02-VINA167 | U2 ECA COMPRESSOR AREA | no data | CLOSED | OPEN | no data | no data | no data | no data | no data | no data | no data
3253.0 | INA SUPPLY VAVLE TO 02-PCV-HIS902 | 02-VINA168 | U2 IP SPARGING LANDING | no data | CLOSED | OPEN | no data | no data | no data | no data | no data | no data | no data
3254.0 | INA SUPPLY VALVE TO 02-PSV-INA100 | 02-VINA169 | U2 ECA COMPRESSOR AREA | no data | CLOSED | OPEN | no data | no data | no data | no data | no data | no data | no data
3255.0 | INA SUPPLY VALVE TO 02-FCV-HHS902 | 02-VINA170 | U2 HP SPARGING AREA | no data | CLOSED | OPEN | no data | no data | no data | no data | no data | no data | no data
3256.0 | INA SUPPLY TO 02-PSV-INA102 | 02-VINA171 | U2 ECA COMPRESSOR AREA NORTHSIDE | no data | CLOSED | OPEN | no data | no data | no data | no data | no data | no data | no data
3257.0 | INA SUPPLY TO VOLUME TANK 02-PCV-HLS902 | 02-VINA172 | U2 HP SPARGING AREA | no data | CLOSED | OPEN | no data | no data | no data | no data | no data | no data | no data
3258.0 | INA DRAIN FOR 02MBA11CQ002 | 02-VINA173 | U2 CT EXHAUST AREA (NEED SCAFFOLD) | no data | OPEN | CLOSED | no data | no data | no data | no data | no data | no data | no data
3259.0 | INA SUPPLY VALVE TO 02-TCV-CND717 | 02-VINA174 | U2 HP DRAINS PIT AREA | no data | CLOSED | OPEN | no data | no data | no data | no data | no data | no data | no data
3260.0 | INA SUPPLY VALVE TO 02-YV-STP131 | 02-VINA175 | U2 HP DRAINS PIT AREA | no data | CLOSED | OPEN | no data | no data | no data | no data | no data | no data | no data
3261.0 | INA SUPPLY VALVE TO 02-YV-STP132 | 02-VINA176 | U2 HP DRAINS PIT AREA | no data | CLOSED | OPEN | no data | no data | no data | no data | no data | no data | no data
3262.0 | AIR SUPPLY OVERPRESSURE PROTECTION TO 02QFF11-806 | 02-VINA177 | U2 ECA COMPRESSOR AREA NORTHSIDE | no data | CLOSED | OPEN | no data | no data | no data | no data | no data | no data | no data
6545.0 | Purge Air to ECA CMP "B" Inlet | 02-VINA177 | U2 HRSG | no data | CLOSED | OPEN | no data | no data | no data | no data | no data | no data | no data
3263.0 | END USER ISOLATION | 02-VINA178 |  | no data | CLOSED | OPEN | no data | no data | no data | no data | no data | no data | no data
3264.0 | INA DRAIN FOR 02MBH06AA761 | 02-VINA179 | U2 ECA COMPRESSOR AREA | no data | OPEN | CLOSED | no data | no data | no data | no data | no data | no data | no data
3265.0 | INA DRAIN FOR 02MBH06AA762 | 02-VINA180 | U2 ECA COMPRESSOR AREA | no data | OPEN | CLOSED | no data | no data | no data | no data | no data | no data | no data
3266.0 | AIR SUPPLY OVERPRESSURE PROTECTION TO 02QFF11-806 | 02-VINA181 | U2 ECA COMPRESSOR AREA | no data | CLOSED | OPEN | no data | no data | no data | no data | no data | no data | no data
3267.0 | INA SUPPLY VALVE TO 02-MBP-02AA722 | 02-VINA182 | U2 PURGE CREDIT VALVE AREA | no data | CLOSED | OPEN | no data | no data | no data | no data | no data | no data | no data
3268.0 | INA SUPPLY VALVE TO CEMS SHACK UNIT 1 | 02-VINA183 | U2 CEMS SHACK AREA | no data | CLOSED | OPEN | no data | no data | no data | no data | no data | no data | no data
3269.0 | INA HEADER SUPPLY STUB UP | 02-VINA184 | U2 HRSG EAST OF ACC ELEC. ENCLOSURE | no data | CLOSED | CLOSED | no data | no data | no data | no data | no data | no data | no data
3270.0 | AIR SUPPLY OVERPRESSURE PROTECTION TO 02QFF11-806 | 02-VINA185 | U2 ECA COMPRESSOR AREA | no data | CLOSED | OPEN | no data | no data | no data | no data | no data | no data | no data
3271.0 | INA HEADER SUPPLY STUB UP | 02-VINA186 | U2 HRSG WEST OF ACC ELEC. ENCLOSURE | no data | CLOSED | CLOSED | no data | no data | no data | no data | no data | no data | no data
3272.0 | INA DRAIN VALVE TO 02-FGS-SKD-02 | 02-VINA187 | U2 DUCT BURNER CONTROL VALVES AREA | no data | OPEN | CLOSED | no data | no data | no data | no data | no data | no data | no data
3273.0 | INA SUPPLY VALVE TO 02-LCV-HHS902 | 02-VINA188 | U2 CONDENSATE AREA BY HRSG STAIRS | no data | CLOSED | OPEN | no data | no data | no data | no data | no data | no data | no data
3274.0 | INA DRAIN VALVE FOR 02MBP02GH002 | 02-VINA189 | U2 AREA UNDER INLET INSIDE (LADDER) | no data | OPEN | CLOSED | no data | no data | no data | no data | no data | no data | no data
3275.0 | UNIT 1 HEADER SUPPLY VALVETO SW STC BUILDING | 02-VINA190 | U2 GSU STEP UP AREA | no data | CLOSED | OPEN | no data | no data | no data | no data | no data | no data | no data
3276.0 | INA DRAIN VALVE FOR PIPE RACK | 02-VINA191 | U2 ABOVE HRSG ELEC ENCLOSURE | no data | OPEN | CLOSED | no data | no data | no data | no data | no data | no data | no data
3277.0 | INA SUPPLY VALVE TO 02-MBH-06AA714 | 02-VINA192 | U2 ECA COMPRESSORS SOUTH SIDE | no data | CLOSED | OPEN | no data | no data | no data | no data | no data | no data | no data
3278.0 | INA SUPPLY HEADER VALVE TO UNIT 1 BOILER FEEDWATER CONTROL | 02-VINA193 | U2 PERFORMANCE HEATER AREA | no data | CLOSED | OPEN | no data | no data | no data | no data | no data | no data | no data
3279.0 | INA DRAIN VALVE FOR 02-PCV-HHS902 | 02-VINA194 | U2 TOP HP SUPERHEATER UNDER GRATING | no data | OPEN | CLOSED | no data | no data | no data | no data | no data | no data | no data
3280.0 | INA HEADER SUPPLY VALVE UNIT 1 HRSG WEST | 02-VINA195 | U2 PURGE CREDIT VALVE AREA | no data | CLOSED | OPEN | no data | no data | no data | no data | no data | no data | no data
3281.0 | INA SUPPLY VALVE TO 02MBP02AA702 | 02-VINA196 | U2 PERFORMANCE HEATER AREA | no data | CLOSED | OPEN | no data | no data | no data | no data | no data | no data | no data
3282.0 | INA SUPPLY VALVE TO 02MBA11CQ002 | 02-VINA197 |  | no data | CLOSED | OPEN | no data | no data | no data | no data | no data | no data | no data
3283.0 | INA DRAIN VALVE FOR UNIT 1 HRSG AREA EAT OF ACC ELEC | 02-VINA198 | U2 HRSG AREA EAT OF ACC ELEC AREA | no data | OPEN | CLOSED | no data | no data | no data | no data | no data | no data | no data
6781.0 | INA supply VALVE Fire System U2 ST/Generator Coupling | 02-VINA198 | U2 TURBINE BLDG | Valve | CLOSED | OPEN | no data | no data | no data | no data | no data | no data | no data
3284.0 | INA SUPPLY TO 02-ARM-SKD-02C | 02-VINA199 | U2 VACUUM PUMP AREA WESTSIDE | no data | CLOSED | OPEN | no data | no data | no data | no data | no data | no data | no data
3285.0 | INA SUPPLY VALVE TO 02-PCV-HIS903 | 02-VINA200 |  | no data | CLOSED | OPEN | no data | no data | no data | no data | no data | no data | no data
3286.0 | INA SUPPLY TO 02-YV-BFW409 | 02-VINA201 | U2 PERFORMANCE HEATER AREA | no data | CLOSED | OPEN | no data | no data | no data | no data | no data | no data | no data
3287.0 | INA DRAIN VALVE FOR 02-PCV-HHS902 | 02-VINA202 | U2 HP DRUM AREA EASTSIDE UNDER GRATING | no data | OPEN | CLOSED | no data | no data | no data | no data | no data | no data | no data
3288.0 | INA DRAIN VALVE FOR UNIT 1 HRSG PIPE RACK | 02-VINA203 | U2 HRSG WEST OF ACC ELEC. ENCLOSURE | no data | OPEN | CLOSED | no data | no data | no data | no data | no data | no data | no data
3289.0 | INA DRAIN VALVE FOR 02MBH06AA750 | 02-VINA204 | U2 ECA COMPRESSOR AREA | no data | OPEN | CLOSED | no data | no data | no data | no data | no data | no data | no data
3290.0 | INA SUPPLY VALVE FOR 02-LCV-DWS715 | 02-VINA205 | U2 CONDENSATE TANK AREA UPPER PLATFORM | no data | CLOSED | OPEN | no data | no data | no data | no data | no data | no data | no data
3291.0 | INA SUPPLY VALVE TO UNIT 1 ENCLOSURE | 02-VINA206 | U2 WEST SIDE OF CT EXHAUST | no data | CLOSED | OPEN | no data | no data | no data | no data | no data | no data | no data
3292.0 | INA SUPPLY VALVE TO UNIT 1 CT CASING COOLING AIR FAN | 02-VINA207 | U2 CASING COOLING AIR FAN | no data | CLOSED | OPEN | no data | no data | no data | no data | no data | no data | no data
3293.0 | INA SUPPLY VALVE TO 02-TCV-AXS711 | 02-VINA208 | U2 CONDENSATE TANK AREA UPPER PLATFORM | no data | CLOSED | OPEN | no data | no data | no data | no data | no data | no data | no data
3294.0 | INA SUPPLY VALVE TO 02-PCV-AXS713 | 02-VINA209 | U2 CONDENSATE TANK AREA UPPER PLATFORM | no data | CLOSED | OPEN | no data | no data | no data | no data | no data | no data | no data
3295.0 | INA SUPPLY VALVE TO 02-FCV-BFW147 | 02-VINA210 | U2 CONDENSATE TANK AREA UPPER PLATFORM | no data | CLOSED | OPEN | no data | no data | no data | no data | no data | no data | no data
3296.0 | INA SUPPLY VALVE TO 02-FCV-BFW475 | 02-VINA211 | U2 CONDENSATE TANK AREA UPPER PLATFORM | no data | CLOSED | OPEN | no data | no data | no data | no data | no data | no data | no data
3297.0 | INA SUPPLY VALVE TO 02-YV-BFW705 | 02-VINA212 | U2 PIPE RACK 1ST LEVEL MIDDLE AREA | no data | CLOSED | OPEN | no data | no data | no data | no data | no data | no data | no data
3298.0 | INA SUPPLY VALVE TO 02-ARM-SKD-02E | 02-VINA213 | U2 VACUUM PUMP AREA WESTSIDE | no data | CLOSED | OPEN | no data | no data | no data | no data | no data | no data | no data
3299.0 | INA DRAIN VALVE FOR UNIT 1 SAMPLE PANEL | 02-VINA214 | U2 SAMPLE PANEL AREA OUTSIDE | no data | OPEN | CLOSED | no data | no data | no data | no data | no data | no data | no data
3300.0 | INA SUPPLY VALVE TO 02-FCV-BFW187 | 02-VINA215 | U2 CONDENSATE TANK AREA UPPER PLATFORM | no data | CLOSED | OPEN | no data | no data | no data | no data | no data | no data | no data
3301.0 | INA DRAIN VALVE FOR 02-PCV-HIS902 | 02-VINA216 | U2 BOILER FEED PUMP EAST SIDE UNDER GRATING | no data | CLOSED | OPEN | no data | no data | no data | no data | no data | no data | no data
3302.0 | INA DRAIN VALVE FOR 02-LCV-HHS902 | 02-VINA217 | U2 HRSG STAIRS AREA | no data | CLOSED | OPEN | no data | no data | no data | no data | no data | no data | no data
3303.0 | INA SUPPLY VALVE FOR UNIT 1 HRSG PIPE RACK | 02-VINA218 | U2 HRSG WEST OF ACC ELEC. ENCLOSURE | no data | CLOSED | OPEN | no data | no data | no data | no data | no data | no data | no data
3304.0 | INA SUPPLY VALVE TO 02-YV-CND441 | 02-VINA219 | U2 HRSG STAIRS AREA | no data | CLOSED | OPEN | no data | no data | no data | no data | no data | no data | no data
3305.0 | INA DRAIN VALVE FOR 02-LCV-HHS902 | 02-VINA220 | U2 HRSG STAIRS AREA | no data | CLOSED | OPEN | no data | no data | no data | no data | no data | no data | no data
3306.0 | INA SUPPLY VALVE FOR UNIT 1 ST DRAINS PIT AREA | 02-VINA221 | U2 ST DRAINS PIT SUMP PUMP AREA | no data | CLOSED | OPEN | no data | no data | no data | no data | no data | no data | no data
3307.0 | INA SUPPLY VALVE FOR UNIT 1 HRSG SOUTHWEST AREA | 02-VINA222 | U2 INLET AREA NORTHSIDE | no data | CLOSED | OPEN | no data | no data | no data | no data | no data | no data | no data
3308.0 | INA SUPPLY VALVE FOR 02-FGS-SKD-03 | 02-VINA223 | U2 DUCT BURNER SKID AREA | no data | CLOSED | OPEN | no data | no data | no data | no data | no data | no data | no data
3309.0 | INA SUPPLY VALVE TO 02-ARM-SKD-02D | 02-VINA224 | U2 VACUUM PUMP AREA WESTSIDE | no data | CLOSED | OPEN | no data | no data | no data | no data | no data | no data | no data
3310.0 | INA DRAIN VALVE FOR 02-YV-CND441 | 02-VINA225 | U2 HRSG STAIRS AREA | no data | CLOSED | OPEN | no data | no data | no data | no data | no data | no data | no data
3311.0 | INA SUPPLY VALVE TO 02-05AA-MBH-702 | 02-VINA226 | U2 CT ENCLOUSRE UPPER DECK EASTSIDE | no data | CLOSED | OPEN | no data | no data | no data | no data | no data | no data | no data
3312.0 | INA SUPPLY VALVE TO 02-FCV-BFW359 | 02-VINA227 | U2 CONDENSATE TANK AREA UPPER PLATFORM | no data | CLOSED | OPEN | no data | no data | no data | no data | no data | no data | no data
3313.0 | INA SUPPLY VALVE TO 02-FCV-CND331 | 02-VINA228 | U2 CONDENSATE TANK AREA UPPER PLATFORM | no data | CLOSED | OPEN | no data | no data | no data | no data | no data | no data | no data
3314.0 | INA SUPPLY VALVE TO 02-YV-DWS719 | 02-VINA229 | U2 CONDENSATE TANK AREA UPPER PLATFORM | no data | CLOSED | OPEN | no data | no data | no data | no data | no data | no data | no data
3315.0 | INA SUPPLY VALVE TO 02-YV-BFW445 | 02-VINA230 | U2 PERFORMANCE HEATER AREA | no data | CLOSED | OPEN | no data | no data | no data | no data | no data | no data | no data
3316.0 | INA DRAIN FOR 02-YV-CND441 | 02-VINA231 | U2 HRSG STAIRS AREA | no data | CLOSED | CLOSED | no data | no data | no data | no data | no data | no data | no data
3317.0 | INA SUPPLY VALVE TO 02-YV-BFW419 | 02-VINA232 | U2 PERFORMANCE HEATER AREA | no data | CLOSED | OPEN | no data | no data | no data | no data | no data | no data | no data
3318.0 | INA SUPPLY VALVE TO 02-YV-BFW715 | 02-VINA233 | U2 PIPE RACK 3RD LEVEL SOUTH END | no data | CLOSED | OPEN | no data | no data | no data | no data | no data | no data | no data
3319.0 | INA DRAIN FOR UNIT 1 CEMS SHACK | 02-VINA234 | U2 CEMS SHACK AREA | no data | CLOSED | CLOSED | no data | no data | no data | no data | no data | no data | no data
3320.0 | INA SUPPLY VALVE TO 02-PCV-HPS100 | 02-VINA235 | U2 PIPE RACK 3RD LEVEL SOUTH END | no data | CLOSED | OPEN | no data | no data | no data | no data | no data | no data | no data
3321.0 | INA SUPPLY VALVE TO 02-PCV-CRH715 | 02-VINA236 | U2 PIPE RACK 3RD LEVEL MIDDLE | no data | CLOSED | OPEN | no data | no data | no data | no data | no data | no data | no data
3322.0 | INA SUPPLY VALVE TO 02-PCV-CRH700 | 02-VINA237 | U2 PIPE RACK 3RD LEVEL MIDDLE | no data | CLOSED | OPEN | no data | no data | no data | no data | no data | no data | no data
3323.0 | INA SUPPLY VALVE TO 02-MBP-02AA711 | 02-VINA238 | U2 CT ENCLOUSRE WESTDIE | no data | CLOSED | OPEN | no data | no data | no data | no data | no data | no data | no data
3324.0 | INA SUPPLY VALVE TO 02MBL03AA704 | 02-VINA239 | U2 PIPE RACK 1ST LEVEL MIDDLE AREA | no data | CLOSED | OPEN | no data | no data | no data | no data | no data | no data | no data
3325.0 | INA SUPPLY VALVE TO 02-TCV-CND719 | 02-VINA240 | U2 CONDENSATE CORNER | no data | CLOSED | OPEN | no data | no data | no data | no data | no data | no data | no data
3326.0 | INA SUPPLY VALVE TO 02-PCV-STP602F | 02-VINA242 | U2 CONDENSATE CORNER | no data | CLOSED | OPEN | no data | no data | no data | no data | no data | no data | no data
3327.0 | INA SUPPLY VALVE TO 02-TV-HPS123 | 02-VINA246 | U2 CONDENSATE CORNER | no data | CLOSED | OPEN | no data | no data | no data | no data | no data | no data | no data
3328.0 | INA SUPPLY VALVE FOR UNIT 1 GT GAS DVP PANEL | 02-VINA251 | UNIT 1 CT BUILDING OUTSIDE WALL PLATFORM | no data | CLOSED | OPEN | no data | no data | no data | no data | no data | no data | no data
3329.0 | INA SUPPLY VALVE TO 01-LCV-HHS902 | 02-VINA254 | UNIT 1 HRSG STAIRS AREA | no data | CLOSED | OPEN | no data | no data | no data | no data | no data | no data | no data
6543.0 | Purge Air to U2 ECA System | 02-VINA277 | U2 HRSG | no data | CLOSED | OPEN | no data | no data | no data | no data | no data | no data | no data
3330.0 | Bypass line Drip leg level Isolations | 02-VLPS101 | ST lower East | no data | CLOSED | OPEN | LP STEAM DRIP LEG LS 115 ISOLATION | LPS | no data | no data | no data |  | no data
3331.0 | LP STEAM DRIP LEG | 02-VLPS102 | U2 PLANT SW TURBINE BLDG | no data | CLOSED | OPEN | no data | no data | no data | no data | no data | no data | no data
3332.0 | Bypass line Drip leg level Isolations | 02-VLPS103 | ST lower East | no data | CLOSED | OPEN | LP STEAM DRIP LEG LS 115 ISOLATION | LPS | no data | no data | no data |  | no data
3333.0 | Bypass line Drip leg level Isolations | 02-VLPS104 | ST lower East | no data | CLOSED | OPEN | LP STEAM DRIP LEG | LPS | no data | no data | no data |  | no data
3334.0 | Bypass line Drip leg level Isolations | 02-VLPS106 | ST lower East | no data | CLOSED | OPEN | LP STEAM DRIP LEG | LPS | no data | no data | no data |  | no data
3335.0 | LP STEAM DRIP LEG | 02-VLPS107 | U2 PLANT SW TURBINE BLDG | no data | CLOSED | OPEN | no data | no data | no data | no data | no data | no data | no data
3336.0 | Bypass line Drip leg level drains | 02-VLPS108 | ST lower East | no data | CLOSED | OPEN | LP STEAM DRIP LEG | LPS | no data | no data | no data |  | no data
3337.0 | LP steam Bypass drip leg CV isolation | 02-VLPS109 | ST lower East | no data | CLOSED | OPEN | DRIP LEG DRAIN | LPS | no data | no data | no data |  | no data
3338.0 | Bypass line Drip leg level drains | 02-VLPS111 | ST lower East | no data | CLOSED | OPEN | LP STEAM DRIP LEG | LPS | no data | no data | no data |  | no data
3339.0 | LP steam header vents | 02-VLPS112 | Pipe Rack 2nd | no data | CLOSED | CLOSED | LP STEAM HEADER VENT | HLS | no data | no data | no data |  | HRSG
3340.0 | LP steam header vents | 02-VLPS123 | Pipe Rack 2nd | no data | CLOSED | OPEN | LP STEAM DRIP LEG | HLS | no data | no data | no data |  | HRSG
3341.0 | 2 pressure transmitters (before stop) | 02-VLPS142 | ST lower | no data | CLOSED | OPEN | LP STEAM HEADER PI ISOLATION | LPS | no data | no data | no data |  | PT
3342.0 | LP STEAM BYPASS PIT LPS110B MANUAL ISO | 02-VLPS147 | U2 DRAINS TANK PIPERACK | no data | CLOSED | OPEN | no data | no data | no data | no data | no data | no data | no data
3343.0 | Drip leg drans | 02-VLPS149 | ST lower | no data | CLOSED | CLOSED | VENT/DRAIN/INSTRUMENTATION ROOT VALVE | LPS | no data | no data | no data |  | no data
3344.0 | Drip leg drans | 02-VLPS150 | ST lower | no data | CLOSED | CLOSED | VENT/DRAIN/INSTRUMENTATION ROOT VALVE | LPS | no data | no data | no data |  | no data
3345.0 | Drip leg CV iso | 02-VLPS151 | ST lower | no data | CLOSED | OPEN | DRIP LEG DRAIN | LPS | no data | no data | no data |  | no data
3346.0 | Drains on LP steam Bypass line | 02-VLPS152 | ST lower East | no data | CLOSED | OPEN | VENT/DRAIN/INSTRUMENTATION ROOT VALVE | LPS | no data | no data | no data |  | no data
3347.0 | VENT/DRAIN/INSTRUMENTATION ROOT VALVE | 02-VLPS161 |  | no data | CLOSED | OPEN | no data | no data | no data | no data | no data | no data | no data
3348.0 | LP steam header vent (before drip leg) | 02-VLPS163 | ST lower | no data | CLOSED | OPEN | VENT/DRAIN/INSTRUMENTATION ROOT VALVE | LPS | no data | no data | no data |  | no data
3349.0 | Drains on LP steam Bypass line | 02-VLPS164 | ST lower East | no data | CLOSED | OPEN | VENT/DRAIN/INSTRUMENTATION ROOT VALVE | LPS | no data | no data | no data |  | no data
3350.0 | 2 pressure transmitters (before stop) | 02-VLPS167 | ST lower | no data | CLOSED | OPEN | VENT/DRAIN/INSTRUMENTATION ROOT VALVE | LPS | no data | no data | no data |  | PT
3351.0 | LP steam Drip Leg level swithc iso | 02-VLPS169 | ST lower | no data | CLOSED | OPEN | VENT/DRAIN/INSTRUMENTATION ROOT VALVE | LPS | no data | no data | no data |  | no data
3352.0 | LP steam Drip Leg level swithc iso | 02-VLPS170 | ST lower | no data | CLOSED | OPEN | VENT/DRAIN/INSTRUMENTATION ROOT VALVE | LPS | no data | no data | no data |  | no data
3353.0 | LP steam Drip Leg level swithc iso | 02-VLPS171 | ST lower | no data | CLOSED | OPEN | VENT/DRAIN/INSTRUMENTATION ROOT VALVE | LPS | no data | no data | no data |  | no data
3354.0 | LP steam Drip Leg level swithc iso | 02-VLPS172 | ST lower | no data | CLOSED | OPEN | VENT/DRAIN/INSTRUMENTATION ROOT VALVE | LPS | no data | no data | no data |  | no data
3355.0 | LP header vent after strainer | 02-VLPS173 | ST lower | no data | CLOSED | OPEN | VENT/DRAIN/INSTRUMENTATION ROOT VALVE | LPS | no data | no data | no data |  | no data
3356.0 | Vents and drains on level switches | 02-VLPS175 | ST lower | no data | CLOSED | OPEN | VENT/DRAIN/INSTRUMENTATION ROOT VALVE | LPS | no data | no data | no data |  | no data
3357.0 | Vents and drains on level switches | 02-VLPS177 | ST lower | no data | CLOSED | OPEN | VENT/DRAIN/INSTRUMENTATION ROOT VALVE | LPS | no data | no data | no data |  | no data
5387.0 | VIBRATION MONITOR CAB POWER 1 | 02-VMS-CPL-01 | HRSG 2 U1 UPS PANEL, BR4 | no data | OPEN | CLOSED | no data | no data | no data | no data | no data | no data | no data
5405.0 | VIBRATION MONITOR CAB POWER 2 | 02-VMS-CPL-01 | HRSG 2 U2 UPS PANEL, BR4 | no data | OPEN | CLOSED | no data | no data | no data | no data | no data | no data | no data
3358.0 | TRANSFORMER CONTAINMENT ISOLATION | 02-VPDR200 |  | no data | CLOSED | CLOSED | no data | no data | no data | no data | no data | no data | no data
3359.0 | TRANSFORMER CONTAINMENT ISOLATION | 02-VPDR201 |  | no data | CLOSED | CLOSED | no data | no data | no data | no data | no data | no data | no data
3360.0 | OWS INLET ISOLATION | 02-VPDR205 |  | no data | CLOSED | OPEN | no data | no data | no data | no data | no data | no data | no data
3361.0 | TRENCH DRAIN CHECK/FLAPPER VALVE | 02-VPDR207 |  | no data | CLOSED | OPEN | no data | no data | no data | no data | no data | no data | no data
3362.0 | TRENCH DRAIN CHECK/FLAPPER VALVE | 02-VPDR208 |  | no data | CLOSED | OPEN | no data | no data | no data | no data | no data | no data | no data
3363.0 | TRENCH DRAIN CHECK/FLAPPER VALVE | 02-VPDR209 |  | no data | CLOSED | OPEN | no data | no data | no data | no data | no data | no data | no data
3364.0 | UNIT 2 SAMPLE PANEL HP BLOWDOWN HEADER DRAIN ISOLATION VALVE | 02-VSMP100 |  | no data | OPEN | CLOSED | no data | no data | no data | no data | no data | no data | no data
3365.0 | HP CONTROL VALVE HP STEM LEAK CHECK VALVE | 02-VSTP100 |  | no data | CLOSED | OPEN | no data | no data | no data | no data | no data | no data | no data
3366.0 | HP STOP VALVE HP STEM LEAK CHECK VALVE | 02-VSTP101 |  | no data | CLOSED | OPEN | no data | no data | no data | no data | no data | no data | no data
3367.0 | HP STEM LEAK TO CRH CHECK VALVE | 02-VSTP102 |  | no data | CLOSED | OPEN | no data | no data | no data | no data | no data | no data | no data
3368.0 | HP STEM LEAK TO HP DRN TANK CHECK VALVE | 02-VSTP103 |  | no data | CLOSED | OPEN | no data | no data | no data | no data | no data | no data | no data
3369.0 | HPS after seat drain | 02-VSTP104 | ST lower | no data | CLOSED | OPEN | HP STEAM INLET PIPE DRAIN MANUAL ISOLATION | HPS | no data | no data | no data |  | no data
3370.0 | HP SV/CV seat drain | 02-VSTP105 | ST upper East | no data | CLOSED | OPEN | CMV SEAT DRAIN MANUAL ISOLATION | STP | no data | no data | no data |  | ST
3371.0 | HRH after seat drain AOV iso | 02-VSTP106 | ST lower East | no data | CLOSED | OPEN | IP STEAM INLET PIPE DRAIN MANUAL ISOLATION | HRH | no data | no data | no data |  | no data
3372.0 | HRH SV/CV seat drain AOV iso | 02-VSTP107 | ST upper East | no data | CLOSED | OPEN | CRV SEAT DRAIN MANUAL ISOLATION | STP | no data | no data | no data |  | ST
3373.0 | LP STEAM STRAINER DRAIN MANUAL ISOLATION | 02-VSTP108 |  | no data | CLOSED | CLOSED | no data | no data | no data | no data | no data | no data | no data
3374.0 | LP STEAM INLET PIPE DRAIN MANUAL ISOLATION | 02-VSTP109 |  | no data | CLOSED | CLOSED | no data | no data | no data | no data | no data | no data | no data
3375.0 | HP DT PIT | 02-VSTP110 | ST Drains Tank area | no data | CLOSED | OPEN | INSTRUMENT | STP | no data | no data | no data |  | PT
3376.0 | HP DT Level Transmitters | 02-VSTP111 | ST Drains Tank area | no data | CLOSED | OPEN | INSTRUMENT | STP | no data | no data | no data |  | LT
3377.0 | HP DT Level Transmitters | 02-VSTP112 | ST Drains Tank area | no data | CLOSED | OPEN | INSTRUMENT | STP | no data | no data | no data |  | LT
3378.0 | HP DT Drain to LP DT CV iso | 02-VSTP113 | ST Drains Tank area | no data | CLOSED | CLOSED | HP ST DRAINS TANK DRAIN ISOLATION | STP | no data | no data | no data |  | HP DT
3379.0 | HP DT Drain before CV | 02-VSTP114 | ST Drains Tank area | no data | CLOSED | CLOSED | DRAIN | STP | no data | no data | no data |  | HP DT
3380.0 | HP DT Drain to LP DT CV iso | 02-VSTP115 | ST Drains Tank area | no data | CLOSED | CLOSED | HP ST DRAINS TANK DRAIN ISOLATION | STP | no data | no data | no data |  | HP DT
3381.0 | HP DT Drain | 02-VSTP116 | ST Drains Tank area | no data | CLOSED | CLOSED | DRAIN | STP | no data | no data | no data |  | HP DT
3382.0 | DT pump A suction vent | 02-VSTP117 | ST Drains Tank area | no data | CLOSED | CLOSED | GLAND STEAM CONDENSER DRAIN ISOLATION | STP | no data | no data | no data |  | ST DT pump
3383.0 | DT pump A suction drain | 02-VSTP118 | ST Drains Tank area | no data | CLOSED | CLOSED | GLAND STEAM CONDENSER DRAIN ISOLATION | STP | no data | no data | no data |  | ST DT pump
3384.0 | GSC drain to funnel | 02-VSTP119 | ST lower East | no data | CLOSED | CLOSED | GSC EMERGENCY LOOP SEAL DRAIN ISOLATION | STP | no data | no data | no data |  | GS condenser
3385.0 | GSC drain isolation before and after trap | 02-VSTP120 | ST lower East | no data | CLOSED | OPEN | GLAND STEAM CONDENSER STEAM TRAP DRAIN ISOLATION | STP | no data | no data | no data |  | GS condenser
3386.0 | GSC drain isolation before and after trap | 02-VSTP121 | ST lower East | no data | CLOSED | OPEN | GLAND STEAM CONDENSER STEAM TRAP DRAIN ISOLATION | STP | no data | no data | no data |  | GS condenser
3387.0 | GSC drain trap strainer drain | 02-VSTP122 | ST lower | no data | CLOSED | OPEN | GLAND STEAM CONDENSER STEAM TRAP STRAINER DRAIN ISOLATION | STP | no data | no data | no data |  | ST seals
3388.0 | GSC drain trap bypass | 02-VSTP123 | ST lower | no data | CLOSED | OPEN | GLAND STEAM CONDENSER STEAM TRAP BYPASS THROTTLIING | STP | no data | no data | no data |  | ST seals
3389.0 | DT pump B suction drain | 02-VSTP124 | ST Drains Tank area | no data | CLOSED | CLOSED | GSC FAN EXHAUST DRAIN ISOLATION | STP | no data | no data | no data |  | ST DT pump
3390.0 | GS Exhauster A outlet | 02-VSTP125 | ST upper West | no data | CLOSED | OPEN | GSC FAN EXHAUST CHECK VALVE | STP | no data | no data | no data |  | ST seals
3391.0 | DT pump B suction vent | 02-VSTP126 | ST Drains Tank area | no data | CLOSED | CLOSED | GSC EXHAUST LOOP SEAL DRAIN ISOLATION | STP | no data | no data | no data |  | ST DT pump
3392.0 | GS spill over CV iso | 02-VSTP127 | ST lower | no data | CLOSED | OPEN | GLAND STEAM SPILLOVER CONTROL VALVE ISOLATION | STP | no data | no data | no data |  | ST seals
3393.0 | GSC FAN EXHAUST CHECK VALVE | 02-VSTP128 |  | no data | CLOSED | OPEN | no data | no data | no data | no data | no data | no data | no data
3394.0 | GS spill over CV iso | 02-VSTP129 | ST lower | no data | CLOSED | OPEN | GLAND STEAM SPILLOVER CONTROL VALVE ISOLATION | STP | no data | no data | no data |  | ST seals
3395.0 | HP DT Drain before CV | 02-VSTP130 | ST Drains Tank area | no data | CLOSED | CLOSED | DRAIN | STP | no data | no data | no data |  | HP DT
3396.0 | GS header PT | 02-VSTP131 | ST lower | no data | CLOSED | OPEN | INSTRUMENT | STP | no data | no data | no data |  | ST seals
3397.0 | GS spill over CV bypass | 02-VSTP132 | ST lower | no data | CLOSED | CLOSED | GLAND STEAM SPILLOVER CONTROL VALVE BYPASS | STP | no data | no data | no data |  | ST seals
3398.0 | GS header PT | 02-VSTP133 | ST lower | no data | CLOSED | OPEN | INSTRUMENT | STP | no data | no data | no data |  | ST seals
3399.0 | HP DT Level Transmitters | 02-VSTP134 | ST Drains Tank area | no data | CLOSED | OPEN | INSTRUMENT | STP | no data | no data | no data |  | LT
3400.0 | HP DT Level Transmitters | 02-VSTP135 | ST Drains Tank area | no data | CLOSED | OPEN | INSTRUMENT | STP | no data | no data | no data |  | LT
3401.0 | INSTRUMENT | 02-VSTP136 |  | no data | CLOSED | OPEN | no data | no data | no data | no data | no data | no data | no data
3402.0 | GSC drain trap vent | 02-VSTP137 | ST lower | no data | CLOSED | OPEN | GLAND STEAM CONDENSER STEAM TRAP EQUALIZING ISOLATION | STP | no data | no data | no data |  | ST seals
3403.0 | DRAIN ISOLATION | 02-VSTP138 |  | no data | CLOSED | CLOSED | no data | no data | no data | no data | no data | no data | no data
3404.0 | Seals/stem leak off to GSC drain | 02-VSTP139 | ST lower | no data | CLOSED | CLOSED | DRAIN ISOLATION | STP | no data | no data | no data |  | Gland Steam
3405.0 | Seals/stem leak off to GSC drain | 02-VSTP140 | ST lower | no data | CLOSED | CLOSED | DRAIN ISOLATION | STP | no data | no data | no data |  | Gland Steam
3406.0 | LP DT PIT | 02-VSTP141 | ST Drains Tank area | no data | CLOSED | OPEN | INSTRUMENT | STP | no data | no data | no data |  | PT
3407.0 | INSTRUMENT | 02-VSTP142 |  | no data | CLOSED | OPEN | no data | no data | no data | no data | no data | no data | no data
3408.0 | LP DT LT | 02-VSTP143 | ST Drains Tank area | no data | CLOSED | OPEN | INSTRUMENT | STP | no data | no data | no data |  | LT
3409.0 | LP DT LT | 02-VSTP144 | ST Drains Tank area | no data | CLOSED | OPEN | INSTRUMENT | STP | no data | no data | no data |  | LT
3410.0 | DRAIN ISOLATION | 02-VSTP145 |  | no data | CLOSED | CLOSED | no data | no data | no data | no data | no data | no data | no data
3411.0 | GS Exhauster drains | 02-VSTP146 | ST lower | no data | CLOSED | CLOSED | DRAIN ISOLATION | STP | no data | no data | no data |  | ST seals
3412.0 | GS Exhauster drains | 02-VSTP147 | ST lower | no data | CLOSED | CLOSED | DRAIN ISOLATION | STP | no data | no data | no data |  | ST seals
3413.0 | GS supply CV isolations | 02-VSTP148 | ST upper West | no data | CLOSED | OPEN | INSTRUMENT | STP | no data | no data | no data |  | ST seals
3414.0 | GS supply CV isolations | 02-VSTP149 | ST upper West | no data | CLOSED | OPEN | INSTRUMENT | STP | no data | no data | no data |  | ST seals
3415.0 | LP DT LT | 02-VSTP150 | ST Drains Tank area | no data | CLOSED | OPEN | INSTRUMENT | STP | no data | no data | no data |  | LT
3416.0 | LP DT LT | 02-VSTP151 | ST Drains Tank area | no data | CLOSED | OPEN | INSTRUMENT | STP | no data | no data | no data |  | LT
3417.0 | LP DT drain | 02-VSTP152 | ST Drains Tank area | no data | OPEN | CLOSED | DRAIN | STP | no data | no data | no data |  | LP DT
3418.0 | GS Exhauster drains | 02-VSTP153 | ST lower | no data | CLOSED | CLOSED | DRAIN ISOLATION | STP | no data | no data | no data |  | ST seals
3419.0 | GS Exhauster drains | 02-VSTP154 | ST lower | no data | CLOSED | OPEN | LP STEAM DRAINS PUMP A SUCTION ISOLATION | STP | no data | no data | no data |  | ST seals
3420.0 | DT pump A suction strainer PDT | 02-VSTP155 | ST Drains Tank area | no data | CLOSED | OPEN | INSTRUMENT | STP | no data | no data | no data |  | PT
3421.0 | DT pump A suction strainer PDT | 02-VSTP156 | ST Drains Tank area | no data | CLOSED | OPEN | INSTRUMENT | STP | no data | no data | no data |  | PT
3422.0 | DT pump A suction vent | 02-VSTP157 | ST Drains Tank area | no data | OPEN | CLOSED | VENT | STP | no data | no data | no data |  | ST DT pump
3423.0 | DT pump A suction drain | 02-VSTP158 | ST Drains Tank area | no data | OPEN | CLOSED | DRAIN | STP | no data | no data | no data |  | ST DT pump
3424.0 | GS mist separator orphis drain | 02-VSTP159 | ST lower | no data | CLOSED | CLOSED | GLAND STEAM MIST SEPARATOR DRAIN ISOLATION | STP | no data | no data | no data |  | ST seals
3425.0 | INSTRUMENT | 02-VSTP160 |  | no data | CLOSED | OPEN | no data | no data | no data | no data | no data | no data | no data
3426.0 | DT pmup A vent | 02-VSTP161 | ST Drains Tank area | no data | OPEN | CLOSED | LP STEAM DRAINS PUMP A VENT ISOLATION | STP | no data | no data | no data |  | ST DT pump
3427.0 | INSTRUMENT | 02-VSTP162 |  | no data | CLOSED | OPEN | no data | no data | no data | no data | no data | no data | no data
3428.0 | LP STEAM DRAINS PUMP A DISCHARGE CHECK VALVE | 02-VSTP163 |  | no data | CLOSED | OPEN | no data | no data | no data | no data | no data | no data | no data
3429.0 | DT pmup A discharge drain | 02-VSTP164 | ST Drains Tank area | no data | CLOSED | CLOSED | DRAIN | STP | no data | no data | no data |  | ST DT pump
6569.0 | DT pmup A discharge drain | 02-VSTP164 | ST Drains Tank area | no data | OPEN | CLOSED | DRAIN after check valve- 02-VSTP164 | STP | no data | no data | no data |  | ST DT pump
3430.0 | DT pmup A discharge | 02-VSTP165 | ST Drains Tank area | no data | CLOSED | OPEN | LP STEAM DRAINS PUMP A DISCHARGE ISOLATION | VSTP | no data | no data | no data |  | ST DT pump
6568.0 | DT pmup A discharge | 02-VSTP165 | ST Drains Tank area | no data | CLOSED | OPEN | LP STEAM DRAINS PUMP A DISCHARGE ISOLATION-02-VSTP165 | VSTP | no data | no data | no data |  | ST DT pump
3431.0 | DT pump common discharge iso | 02-VSTP166 | ST Drains Tank area | no data | OPEN | CLOSED | VENT | VSTP | no data | no data | no data |  | ST DT pump
3432.0 | GS mist separator orphis bypass | 02-VSTP167 | ST lower | no data | CLOSED | CLOSED | GLAND STEAM MIST SEPARATOR DRAIN ORIFICE BYPASS | STP | no data | no data | no data |  | ST seals
3433.0 | DT pump B suction strainer PDT | 02-VSTP168 | ST Drains Tank area | no data | CLOSED | OPEN | INSTRUMENT | STP | no data | no data | no data |  | ST DT pump
3434.0 | DT pump B suction strainer PDT | 02-VSTP169 | ST Drains Tank area | no data | CLOSED | OPEN | INSTRUMENT | STP | no data | no data | no data |  | ST DT pump
3435.0 | DT pump B suction vent | 02-VSTP170 | ST Drains Tank area | no data | OPEN | CLOSED | VENT | STP | no data | no data | no data |  | ST DT pump
3436.0 | DT pump B suction drain | 02-VSTP171 | ST Drains Tank area | no data | OPEN | CLOSED | DRAIN | STP | no data | no data | no data |  | ST DT pump
3437.0 | PRIMING CONNECTION ISOLATION | 02-VSTP172 |  | no data | CLOSED | CLOSED | no data | no data | no data | no data | no data | no data | no data
3438.0 | INSTRUMENT | 02-VSTP173 |  | no data | CLOSED | OPEN | no data | no data | no data | no data | no data | no data | no data
3439.0 | DT pmup B vent | 02-VSTP174 | ST Drains Tank area | no data | OPEN | CLOSED | LP STEAM DRAINS PUMP B VENT ISOLATION | STP | no data | no data | no data |  | ST DT pump
3440.0 | INSTRUMENT | 02-VSTP175 |  | no data | CLOSED | OPEN | no data | no data | no data | no data | no data | no data | no data
3441.0 | LP STEAM DRAINS PUMP B DISCHARGE CHECK VALVE | 02-VSTP176 |  | no data | CLOSED | OPEN | no data | no data | no data | no data | no data | no data | no data
3442.0 | DT pmup B discharge drain | 02-VSTP177 | ST Drains Tank area | no data | OPEN | CLOSED | DRAIN | STP | no data | no data | no data |  | ST DT pump
3443.0 | DT pmup B discharge | 02-VSTP178 | ST Drains Tank area | no data | CLOSED | OPEN | LP STEAM DRAINS PUMP B DISCHARGE ISOLATION | VSTP | no data | no data | no data |  | ST DT pump
3444.0 | GS Exhauster B outlet | 02-VSTP179 | ST upper West | no data | CLOSED | OPEN | GSC FAN EXHAUST ISOLATION | STP | no data | no data | no data |  | ST seals
3445.0 | GSC FAN EXHAUST ISOLATION | 02-VSTP180 |  | no data | CLOSED | OPEN | no data | no data | no data | no data | no data | no data | no data
3446.0 | GS mist separator orphis drain | 02-VSTP181 | ST lower | no data | OPEN | CLOSED | GLAND STEAM MIST SEPARATOR DRAIN THROTTLE | STP | no data | no data | no data |  | ST seals
3447.0 | GS mist separator common drain | 02-VSTP182 | ST lower | no data | OPEN | CLOSED | GLAND STEAM MIST SEPARATOR DRAIN ISOLATION | STP | no data | no data | no data |  | ST seals
3448.0 | GS header drain | 02-VSTP183 | ST lower | no data | OPEN | CLOSED | GLAND STEAM HEADER DRAIN ISOLATION | STP | no data | no data | no data |  | ST seals
3449.0 | GS header drain | 02-VSTP184 | ST lower | no data | OPEN | CLOSED | GLAND STEAM HEADER DRAIN THROTTLE | STP | no data | no data | no data |  | ST seals
3450.0 | GS header drain | 02-VSTP185 | ST lower | no data | OPEN | CLOSED | GLAND STEAM HEADER DRAIN ISOLATION | STP | no data | no data | no data |  | ST seals
3451.0 | HP DT Level Transmitters | 02-VSTP195 | ST Drains Tank area | no data | CLOSED | OPEN | INSTRUMENT | STP | no data | no data | no data |  | LT
3452.0 | HP DT Level Transmitters | 02-VSTP196 | ST Drains Tank area | no data | CLOSED | OPEN | INSTRUMENT | STP | no data | no data | no data |  | LT
3453.0 | HP DT Drain to LP DT CV iso | 02-VSTP370 | ST Drains Tank area | no data | OPEN | CLOSED | HP ST DRAINS TANK DRAIN ISOLATION | STP | no data | no data | no data |  | HP DT
3454.0 | HP DT Drain to LP DT CV iso | 02-VSTP371 | ST Drains Tank area | no data | OPEN | CLOSED | HP ST DRAINS TANK DRAIN ISOLATION | STP | no data | no data | no data |  | HP DT
3455.0 | DT pump discharge vent | 02-VSTP386 | ST Drains Tank area | no data | OPEN | CLOSED | CONDENSATE RECEIVER TANK ISOLATION | STP | no data | no data | no data |  | ST DT pump
6570.0 | Inlet valve suction strainers LP 2A pump 02-VSTP900A | 02-VSTP900A | unit 2 STP pump U2 "A" | no data | CLOSED | OPEN | no data | no data | no data | no data | no data | no data | no data
6571.0 | inlet valve suction strainer LP 2A pump 02-VSTP900C | 02-VSTP900C | unit 2 STP pump U2 "A" | Valve | CLOSED | OPEN | no data | no data | no data | no data | no data | no data | no data
6573.0 | discharge valve after strainer ( LP 2A pump - 02-VSTP900D) | 02-VSTP900D | unit 2 STP pump U2 "A" | Valve | CLOSED | OPEN | no data | no data | no data | no data | no data | no data | no data
3456.0 | BD tank sump pump flush water | 02-VSWS100 | HRSG NE | no data | CLOSED | OPEN | BEARING FLUSH ISOLATION | HBD | no data | no data | no data |  | BDT
3457.0 | SW to BDT flow meter | 02-VSWS101 | HRSG NE | no data | CLOSED | OPEN | INSTRUMENT | HBD | no data | no data | no data |  | BDT
3458.0 | SW to BDT flow meter | 02-VSWS102 | HRSG NE | no data | CLOSED | OPEN | INSTRUMENT | HBD | no data | no data | no data |  | BDT
3459.0 | VACUUM PUMP MAKEUP ISOLATION | 02-VSWS103 |  | no data | CLOSED | OPEN | no data | no data | no data | no data | no data | no data | no data
6012.0 | U2 "E" sep tank makeup man iso | 02-VSWS103 | U2 "E" vacuum pump | Valve | CLOSED | OPEN | no data | no data | no data | no data | no data | no data | no data
3460.0 | VACUUM PUMP MAKEUP ISOLATION | 02-VSWS104 |  | no data | CLOSED | OPEN | no data | no data | no data | no data | no data | no data | no data
3461.0 | VACUUM PUMP MAKEUP ISOLATION | 02-VSWS105 |  | no data | CLOSED | OPEN | no data | no data | no data | no data | no data | no data | no data
3462.0 | FIN TUBE CLEANING SKID ISOLATION | 02-VSWS106 |  | no data | CLOSED | CLOSED | no data | no data | no data | no data | no data | no data | no data
3463.0 | SW to BDT quenching drain | 02-VSWS108 | HRSG NE | no data | OPEN | CLOSED | DRAIN | HBD | no data | no data | no data |  | BDT
3464.0 | SW to HRSG sump pit quenching iso | 02-VSWS109 | HRSG NE | no data | CLOSED | OPEN | UNIT 2 HRSG BLOWDOWN SUMP QUENCH ISOLATION | HBD | no data | no data | no data |  | BDT
3465.0 | SW to HRSG sump pit quenching drain | 02-VSWS110 | HRSG NE | no data | OPEN | CLOSED | DRAIN | HBD | no data | no data | no data |  | BDT
3466.0 | SW to BDT quenching iso | 02-VSWS111 | HRSG NE | no data | CLOSED | OPEN | UNIT 2 HRSG BLOWDOWN TANK/SUMP QUENCH ISOLATION | HBD | no data | no data | no data |  | BDT
3467.0 | VACUUM PUMP MAKEUP ISOLATION | 02-VSWS115 |  | no data | CLOSED | OPEN | no data | no data | no data | no data | no data | no data | no data
6014.0 | Sep tank makeup Man ISO | 02-VSWS115 | U2 ACC AREA | Valve | CLOSED | OPEN | no data | no data | no data | no data | no data | no data | no data
3468.0 | VACUUM PUMP MAKEUP ISOLATION | 02-VSWS118 |  | no data | CLOSED | OPEN | no data | no data | no data | no data | no data | no data | no data
3469.0 | OIL IN WATER ANALYZER ISOLATION VALVE | 02-VWDR100 |  | no data | CLOSED | OPEN | no data | no data | no data | no data | no data | no data | no data
3470.0 | VENT | 02-VWDR237 |  | no data | OPEN | CLOSED | no data | no data | no data | no data | no data | no data | no data
4342.0 | UNIT 2 OIL WATER SEP PWR 480VAC | 02-WDR-CPL-01 | 02-LVB-PPL-1213, BR 4 OUTSIDE HRSG SWG ENCLOSURE | 480 V CIRCUIT BREACKER | OPEN | CLOSED | no data | no data | no data | no data | no data | no data | no data
4140.0 | UNIT 2 OIL-IN-WATER ANALYZER PWR 120VAC | 02-WDR-PNL-02 | 01-LVD-PPL-2111 BR 18 INSIDE HRSG SWG ENCLOSURE | 208/120VAC CIRCUIT BREAKER | OPEN | CLOSED | no data | no data | no data | no data | no data | no data | no data
6289.0 | U2 LRVP A non condensable inlet isolation valve | 02-YV-883 | U2 VACUUM PUMP AREA | Valve | CLOSED | AUTO | no data | no data | no data | no data | no data | no data | no data
6302.0 | U2 LRVP A non condensable inlet isolation valve | 02-YV-883 | U2 VACUUM PUMP AREA | Valve | CLOSED | AUTO | no data | no data | no data | no data | no data | no data | no data
6325.0 | U2 LRVP "B" non condensable inlet isolation valve | 02-YV-890 | U2 VACUUM PUMP AREA | Valve | CLOSED | AUTO | no data | no data | no data | no data | no data | no data | no data
6337.0 | U2 LRVP "C" non condensable inlet isolation valve | 02-YV-898 | U2 VACUUM PUMP AREA | Valve | CLOSED | AUTO | no data | no data | no data | no data | no data | no data | no data
6362.0 | U2 LRVP "D" non condensable inlet isolation valve | 02-YV-906 | U2 VACUUM PUMP AREA | Valve | CLOSED | AUTO | no data | no data | no data | no data | no data | no data | no data
3471.0 | TCA COOLER INLET EMERGENCY SHUTOFF | 02-YV-BFW309 |  | no data | CLOSED | OPEN | no data | no data | no data | no data | no data | no data | no data
3472.0 | CTA COOLER BFW SUPPLY STARTUP VALVE | 02-YV-BFW319 |  | no data | CLOSED | OPEN | no data | no data | no data | no data | no data | no data | no data
3473.0 | FGH UPSTREAM BFW EMERGENCY SHUTOFF | 02-YV-BFW409 |  | no data | CLOSED | OPEN | no data | no data | no data | no data | no data | no data | no data
3474.0 | FG HX BFW SUPPLY STARTUP VALVE | 02-YV-BFW419 |  | no data | CLOSED | OPEN | no data | no data | no data | no data | no data | no data | no data
3475.0 | FGH BFW OUTLET EMERGENCY SHUTOFF | 02-YV-BFW445 |  | no data | CLOSED | OPEN | no data | no data | no data | no data | no data | no data | no data
3476.0 | HPS TA SPRAY SUPPLY AUTOMATIC BLOCK | 02-YV-BFW705 |  | no data | CLOSED | OPEN | no data | no data | no data | no data | no data | no data | no data
3477.0 | HPS BYPASS SPRAY SUPPLY AUTOMATIC BLOCK | 02-YV-BFW715 |  | no data | CLOSED | OPEN | no data | no data | no data | no data | no data | no data | no data
3478.0 | HRH SPRAY SUPPLY AUTOMATIC BLOCK | 02-YV-BFW735 |  | no data | CLOSED | OPEN | no data | no data | no data | no data | no data | no data | no data
3479.0 | CRH LETDOWN PCV SPRAY AUTOMATIC BLOCK | 02-YV-BFW745 |  | no data | CLOSED | OPEN | no data | no data | no data | no data | no data | no data | no data
3480.0 | CRH LETDOWN ATTEMPERATOR SPRAY AUTOMATIC BLOCK | 02-YV-BFW757 |  | no data | CLOSED | OPEN | no data | no data | no data | no data | no data | no data | no data
3481.0 | CND SYSTEM EMERGENCY DUMP VALVE | 02-YV-CND441 |  | no data | CLOSED | OPEN | no data | no data | no data | no data | no data | no data | no data
3482.0 | ECA COOLER LOOP SUPPLY AUTOMATIC ISOLATION | 02-YV-CND509 |  | no data | CLOSED | OPEN | no data | no data | no data | no data | no data | no data | no data
3483.0 | ECA COOLER LOOP RETURN AUTOMATIC ISOLATION | 02-YV-CND571 |  | no data | CLOSED | OPEN | no data | no data | no data | no data | no data | no data | no data
3484.0 | HRH BYPASS SPRAY SUPPLY AUTOMATIC BLOCK | 02-YV-CND702 |  | no data | CLOSED | OPEN | no data | no data | no data | no data | no data | no data | no data
3485.0 | CRH VENTILATOR SPRAY AUTOMATIC BLOCK | 02-YV-CND705 |  | no data | CLOSED | OPEN | no data | no data | no data | no data | no data | no data | no data
3486.0 | GLAND STEAM DSH SPRAY AUTOMATIC BLOCK | 02-YV-CND721 |  | no data | CLOSED | OPEN | no data | no data | no data | no data | no data | no data | no data
3487.0 | LP BYPASS VALVE SPRAY SUPPLY AUTOMATIC BLOCK | 02-YV-CND725 |  | no data | CLOSED | OPEN | no data | no data | no data | no data | no data | no data | no data
3488.0 | CONDENSER EMERGENCY MAKEUP ON/OFF | 02-YV-DWS719 |  | no data | CLOSED | OPEN | no data | no data | no data | no data | no data | no data | no data
3489.0 | HP ST DRAINS TANK DRAIN ON/OFF | 02-YV-STP131 |  | no data | CLOSED | OPEN | no data | no data | no data | no data | no data | no data | no data
3490.0 | HP ST DRAINS TANK DRAIN ON/OFF | 02-YV-STP132 |  | no data | CLOSED | OPEN | no data | no data | no data | no data | no data | no data | no data
3491.0 | UNIT 2 OWS AUTOMATIC ISOLATION VALVE | 02-YV-WDR110 |  | no data | CLOSED | OPEN | no data | no data | no data | no data | no data | no data | no data
4323.0 | SPARE GSU CTRL PNL 480 VAC PWR MAIN 1 | 03-GSU-CPL-01 | 02-LVB-PPL-1211, BR 4 HRSG MCC ENCLOSURE | 480 V CIRCUIT BREACKER | OPEN | CLOSED | no data | no data | no data | no data | no data | no data | no data
6400.0 | U1 LRVP "C" isolation valve to seal water spray valve | 0-V-901B | U1 VACUUM PUMP AREA | Valve | CLOSED | OPEN | no data | no data | no data | no data | no data | no data | no data
5863.0 | U2Generator Side Ground 57GG-2 | 57GG-2 | U2 Generator | no data | CLOSED | OPEN | no data | no data | no data | no data | no data | no data | no data
5834.0 | GCB Disconnect 89G-1 | 89G-1 | GCB landing | DISCONNECT | OPEN | CLOSED | no data | no data | no data | no data | no data | no data | no data
5838.0 | DISCONNECT DOWNSTREAM OF GCB | 89G-1 | GCB landing | DISCONNECT | OPEN | CLOSED | no data | no data | no data | no data | no data | no data | no data
5862.0 | U2 GCB Disconnect 89G-2 | 89G-1 | U2 GCB landing | DISCONNECT | OPEN | CLOSED | no data | no data | no data | no data | no data | no data | no data
6001.0 | DISCONNECT DOWNSTREAM OF GCB U1 | 89G-1-1Q9 | GCB landing | DISCONNECT | OPEN | CLOSED | no data | no data | no data | no data | no data | no data | no data
6739.0 | DISCONNECT DOWNSTREAM OF GCB U1 | 89G-1Q9 | GCB landing | DISCONNECT | OPEN | CLOSED | no data | no data | no data | no data | no data | no data | no data
5870.0 | U2 Generator Disconnect GCB 89G | 89G-2Q9 | U2 GCB landing | no data | OPEN | CLOSED | no data | no data | no data | no data | no data | no data | no data
5674.0 | SFC to U1 disconnect 89SS-1 | 89SS-1 | GCB landing | no data | OPEN | CLOSED | no data | no data | no data | no data | no data | no data | no data
5836.0 | SFC TO U1 GENERATOR DISCONNECT | 89SS-1 | GSB | DISCONNECT | OPEN |  | no data | no data | no data | no data | no data | no data | no data
5837.0 | SFC TO U1 GENERATOR DISCONNECT | 89SS-1 | GSB | DISCONNECT | OPEN |  | no data | no data | no data | no data | no data | no data | no data
6740.0 | SFC TO U1 GENERATOR DISCONNECT | 89SS-1 | U1 GSB | DISCONNECT | OPEN | CLOSED | no data | no data | no data | no data | no data | no data | no data
6000.0 | SFC TO U1 GENERATOR DISCONNECT | 89SS-1-1Q91 | GSB | DISCONNECT | OPEN | CLOSED | no data | no data | no data | no data | no data | no data | no data
5864.0 | SFC TO U2 GENERATOR DISCONNECT | 89SS-2 | U2 GSB | DISCONNECT | OPEN |  | no data | no data | no data | no data | no data | no data | no data
5697.0 | DISCONNECT DOWNSTREAM OF GCB | 98G-1 | GCB landing | DISCONNECT | OPEN | CLOSED | no data | no data | no data | no data | no data | no data | no data
5714.0 | DISCONNECT DOWNSTREAM OF GCB U2 | 98G-2 | GCB landing | DISCONNECT | OPEN | CLOSED | no data | no data | no data | no data | no data | no data | no data
5882.0 | DISCONNECT DOWNSTREAM OF GCB U2 | 98G-2Q9 | GCB landing | DISCONNECT | OPEN | CLOSED | no data | no data | no data | no data | no data | no data | no data
5918.0 | DISCONNECT DOWNSTREAM OF GCB U2 | 98G-2Q9 | GCB landing | DISCONNECT | OPEN | CLOSED | no data | no data | no data | no data | no data | no data | no data
5696.0 | SFC TO U1 GENERATOR DISCONNECT | 98SS-1 | GSB | DISCONNECT | OPEN | CLOSED | no data | no data | no data | no data | no data | no data | no data
5713.0 | SFC TO U2 GENERATOR DISCONNECT | 98SS-2 | GSB | DISCONNECT | OPEN | CLOSED | no data | no data | no data | no data | no data | no data | no data
5881.0 | SFC TO U2 GENERATOR DISCONNECT | 98SS-2Q91 | GSB | DISCONNECT | OPEN |  | no data | no data | no data | no data | no data | no data | no data
5917.0 | SFC TO U2 GENERATOR DISCONNECT | 98SS-2Q91 | GSB | DISCONNECT | OPEN |  | no data | no data | no data | no data | no data | no data | no data
6279.0 | Control oil filter discharge block valve (MPX11AA044) | blockvalveMPX11AA044 | control oil polishing pump | no data | CLOSED | OPEN | no data | no data | no data | no data | no data | no data | no data
6046.0 | 01-HTT-HPL-1111 Brker 1/3 CB 01 | Brker13CB01 | Top of U1 HRSG west (between HP and IP drums) | Breaker | OPEN | CLOSED | no data | no data | no data | no data | no data | no data | no data
6091.0 | 01-HTT-HPL-1112 Brker 1/3 CB 01 | Brker13CB01 | Outside of U1 HRSG MCC enclosure (NE corner of the enclosure) | Breaker | OPEN | CLOSED | no data | no data | no data | no data | no data | no data | no data
6171.0 | 01-HTT-HPL-1116 Brker 1/3 CB 1 | Brker13CB1 | Outside of U1 HRSG MCC enclosure (SE corner of the enclosure) | Breaker | OPEN | CLOSED | no data | no data | no data | no data | no data | no data | no data
6193.0 | 01-HTT-HPL-1113 Brker 1/3 CB 1 | Brker13CB1 | Near the Gas Chromotograph enclosure | Breaker | OPEN | CLOSED | no data | no data | no data | no data | no data | no data | no data
6228.0 | 01-HTT-HPL-1117 Brker 1/3 CB 1 | Brker13CB1 | U1 HRSG piperack 1st level (South) | Valve | OPEN | CLOSED | no data | no data | no data | no data | no data | no data | no data
6443.0 | 01-HTT-HPL-1118 Brker 1/3 CB 1 | Brker13CB1 | Outside of U1 HRSG MCC enclosure (NW corner of the enclosure) | Valve | OPEN | CLOSED | no data | no data | no data | no data | no data | no data | no data
6465.0 | 02-HTT-HPL-1211 Brker 1/3 CB 1 | Brker13CB1 | U2 HRSG piperack 1st level (North) | Valve | OPEN | CLOSED | no data | no data | no data | no data | no data | no data | no data
6682.0 | 02-MOV-HHS-907 - 02-HTT-HPL-2217 | Brker13CB1 | Top of U2 HRSG east (NE of LP drum) | Breaker | OPEN | CLOSED | no data | no data | no data | no data | no data | no data | no data
6068.0 | 01-HTT-HPL-1111 Brker 10/12 CB 06 | Brker1012CB06 | Top of U1 HRSG west (between HP and IP drums) | Breaker | OPEN | CLOSED | no data | no data | no data | no data | no data | no data | no data
6137.0 | 01-HTT-HPL-1113 Brker 10/12 CB 06 | Brker1012CB06 | Outside of U1 HRSG MCC enclosure (fuel Gas) | Breaker | OPEN | CLOSED | no data | no data | no data | no data | no data | no data | no data
6094.0 | 01-HTT-HPL-1112 Brker 13/15 CB 07 | Brker1315CB07 | Outside of U1 HRSG MCC enclosure (NE corner of the enclosure) | Breaker | OPEN | CLOSED | no data | no data | no data | no data | no data | no data | no data
6174.0 | 01-HTT-HPL-1116 Brker 13/15 CB 7 | Brker1315CB7 | Outside of U1 HRSG MCC enclosure (SE corner of the enclosure) | Breaker | OPEN | CLOSED | no data | no data | no data | no data | no data | no data | no data
6196.0 | 01-HTT-HPL-1113 Brker 13/15 CB 7 | Brker1315CB7 | Near the Gas Chromotograph enclosure | Breaker | OPEN | CLOSED | no data | no data | no data | no data | no data | no data | no data
6231.0 | 01-HTT-HPL-1117 Brker 13/15 CB 7 | Brker1315CB7 | U1 HRSG piperack 1st level (South) | Valve | OPEN | CLOSED | no data | no data | no data | no data | no data | no data | no data
6468.0 | 02-HTT-HPL-1211 Brker 13/15 CB 7 | Brker1315CB7 | U2 HRSG piperack 1st level (North) | Valve | OPEN | CLOSED | no data | no data | no data | no data | no data | no data | no data
6070.0 | 01-HTT-HPL-1111 Brker 14/16 CB 08 | Brker1416CB08 | Top of U1 HRSG west (between HP and IP drums) | Breaker | OPEN | CLOSED | no data | no data | no data | no data | no data | no data | no data
6116.0 | 01-HTT-HPL-1112 Brker 14/16 CB 08 | Brker1416CB08 | Outside of U1 HRSG MCC enclosure (NE corner of the enclosure) | Breaker | OPEN | CLOSED | no data | no data | no data | no data | no data | no data | no data
6138.0 | 01-HTT-HPL-1113 Brker 14/16 CB 08 | Brker1416CB08 | Outside of U1 HRSG MCC enclosure (fuel Gas) | Breaker | OPEN | CLOSED | no data | no data | no data | no data | no data | no data | no data
6139.0 | 01-HTT-HPL-1113 Brker 14/16 CB 08 | Brker1416CB08 | Outside of U1 HRSG MCC enclosure (fuel Gas) | Breaker | OPEN | CLOSED | no data | no data | no data | no data | no data | no data | no data
6150.0 | 01-HTT-HPL-1116 Brker 14/16 CB 08 | Brker1416CB08 | Outside of U1 HRSG MCC enclosure (Ground Level) | Breaker | OPEN | CLOSED | no data | no data | no data | no data | no data | no data | no data
6253.0 | 01-HTT-HPL-1117 Brker 14/16 CB 8 | Brker1416CB8 | U1 HRSG piperack 1st level (South) | Valve | OPEN | CLOSED | no data | no data | no data | no data | no data | no data | no data
6049.0 | 01-HTT-HPL-1111 Brker 17/19 CB 09 | Brker1719CB09 | Top of U1 HRSG west (between HP and IP drums) | Breaker | OPEN | CLOSED | no data | no data | no data | no data | no data | no data | no data
6175.0 | 01-HTT-HPL-1116 Brker 17/19 CB 9 | Brker1719CB9 | Outside of U1 HRSG MCC enclosure (SE corner of the enclosure) | Breaker | OPEN | CLOSED | no data | no data | no data | no data | no data | no data | no data
6197.0 | 01-HTT-HPL-1113 Brker 17/19 CB 9 | Brker1719CB9 | Near the Gas Chromotograph enclosure | Breaker | OPEN | CLOSED | no data | no data | no data | no data | no data | no data | no data
6232.0 | 01-HTT-HPL-1117 Brker 17/19 CB 9 | Brker1719CB9 | U1 HRSG piperack 1st level (South) | Valve | OPEN | CLOSED | no data | no data | no data | no data | no data | no data | no data
6117.0 | 01-HTT-HPL-1112 Brker 18/20 CB 10 | Brker1820CB10 | Outside of U1 HRSG MCC enclosure (NE corner of the enclosure) | Breaker | OPEN | CLOSED | no data | no data | no data | no data | no data | no data | no data
6151.0 | 01-HTT-HPL-1116 Brker 18/20 CB 10 | Brker1820CB10 | Outside of U1 HRSG MCC enclosure (Ground Level) | Breaker | OPEN | CLOSED | no data | no data | no data | no data | no data | no data | no data
6113.0 | 01-HTT-HPL-1112 Brker 2/4 CB 02 | Brker24CB02 | Outside of U1 HRSG MCC enclosure (NE corner of the enclosure) | Breaker | OPEN | CLOSED | no data | no data | no data | no data | no data | no data | no data
6135.0 | 01-HTT-HPL-1113 Brker 2/4 CB 02 | Brker24CB02 | Outside of U1 HRSG MCC enclosure (fuel Gas) | Breaker | OPEN | CLOSED | no data | no data | no data | no data | no data | no data | no data
6147.0 | 01-HTT-HPL-1116 Brker 2/4 CB 02 | Brker24CB02 | Outside of U1 HRSG MCC enclosure (Ground Level) | Breaker | OPEN | CLOSED | no data | no data | no data | no data | no data | no data | no data
6063.0 | 01-HTT-HPL-1111 Brker 2/4 CB 2 | Brker24CB2 | Top of unit 1 HRSG west " Between HP/IP Drum" | Breaker | OPEN | CLOSED | no data | no data | no data | no data | no data | no data | no data
6250.0 | 01-HTT-HPL-1117 Brker 2/4 CB 2 | Brker24CB2 | U1 HRSG piperack 1st level (South) | Valve | OPEN | CLOSED | no data | no data | no data | no data | no data | no data | no data
6454.0 | 01-HTT-HPL-1118 Brker 2/4 CB 2 | Brker24CB2 | Outside of U1 HRSG MCC enclosure (NW corner of the enclosure) | Valve | OPEN | CLOSED | no data | no data | no data | no data | no data | no data | no data
6050.0 | 01-HTT-HPL-1111 Brker 21/23 CB 11 | Brker2123CB11 | Top of U1 HRSG west (between HP and IP drums) | Breaker | OPEN | CLOSED | no data | no data | no data | no data | no data | no data | no data
6096.0 | 01-HTT-HPL-1112 Brker 21/23 CB 11 | Brker2123CB11 | Outside of U1 HRSG MCC enclosure (NE corner of the enclosure) | Breaker | OPEN | CLOSED | no data | no data | no data | no data | no data | no data | no data
6176.0 | 01-HTT-HPL-1116 Brker 21/23 CB 11 | Brker2123CB11 | Outside of U1 HRSG MCC enclosure (SE corner of the enclosure) | Breaker | OPEN | CLOSED | no data | no data | no data | no data | no data | no data | no data
6198.0 | 01-HTT-HPL-1113 Brker 21/23 CB 11 | Brker2123CB11 | Near the Gas Chromotograph enclosure | Breaker | OPEN | CLOSED | no data | no data | no data | no data | no data | no data | no data
6470.0 | 02-HTT-HPL-1211 Brker 21/23 CB 11 | Brker2123CB11 | U2 HRSG piperack 1st level (North) | Valve | OPEN | CLOSED | no data | no data | no data | no data | no data | no data | no data
6118.0 | 01-HTT-HPL-1112 Brker 22/24 CB 12 | Brker2224CB12 | Outside of U1 HRSG MCC enclosure (NE corner of the enclosure) | Breaker | OPEN | CLOSED | no data | no data | no data | no data | no data | no data | no data
6141.0 | 01-HTT-HPL-1113 Brker 22/24 CB 12 | Brker2224CB12 | Outside of U1 HRSG MCC enclosure (fuel Gas) | Breaker | OPEN | CLOSED | no data | no data | no data | no data | no data | no data | no data
6152.0 | 01-HTT-HPL-1116 Brker 22/24 CB 12 | Brker2224CB12 | Outside of U1 HRSG MCC enclosure (Ground Level) | Breaker | OPEN | CLOSED | no data | no data | no data | no data | no data | no data | no data
6255.0 | 01-HTT-HPL-1117 Brker 22/24 CB 12 | Brker2224CB12 | U1 HRSG piperack 1st level (South) | Valve | OPEN | CLOSED | no data | no data | no data | no data | no data | no data | no data
6459.0 | 01-HTT-HPL-1118 Brker 22/24 CB 12 | Brker2224CB12 | Outside of U1 HRSG MCC enclosure (NW corner of the enclosure) | Valve | OPEN | CLOSED | no data | no data | no data | no data | no data | no data | no data
6492.0 | 02-HTT-HPL-1211 Brker 22/24 CB 12 | Brker2224CB12 |  | Valve | OPEN | CLOSED | no data | no data | no data | no data | no data | no data | no data
6051.0 | 01-HTT-HPL-1111 Brker 25/27 CB 13 | Brker2527CB13 | Top of U1 HRSG west (between HP and IP drums) | Breaker | OPEN | CLOSED | no data | no data | no data | no data | no data | no data | no data
6097.0 | 01-HTT-HPL-1112 Brker 25/27 CB 13 | Brker2527CB13 | Outside of U1 HRSG MCC enclosure (NE corner of the enclosure) | Breaker | OPEN | CLOSED | no data | no data | no data | no data | no data | no data | no data
6177.0 | 01-HTT-HPL-1116 Brker 25/27 CB 13 | Brker2527CB13 | Outside of U1 HRSG MCC enclosure (SE corner of the enclosure) | Breaker | OPEN | CLOSED | no data | no data | no data | no data | no data | no data | no data
6199.0 | 01-HTT-HPL-1113 Brker 25/27 CB 13 | Brker2527CB13 | Near the Gas Chromotograph enclosure | Breaker | OPEN | CLOSED | no data | no data | no data | no data | no data | no data | no data
6234.0 | 01-HTT-HPL-1117 Brker 25/27 CB 13 | Brker2527CB13 | U1 HRSG piperack 1st level (South) | Valve | OPEN | CLOSED | no data | no data | no data | no data | no data | no data | no data
6256.0 | 01-HTT-HPL-1117 Brker 26/28 CB 14 | Brker2628CB14 | U1 HRSG piperack 1st level (South) | Valve | OPEN | CLOSED | no data | no data | no data | no data | no data | no data | no data
6460.0 | 01-HTT-HPL-1118 Brker 26/28 CB 14 | Brker2628CB14 | Outside of U1 HRSG MCC enclosure (NW corner of the enclosure) | Valve | OPEN | CLOSED | no data | no data | no data | no data | no data | no data | no data
6052.0 | 01-HTT-HPL-1111 Brker 29/31 CB 15 | Brker2931CB15 | Top of U1 HRSG west (between HP and IP drums) | Breaker | OPEN | CLOSED | no data | no data | no data | no data | no data | no data | no data
6098.0 | 01-HTT-HPL-1112 Brker 29/31 CB 15 | Brker2931CB15 | Outside of U1 HRSG MCC enclosure (NE corner of the enclosure) | Breaker | OPEN | CLOSED | no data | no data | no data | no data | no data | no data | no data
6178.0 | 01-HTT-HPL-1116 Brker 29/31 CB 15 | Brker2931CB15 | Outside of U1 HRSG MCC enclosure (SE corner of the enclosure) | Breaker | OPEN | CLOSED | no data | no data | no data | no data | no data | no data | no data
6200.0 | 01-HTT-HPL-1113 Brker 29/31 CB 15 | Brker2931CB15 | Near the Gas Chromotograph enclosure | Breaker | OPEN | CLOSED | no data | no data | no data | no data | no data | no data | no data
6235.0 | 01-HTT-HPL-1117 Brker 29/31 CB 15 | Brker2931CB15 | U1 HRSG piperack 1st level (South) | Valve | OPEN | CLOSED | no data | no data | no data | no data | no data | no data | no data
6450.0 | 01-HTT-HPL-1118 Brker 29/31 CB 15 | Brker2931CB15 | Outside of U1 HRSG MCC enclosure (NW corner of the enclosure) | Valve | OPEN | CLOSED | no data | no data | no data | no data | no data | no data | no data
6472.0 | 02-HTT-HPL-1211 Brker 29/31 CB 15 | Brker2931CB15 | U2 HRSG piperack 1st level (North) | Valve | OPEN | CLOSED | no data | no data | no data | no data | no data | no data | no data
6143.0 | 01-HTT-HPL-1113 Brker 30/32 CB 16 | Brker3032CB16 | Outside of U1 HRSG MCC enclosure (fuel Gas) | Breaker | OPEN | CLOSED | no data | no data | no data | no data | no data | no data | no data
6154.0 | 01-HTT-HPL-1116 Brker 30/32 CB 16 | Brker3032CB16 | Outside of U1 HRSG MCC enclosure (Ground Level) | Breaker | OPEN | CLOSED | no data | no data | no data | no data | no data | no data | no data
6257.0 | 01-HTT-HPL-1117 Brker 30/32 CB 16 | Brker3032CB16 | U1 HRSG piperack 1st level (South) | Valve | OPEN | CLOSED | no data | no data | no data | no data | no data | no data | no data
6681.0 | 02-VHHS971/983/984/985 02-HTT-HPL-2211 | Brker3032CB16 | Top of U2 HRSG west (between HP and IP drums) | Breaker | OPEN | CLOSED | no data | no data | no data | no data | no data | no data | no data
6053.0 | 01-HTT-HPL-1111 Brker 33/35 CB 17 | Brker3335CB17 | Top of U1 HRSG west (between HP and IP drums) | Breaker | OPEN | CLOSED | no data | no data | no data | no data | no data | no data | no data
6099.0 | 01-HTT-HPL-1112 Brker 33/35 CB 17 | Brker3335CB17 | Outside of U1 HRSG MCC enclosure (NE corner of the enclosure) | Breaker | OPEN | CLOSED | no data | no data | no data | no data | no data | no data | no data
6179.0 | 01-HTT-HPL-1116 Brker 33/35 CB 17 | Brker3335CB17 | Outside of U1 HRSG MCC enclosure (SE corner of the enclosure) | Breaker | OPEN | CLOSED | no data | no data | no data | no data | no data | no data | no data
6201.0 | 01-HTT-HPL-1113 Brker 33/35 CB 17 | Brker3335CB17 | Near the Gas Chromotograph enclosure | Breaker | OPEN | CLOSED | no data | no data | no data | no data | no data | no data | no data
6236.0 | 01-HTT-HPL-1117 Brker 33/35 CB 17 | Brker3335CB17 | U1 HRSG piperack 1st level (South) | Valve | OPEN | CLOSED | no data | no data | no data | no data | no data | no data | no data
6564.0 | 01-VHHS971/983/984/985 01-HTT-HPL-1111 | Brker3335CB17 | Top of U1 HRSG west (between HP and IP drums) | Breaker | OPEN | CLOSED | no data | no data | no data | no data | no data | no data | no data
6077.0 | 01-HTT-HPL-1111 Brker 34/36 CB 18 | Brker3436CB18 | Top of U1 HRSG west (between HP and IP drums) | Breaker | OPEN | CLOSED | no data | no data | no data | no data | no data | no data | no data
6144.0 | 01-HTT-HPL-1113 Brker 34/36 CB 18 | Brker3436CB18 | Outside of U1 HRSG MCC enclosure (fuel Gas) | Breaker | OPEN | CLOSED | no data | no data | no data | no data | no data | no data | no data
6155.0 | 01-HTT-HPL-1116 Brker 34/36 CB 18 | Brker3436CB18 | Outside of U1 HRSG MCC enclosure (Ground Level) | Breaker | OPEN | CLOSED | no data | no data | no data | no data | no data | no data | no data
6495.0 | 02-HTT-HPL-1211 Brker 34/36 CB 18 | Brker3436CB18 |  | Valve | OPEN | CLOSED | no data | no data | no data | no data | no data | no data | no data
6560.0 | VHHS801/802 01-HTT-HPL-1111 | Brker3436CB18 | Top of U1 HRSG west (between HP and IP drums) | Breaker | OPEN | CLOSED | no data | no data | no data | no data | no data | no data | no data
6683.0 | 02-HHS-993 sparge 02-HTT-HPL-1216 | Brker3436CB18 | Outside of U2 HRSG MCC enclosure (NW corner of the enclosure) | Breaker | OPEN | CLOSED | no data | no data | no data | no data | no data | no data | no data
6202.0 | 01-HTT-HPL-1113 Brker 37/39 CB 19 | Brker3739CB19 | Near the Gas Chromotograph enclosure | Breaker | OPEN | CLOSED | no data | no data | no data | no data | no data | no data | no data
6237.0 | 01-HTT-HPL-1117 Brker 37/39 CB 19 | Brker3739CB19 | U1 HRSG piperack 1st level (South) | Valve | OPEN | CLOSED | no data | no data | no data | no data | no data | no data | no data
6078.0 | 01-HTT-HPL-1111 Brker 38/40 CB 20 | Brker3840CB20 | Top of U1 HRSG west (between HP and IP drums) | Breaker | OPEN | CLOSED | no data | no data | no data | no data | no data | no data | no data
6122.0 | 01-HTT-HPL-1112 Brker 38/40 CB 20 | Brker3840CB20 | Outside of U1 HRSG MCC enclosure (NE corner of the enclosure) | Breaker | OPEN | CLOSED | no data | no data | no data | no data | no data | no data | no data
6156.0 | 01-HTT-HPL-1116 Brker 38/40 CB 20 | Brker3840CB20 | Outside of U1 HRSG MCC enclosure (Ground Level) | Breaker | OPEN | CLOSED | no data | no data | no data | no data | no data | no data | no data
6259.0 | 01-HTT-HPL-1117 Brker 38/40 CB 20 | Brker3840CB20 | U1 HRSG piperack 1st level (South) | Valve | OPEN | CLOSED | no data | no data | no data | no data | no data | no data | no data
6463.0 | 01-HTT-HPL-1118 Brker 38/40 CB 20 | Brker3840CB20 | Outside of U1 HRSG MCC enclosure (NW corner of the enclosure) | Valve | OPEN | CLOSED | no data | no data | no data | no data | no data | no data | no data
6496.0 | 02-HTT-HPL-1211 Brker 38/40 CB 20 | Brker3840CB20 |  | Valve | OPEN | CLOSED | no data | no data | no data | no data | no data | no data | no data
6563.0 | 01-MOV-HRS912 01-HTT-HPL1116 | Brker3840CB20 | Outside of U1 HRSG MCC enclosure (SE corner of the enclosure) | Breaker | OPEN | CLOSED | no data | no data | no data | no data | no data | no data | no data
6203.0 | 01-HTT-HPL-1113 Brker 41 CB 41 | Brker41CB41 | Near the Gas Chromotograph enclosure | Breaker | OPEN | CLOSED | no data | no data | no data | no data | no data | no data | no data
6453.0 | 01-HTT-HPL-1118 Brker 41 CB 41 | Brker41CB41 | Outside of U1 HRSG MCC enclosure (NW corner of the enclosure) | Valve | OPEN | CLOSED | no data | no data | no data | no data | no data | no data | no data
6055.0 | 01-HTT-HPL-1111 Brker 41/43 CB 21 | Brker4143CB21 | Top of U1 HRSG west (between HP and IP drums) | Breaker | OPEN | CLOSED | no data | no data | no data | no data | no data | no data | no data
6181.0 | 01-HTT-HPL-1116 Brker 41/43 CB 21 | Brker4143CB21 | Outside of U1 HRSG MCC enclosure (SE corner of the enclosure) | Breaker | OPEN | CLOSED | no data | no data | no data | no data | no data | no data | no data
6238.0 | 01-HTT-HPL-1117 Brker 41/43 CB 21 | Brker4143CB21 | U1 HRSG piperack 1st level (South) | Valve | OPEN | CLOSED | no data | no data | no data | no data | no data | no data | no data
6475.0 | 02-HTT-HPL-1211 Brker 41/43 CB 21 | Brker4143CB21 | U2 HRSG piperack 1st level (North) | Valve | OPEN | CLOSED | no data | no data | no data | no data | no data | no data | no data
6146.0 | 01-HTT-HPL-1113 Brker 42 CB 42 | Brker42CB42 | Outside of U1 HRSG MCC enclosure (fuel Gas) | Breaker | OPEN | CLOSED | no data | no data | no data | no data | no data | no data | no data
6464.0 | 01-HTT-HPL-1118 Brker 42 CB 42 | Brker42CB42 | Outside of U1 HRSG MCC enclosure (NW corner of the enclosure) | Valve | OPEN | CLOSED | no data | no data | no data | no data | no data | no data | no data
6079.0 | 01-HTT-HPL-1111 Brker 42/44 CB 22 | Brker4244CB22 | Top of U1 HRSG west (between HP and IP drums) | Breaker | OPEN | CLOSED | no data | no data | no data | no data | no data | no data | no data
6123.0 | 01-HTT-HPL-1112 Brker 42/44 CB 22 | Brker4244CB22 | Outside of U1 HRSG MCC enclosure (NE corner of the enclosure) | Breaker | OPEN | CLOSED | no data | no data | no data | no data | no data | no data | no data
6260.0 | 01-HTT-HPL-1117 Brker 42/44 CB 22 | Brker4244CB22 | U1 HRSG piperack 1st level (South) | Valve | OPEN | CLOSED | no data | no data | no data | no data | no data | no data | no data
6497.0 | 02-HTT-HPL-1211 Brker 42/44 CB 22 | Brker4244CB22 |  | Valve | OPEN | CLOSED | no data | no data | no data | no data | no data | no data | no data
6102.0 | 01-HTT-HPL-1112 Brker 45/47 CB 23 | Brker4547CB23 | Outside of U1 HRSG MCC enclosure (NE corner of the enclosure) | Breaker | OPEN | CLOSED | no data | no data | no data | no data | no data | no data | no data
6182.0 | 01-HTT-HPL-1116 Brker 45/47 CB 23 | Brker4547CB23 | Outside of U1 HRSG MCC enclosure (SE corner of the enclosure) | Breaker | OPEN | CLOSED | no data | no data | no data | no data | no data | no data | no data
6239.0 | 01-HTT-HPL-1117 Brker 45/47 CB 23 | Brker4547CB23 | U1 HRSG piperack 1st level (South) | Valve | OPEN | CLOSED | no data | no data | no data | no data | no data | no data | no data
6080.0 | 01-HTT-HPL-1111 Brker 46/48 CB 24 | Brker4648CB24 | Top of U1 HRSG west (between HP and IP drums) | Breaker | OPEN | CLOSED | no data | no data | no data | no data | no data | no data | no data
6124.0 | 01-HTT-HPL-1112 Brker 46/48 CB 24 | Brker4648CB24 | Outside of U1 HRSG MCC enclosure (NE corner of the enclosure) | Breaker | OPEN | CLOSED | no data | no data | no data | no data | no data | no data | no data
6158.0 | 01-HTT-HPL-1116 Brker 46/48 CB 24 | Brker4648CB24 | Outside of U1 HRSG MCC enclosure (Ground Level) | Breaker | OPEN | CLOSED | no data | no data | no data | no data | no data | no data | no data
6261.0 | 01-HTT-HPL-1117 Brker 46/48 CB 24 | Brker4648CB24 | U1 HRSG piperack 1st level (South) | Valve | OPEN | CLOSED | no data | no data | no data | no data | no data | no data | no data
6566.0 | O’Bryan box HPS101 01-HTT-HPL-2111 | Brker4648CB24 | U1 HRSG piperack 1st level (North) | Breaker | OPEN | CLOSED | no data | no data | no data | no data | no data | no data | no data
6680.0 | O'Bryan box HPS 101 01-HTT-HPL-2111 | Brker4648CB24 | U1 HRSG piperack 1st level (North) | Breaker | OPEN | CLOSED | no data | no data | no data | no data | no data | no data | no data
6057.0 | 01-HTT-HPL-1111 Brker 49/51 CB 25 | Brker4951CB25 | Top of U1 HRSG west (between HP and IP drums) | Breaker | OPEN | CLOSED | no data | no data | no data | no data | no data | no data | no data
6240.0 | 01-HTT-HPL-1117 Brker 49/51 CB 25 | Brker4951CB25 | U1 HRSG piperack 1st level (South) | Valve | OPEN | CLOSED | no data | no data | no data | no data | no data | no data | no data
6045.0 | 01-HTT-HPL-1111 Brker 5/7 CB 03 | Brker57CB03 | Top of U1 HRSG west (between HP and IP drums) | Breaker | OPEN | CLOSED | no data | no data | no data | no data | no data | no data | no data
6092.0 | 01-HTT-HPL-1112 Brker 5/7 CB 03 | Brker57CB03 | Outside of U1 HRSG MCC enclosure (NE corner of the enclosure) | Breaker | OPEN | CLOSED | no data | no data | no data | no data | no data | no data | no data
6172.0 | 01-HTT-HPL-1116 Brker 5/7 CB 3 | Brker57CB3 | Outside of U1 HRSG MCC enclosure (SE corner of the enclosure) | Breaker | OPEN | CLOSED | no data | no data | no data | no data | no data | no data | no data
6444.0 | 01-HTT-HPL-1118 Brker 5/7 CB 3 | Brker57CB3 | Outside of U1 HRSG MCC enclosure (NW corner of the enclosure) | Valve | OPEN | CLOSED | no data | no data | no data | no data | no data | no data | no data
6466.0 | 02-HTT-HPL-1211 Brker 5/7 CB 3 | Brker57CB3 | U2 HRSG piperack 1st level (North) | Valve | OPEN | CLOSED | no data | no data | no data | no data | no data | no data | no data
6125.0 | 01-HTT-HPL-1112 Brker 50/52 CB 26 | Brker5052CB26 | Outside of U1 HRSG MCC enclosure (NE corner of the enclosure) | Breaker | OPEN | CLOSED | no data | no data | no data | no data | no data | no data | no data
6159.0 | 01-HTT-HPL-1116 Brker 50/52 CB 26 | Brker5052CB26 | Outside of U1 HRSG MCC enclosure (Ground Level) | Breaker | OPEN | CLOSED | no data | no data | no data | no data | no data | no data | no data
6499.0 | 02-HTT-HPL-1211 Brker 50/52 CB 26 | Brker5052CB26 |  | Valve | OPEN | CLOSED | no data | no data | no data | no data | no data | no data | no data
6565.0 | 01-MOV-HHS-910 01-HTT-HPL-1116 | Brker5052CB26 | Outside of U1 HRSG MCC enclosure (SE corner of the enclosure) | Breaker | OPEN | CLOSED | no data | no data | no data | no data | no data | no data | no data
6104.0 | 01-HTT-HPL-1112 Brker 53/55 CB 27 | Brker5355CB27 | Outside of U1 HRSG MCC enclosure (NE corner of the enclosure) | Breaker | OPEN | CLOSED | no data | no data | no data | no data | no data | no data | no data
6241.0 | 01-HTT-HPL-1117 Brker 53/55 CB 27 | Brker5355CB27 | U1 HRSG piperack 1st level (South) | Valve | OPEN | CLOSED | no data | no data | no data | no data | no data | no data | no data
6478.0 | 02-HTT-HPL-1211 Brker 53/55 CB 27 | Brker5355CB27 | U2 HRSG piperack 1st level (North) | Valve | OPEN | CLOSED | no data | no data | no data | no data | no data | no data | no data
6082.0 | 01-HTT-HPL-1111 Brker 54/56 CB 28 | Brker5456CB28 | Top of U1 HRSG west (between HP and IP drums) | Breaker | OPEN | CLOSED | no data | no data | no data | no data | no data | no data | no data
6160.0 | 01-HTT-HPL-1116 Brker 54/56 CB 28 | Brker5456CB28 | Outside of U1 HRSG MCC enclosure (Ground Level) | Breaker | OPEN | CLOSED | no data | no data | no data | no data | no data | no data | no data
6263.0 | 01-HTT-HPL-1117 Brker 54/56 CB 28 | Brker5456CB28 | U1 HRSG piperack 1st level (South) | Valve | OPEN | CLOSED | no data | no data | no data | no data | no data | no data | no data
6059.0 | 01-HTT-HPL-1111 Brker 57/59 CB 29 | Brker5759CB29 | Top of U1 HRSG west (between HP and IP drums) | Breaker | OPEN | CLOSED | no data | no data | no data | no data | no data | no data | no data
6105.0 | 01-HTT-HPL-1112 Brker 57/59 CB 29 | Brker5759CB29 | Outside of U1 HRSG MCC enclosure (NE corner of the enclosure) | Breaker | OPEN | CLOSED | no data | no data | no data | no data | no data | no data | no data
6185.0 | 01-HTT-HPL-1116 Brker 57/59 CB 29 | Brker5759CB29 | Outside of U1 HRSG MCC enclosure (SE corner of the enclosure) | Breaker | OPEN | CLOSED | no data | no data | no data | no data | no data | no data | no data
6083.0 | 01-HTT-HPL-1111 Brker 58/60 CB 30 | Brker5860CB30 | Top of U1 HRSG west (between HP and IP drums) | Breaker | OPEN | CLOSED | no data | no data | no data | no data | no data | no data | no data
6127.0 | 01-HTT-HPL-1112 Brker 58/60 CB 30 | Brker5860CB30 | Outside of U1 HRSG MCC enclosure (NE corner of the enclosure) | Breaker | OPEN | CLOSED | no data | no data | no data | no data | no data | no data | no data
6264.0 | 01-HTT-HPL-1117 Brker 58/60 CB 30 | Brker5860CB30 | U1 HRSG piperack 1st level (South) | Valve | OPEN | CLOSED | no data | no data | no data | no data | no data | no data | no data
6501.0 | 02-HTT-HPL-1211 Brker 58/60 CB 30 | Brker5860CB30 |  | Valve | OPEN | CLOSED | no data | no data | no data | no data | no data | no data | no data
6065.0 | 01-HTT-HPL-1111 Brker 6/8 CB 04 | Brker68CB04 | Top of U1 HRSG west (between HP and IP drums) | Breaker | OPEN | CLOSED | no data | no data | no data | no data | no data | no data | no data
6148.0 | 01-HTT-HPL-1116 Brker 6/8 CB 04 | Brker68CB04 | Outside of U1 HRSG MCC enclosure (Ground Level) | Breaker | OPEN | CLOSED | no data | no data | no data | no data | no data | no data | no data
6251.0 | 01-HTT-HPL-1117 Brker 6/8 CB 4 | Brker68CB4 | U1 HRSG piperack 1st level (South) | Valve | OPEN | CLOSED | no data | no data | no data | no data | no data | no data | no data
6488.0 | 02-HTT-HPL-1211 Brker 6/8 CB 4 | Brker68CB4 |  | Valve | OPEN | CLOSED | no data | no data | no data | no data | no data | no data | no data
6561.0 | HP IBD 909 - 01-HTT-HPL-2114 | Brker68CB4 | Outside of U1 HRSG MCC enclosure (NE corner of the enclosure) | Breaker | OPEN | CLOSED | no data | no data | no data | no data | no data | no data | no data
6060.0 | 01-HTT-HPL-1111 Brker 61/63 CB 31 | Brker6163CB31 | Top of U1 HRSG west (between HP and IP drums) | Breaker | OPEN | CLOSED | no data | no data | no data | no data | no data | no data | no data
6106.0 | 01-HTT-HPL-1112 Brker 61/63 CB 31 | Brker6163CB31 | Outside of U1 HRSG MCC enclosure (NE corner of the enclosure) | Breaker | OPEN | CLOSED | no data | no data | no data | no data | no data | no data | no data
6186.0 | 01-HTT-HPL-1116 Brker 61/63 CB 31 | Brker6163CB31 | Outside of U1 HRSG MCC enclosure (SE corner of the enclosure) | Breaker | OPEN | CLOSED | no data | no data | no data | no data | no data | no data | no data
6243.0 | 01-HTT-HPL-1117 Brker 61/63 CB 31 | Brker6163CB31 | U1 HRSG piperack 1st level (South) | Valve | OPEN | CLOSED | no data | no data | no data | no data | no data | no data | no data
6084.0 | 01-HTT-HPL-1111 Brker 62/64 CB 32 | Brker6264CB32 | Top of U1 HRSG west (between HP and IP drums) | Breaker | OPEN | CLOSED | no data | no data | no data | no data | no data | no data | no data
6128.0 | 01-HTT-HPL-1112 Brker 62/64 CB 32 | Brker6264CB32 | Outside of U1 HRSG MCC enclosure (NE corner of the enclosure) | Breaker | OPEN | CLOSED | no data | no data | no data | no data | no data | no data | no data
6265.0 | 01-HTT-HPL-1117 Brker 62/64 CB 32 | Brker6264CB32 | U1 HRSG piperack 1st level (South) | Valve | OPEN | CLOSED | no data | no data | no data | no data | no data | no data | no data
6502.0 | 02-HTT-HPL-1211 Brker 62/64 CB 32 | Brker6264CB32 |  | Valve | OPEN | CLOSED | no data | no data | no data | no data | no data | no data | no data
6107.0 | 01-HTT-HPL-1112 Brker 65/67 CB 33 | Brker6567CB33 | Outside of U1 HRSG MCC enclosure (NE corner of the enclosure) | Breaker | OPEN | CLOSED | no data | no data | no data | no data | no data | no data | no data
6187.0 | 01-HTT-HPL-1116 Brker 65/67 CB 33 | Brker6567CB33 | Outside of U1 HRSG MCC enclosure (SE corner of the enclosure) | Breaker | OPEN | CLOSED | no data | no data | no data | no data | no data | no data | no data
6481.0 | 02-HTT-HPL-1211 Brker 65/67 CB 33 | Brker6567CB33 | U2 HRSG piperack 1st level (North) | Valve | OPEN | CLOSED | no data | no data | no data | no data | no data | no data | no data
6085.0 | 01-HTT-HPL-1111 Brker 66/68 CB 34 | Brker6668CB34 | Top of U1 HRSG west (between HP and IP drums) | Breaker | OPEN | CLOSED | no data | no data | no data | no data | no data | no data | no data
6129.0 | 01-HTT-HPL-1112 Brker 66/68 CB 34 | Brker6668CB34 | Outside of U1 HRSG MCC enclosure (NE corner of the enclosure) | Breaker | OPEN | CLOSED | no data | no data | no data | no data | no data | no data | no data
6165.0 | 01-HTT-HPL-1116 Brker 66/68 CB 34 | Brker6668CB34 | Outside of U1 HRSG MCC enclosure (Ground Level) | Breaker | OPEN | CLOSED | no data | no data | no data | no data | no data | no data | no data
6266.0 | 01-HTT-HPL-1117 Brker 66/68 CB 34 | Brker6668CB34 | U1 HRSG piperack 1st level (South) | Valve | OPEN | CLOSED | no data | no data | no data | no data | no data | no data | no data
6062.0 | 01-HTT-HPL-1111 Brker 69/71 CB 35 | Brker6971CB35 | Top of U1 HRSG west (between HP and IP drums) | Breaker | OPEN | CLOSED | no data | no data | no data | no data | no data | no data | no data
6109.0 | 01-HTT-HPL-1112 Brker 73/75 CB 37 | Brker7375CB37 | Outside of U1 HRSG MCC enclosure (NE corner of the enclosure) | Breaker | OPEN | CLOSED | no data | no data | no data | no data | no data | no data | no data
6189.0 | 01-HTT-HPL-1116 Brker 73/75 CB 37 | Brker7375CB37 | Outside of U1 HRSG MCC enclosure (SE corner of the enclosure) | Breaker | OPEN | CLOSED | no data | no data | no data | no data | no data | no data | no data
6483.0 | 02-HTT-HPL-1211 Brker 73/75 CB 37 | Brker7375CB37 | U2 HRSG piperack 1st level (North) | Valve | OPEN | CLOSED | no data | no data | no data | no data | no data | no data | no data
6131.0 | 01-HTT-HPL-1112 Brker 74/76 CB 38 | Brker7476CB38 | Outside of U1 HRSG MCC enclosure (NE corner of the enclosure) | Breaker | OPEN | CLOSED | no data | no data | no data | no data | no data | no data | no data
6268.0 | 01-HTT-HPL-1117 Brker 74/76 CB 38 | Brker7476CB38 | U1 HRSG piperack 1st level (South) | Valve | OPEN | CLOSED | no data | no data | no data | no data | no data | no data | no data
6505.0 | 02-HTT-HPL-1211 Brker 74/76 CB 38 | Brker7476CB38 |  | Valve | OPEN | CLOSED | no data | no data | no data | no data | no data | no data | no data
6066.0 | 01-HTT-HPL-1111 Brker 77/79 CB 39 | Brker7779CB39 | Top of U1 HRSG west (between HP and IP drums) | Breaker | OPEN | CLOSED | no data | no data | no data | no data | no data | no data | no data
6110.0 | 01-HTT-HPL-1112 Brker 77/79 CB 39 | Brker7779CB39 | Outside of U1 HRSG MCC enclosure (NE corner of the enclosure) | Breaker | OPEN | CLOSED | no data | no data | no data | no data | no data | no data | no data
6190.0 | 01-HTT-HPL-1116 Brker 77/79 CB 39 | Brker7779CB39 | Outside of U1 HRSG MCC enclosure (SE corner of the enclosure) | Breaker | OPEN | CLOSED | no data | no data | no data | no data | no data | no data | no data
6484.0 | 02-HTT-HPL-1211 Brker 77/79 CB 39 | Brker7779CB39 | U2 HRSG piperack 1st level (North) | Valve | OPEN | CLOSED | no data | no data | no data | no data | no data | no data | no data
6088.0 | 01-HTT-HPL-1111 Brker 78/80 CB 39 | Brker7880CB39 | Top of U1 HRSG west (between HP and IP drums) | Breaker | OPEN | CLOSED | no data | no data | no data | no data | no data | no data | no data
6506.0 | 02-HTT-HPL-1211 Brker 78/80 CB 39 | Brker7880CB39 |  | Valve | OPEN | CLOSED | no data | no data | no data | no data | no data | no data | no data
6132.0 | 01-HTT-HPL-1112 Brker 78/80 CB 40 | Brker7880CB40 | Outside of U1 HRSG MCC enclosure (NE corner of the enclosure) | Breaker | OPEN | CLOSED | no data | no data | no data | no data | no data | no data | no data
6168.0 | 01-HTT-HPL-1116 Brker 78/80 CB 40 | Brker7880CB40 | Outside of U1 HRSG MCC enclosure (Ground Level) | Breaker | OPEN | CLOSED | no data | no data | no data | no data | no data | no data | no data
6111.0 | 01-HTT-HPL-1112 Brker 81 CB 81 | Brker81CB81 | Outside of U1 HRSG MCC enclosure (NE corner of the enclosure) | Breaker | OPEN | CLOSED | no data | no data | no data | no data | no data | no data | no data
6191.0 | 01-HTT-HPL-1116 Brker 81 CB 81 | Brker81CB81 | Outside of U1 HRSG MCC enclosure (SE corner of the enclosure) | Breaker | OPEN | CLOSED | no data | no data | no data | no data | no data | no data | no data
6248.0 | 01-HTT-HPL-1117 Brker 81 CB 81 | Brker81CB81 | U1 HRSG piperack 1st level (South) | Valve | OPEN | CLOSED | no data | no data | no data | no data | no data | no data | no data
6270.0 | 01-HTT-HPL-1117 Brker 82 CB 82 | Brker82CB82 | U1 HRSG piperack 1st level (South) | Valve | OPEN | CLOSED | no data | no data | no data | no data | no data | no data | no data
6133.0 | 01-HTT-HPL-1112 Brker 82 CB 82 | Brker82CB82 | Outside of U1 HRSG MCC enclosure (NE corner of the enclosure) | Breaker | OPEN | CLOSED | no data | no data | no data | no data | no data | no data | no data
6507.0 | 02-HTT-HPL-1211 Brker 82 CB 82 | Brker82CB82 |  | Valve | OPEN | CLOSED | no data | no data | no data | no data | no data | no data | no data
6069.0 | 01-HTT-HPL-1111 Brker 83 CB 83 | Brker83CB83 | Top of U1 HRSG west (between HP and IP drums) | Breaker | OPEN | CLOSED | no data | no data | no data | no data | no data | no data | no data
6112.0 | 01-HTT-HPL-1112 Brker 83 CB 83 | Brker83CB83 | Outside of U1 HRSG MCC enclosure (NE corner of the enclosure) | Breaker | OPEN | CLOSED | no data | no data | no data | no data | no data | no data | no data
6192.0 | 01-HTT-HPL-1116 Brker 83 CB 83 | Brker83CB83 | Outside of U1 HRSG MCC enclosure (SE corner of the enclosure) | Breaker | OPEN | CLOSED | no data | no data | no data | no data | no data | no data | no data
6486.0 | 02-HTT-HPL-1211 Brker 83 CB 83 | Brker83CB83 | U2 HRSG piperack 1st level (North) | Valve | OPEN | CLOSED | no data | no data | no data | no data | no data | no data | no data
6090.0 | 01-HTT-HPL-1111 Brker 84 CB 84 | Brker84CB84 | Top of U1 HRSG west (between HP and IP drums) | Breaker | OPEN | CLOSED | no data | no data | no data | no data | no data | no data | no data
6170.0 | 01-HTT-HPL-1116 Brker 84 CB 84 | Brker84CB84 | Outside of U1 HRSG MCC enclosure (Ground Level) | Breaker | OPEN | CLOSED | no data | no data | no data | no data | no data | no data | no data
6508.0 | 02-HTT-HPL-1211 Brker 84 CB 84 | Brker84CB84 |  | Valve | OPEN | CLOSED | no data | no data | no data | no data | no data | no data | no data
6047.0 | 01-HTT-HPL-1111 Brker 9/11 CB 05 | Brker911CB05 | Top of U1 HRSG west (between HP and IP drums) | Breaker | OPEN | CLOSED | no data | no data | no data | no data | no data | no data | no data
6093.0 | 01-HTT-HPL-1112 Brker 9/11 CB 05 | Brker911CB05 | Outside of U1 HRSG MCC enclosure (NE corner of the enclosure) | Breaker | OPEN | CLOSED | no data | no data | no data | no data | no data | no data | no data
6173.0 | 01-HTT-HPL-1116 Brker 9/11 CB 5 | Brker911CB5 | Outside of U1 HRSG MCC enclosure (SE corner of the enclosure) | Breaker | OPEN | CLOSED | no data | no data | no data | no data | no data | no data | no data
6195.0 | 01-HTT-HPL-1113 Brker 9/11 CB 5 | Brker911CB5 | Near the Gas Chromotograph enclosure | Breaker | OPEN | CLOSED | no data | no data | no data | no data | no data | no data | no data
6230.0 | 01-HTT-HPL-1117 Brker 9/11 CB 5 | Brker911CB5 | U1 HRSG piperack 1st level (South) | Valve | OPEN | CLOSED | no data | no data | no data | no data | no data | no data | no data
6467.0 | 02-HTT-HPL-1211 Brker 9/11 CB 5 | Brker911CB5 | U2 HRSG piperack 1st level (North) | Valve | OPEN | CLOSED | no data | no data | no data | no data | no data | no data | no data
6684.0 | U1 Evap Cooler Pump | CB01 | U1 Evap Panel | no data | OPEN | CLOSED | no data | no data | no data | no data | no data | no data | no data
6687.0 | U2 Evap Cooler Pump | CB01 | U2 Evap Panel | no data | OPEN | CLOSED | no data | no data | no data | no data | no data | no data | no data
6210.0 | U2 CND B Cubicle Heater CHTR4.1 03AD1-HTRFU_1 | CHTR4103AD1-HTRFU1 | MVB SWITCHGEAR 11, CUBICLE 03A | no data | pulled | inserted | no data | no data | no data | no data | no data | no data | no data
6223.0 | Inlet Fuel gas vent (downstream axs623) | downstreamofmanualisovalve | AUX BOILER AREA | Valve | OPEN | CLOSED | no data | no data | no data | no data | no data | no data | no data
6774.0 | U1 Pulse air drain after regulator | DRAINAFTERREGULATOR | U1 INLET AIR INTAKE, UNDERNEATH NW | Valve | OPEN | CLOSED | no data | no data | no data | no data | no data | no data | no data
6776.0 | U2 Pulse air drain after regulator | DRAINAFTERREGULATOR | U2 INLET AIR INTAKE, UNDERNEATH NW | Valve | OPEN | CLOSED | no data | no data | no data | no data | no data | no data | no data
5812.0 | Emergency stop button B INA Compressor | EmergencystopbuttonBINACompres | E-Stop | E stop button | OPEN | CLOSED | no data | no data | no data | no data | no data | no data | no data
5874.0 | TB-DC1 fuse #5 | Forney-B10287-070-06 | Unit 1 Duct burner skid area | Fuse | pulled | inserted | no data | no data | no data | no data | no data | no data | no data
5889.0 | TB-DC1 fuse #5 | Forney-B10287-070-06 | Unit 2 Duct Burner Managment System Cabinet 02-BUR-JBX-01 | Fuse | pulled | inserted | no data | no data | no data | no data | no data | no data | no data
5934.0 | TB-DC1 fuse #5 | Forney-B10287-070-06 | Unit 2 Duct Burner Managment System Cabinet 02-BUR-JBX-01 | Fuse | pulled | inserted | no data | no data | no data | no data | no data | no data | no data
5878.0 | TB-AC1 fuse # 7 | ForneyB10287-070-05A | Unit 1 DB skid | Fuse | pulled | inserted | no data | no data | no data | no data | no data | no data | no data
5893.0 | TB-AC1 fuse # 7 | ForneyB10287-070-05A | Unit 2 Duct Burner Managment System Cabinet 02-BUR-JBX-01 | Fuse | pulled | inserted | no data | no data | no data | no data | no data | no data | no data
5938.0 | TB-AC1 fuse # 7 | ForneyB10287-070-05A | Unit 2 Duct Burner Managment System Cabinet 02-BUR-JBX-01 | Fuse | pulled | inserted | no data | no data | no data | no data | no data | no data | no data
5875.0 | TB-DC1 fuse # 6 | Forney-B10287-070-06 | Unit 1 DB skid | Fuse | pulled | inserted | no data | no data | no data | no data | no data | no data | no data
5890.0 | TB-DC1 fuse # 6 | Forney-B10287-070-06 | Unit 2 Duct Burner Managment System Cabinet 02-BUR-JBX-01 | Fuse | pulled | inserted | no data | no data | no data | no data | no data | no data | no data
5935.0 | TB-DC1 fuse # 6 | Forney-B10287-070-06 | Unit 2 Duct Burner Managment System Cabinet 02-BUR-JBX-01 | Fuse | pulled | inserted | no data | no data | no data | no data | no data | no data | no data
5835.0 | Generator Site Ground 57GG-1 | GeneratorSiteGround57GG-1 | U1 Generator | no data | CLOSED | OPEN | no data | no data | no data | no data | no data | no data | no data
6043.0 | HTT-HPPL 1312 Breaker 22/24 CKT 12 | HTT-HPPL1312Breaker2224CKT12 | U1 CRT Landing | Breaker | OPEN | CLOSED | no data | no data | no data | no data | no data | no data | no data
6044.0 | HTT-HPPL 1312 Breaker 6/8 CKT 4 | HTT-HPPL1312Breaker68CKT4 | U1 CRT Landing | Breaker | OPEN | CLOSED | no data | no data | no data | no data | no data | no data | no data
6042.0 | HTT-HPPL 2511 Breaker 41/43 CKT 21 | HTT-HPPL2511Breaker4143CKT21 | unit 1 ACC MCC Area | Breaker | OPEN | CLOSED | no data | no data | no data | no data | no data | no data | no data
6041.0 | HTT-HPPL 2511 BRK 9/11 CKT 5 | HTT-HPPL2511BRK911 | unit 1 ACC MCC Area | Breaker | OPEN | CLOSED | no data | no data | no data | no data | no data | no data | no data
6696.0 | ANR HV110 manual isolation | HV110 | ANR- Upstream in Standby Regulator Run | no data | CLOSED | OPEN | no data | no data | no data | no data | no data | no data | no data
6699.0 | ANR HV115 manual isolation | HV115 | ANR- Downstream in Standby Reg Run | Valve | CLOSED | OPEN | no data | no data | no data | no data | no data | no data | no data
6697.0 | ANR HV120 manual isolation | HV120 | ANR- Upstream in primary Reg Run | Valve | CLOSED | OPEN | no data | no data | no data | no data | no data | no data | no data
6700.0 | ANR HV125 manual isolation | HV125 | ANR- Downstream in Primary Reg run | Valve | CLOSED | OPEN | no data | no data | no data | no data | no data | no data | no data
6698.0 | ANR HV130 manual isolation | HV130 | T/C Interconnect | Valve | CLOSED | OPEN | no data | no data | no data | no data | no data | no data | no data
6701.0 | ANR HV135 manual isolation | HV135 | T/C Interconnect | Valve | CLOSED | OPEN | no data | no data | no data | no data | no data | no data | no data
6773.0 | U1 Pulse air inlet isolation | ISOLATIONBEFOREAIRREGULATOR | U1 INLET AIR INTAKE, UNDERNEATH NW | Valve | CLOSED | OPEN | no data | no data | no data | no data | no data | no data | no data
6775.0 | U2 Pulse air inlet isolation | ISOLATIONBEFOREAIRREGULATOR | U2 INLET AIR INTAKE, UNDERNEATH NW | Valve | CLOSED | OPEN | no data | no data | no data | no data | no data | no data | no data
5641.0 | DIESEL FIRE PUMP DISCONNECT SWITCH | LOCALSWITCH | FIRE PUMP ECLOSURE | SWITCH | OPEN | CLOSED | no data | no data | no data | no data | no data | no data | no data
6572.0 | discharge valve after strainer ( LP 2A pump - 02-VSTP900B) | LP2Apump-02-VSTP900B | unit 2 STP pump U2 "A" | Valve | CLOSED | OPEN | no data | no data | no data | no data | no data | no data | no data
5776.0 | Unit 1 air inlet duct hoist | MBL01AE201CB02 | EVAP Cooler control box MBL01AC301 | 480 V CIRCUIT BREAKER | OPEN | CLOSED | no data | no data | no data | no data | no data | no data | no data
6685.0 | U1 Evap Pump Suction | MBL02AA201 |  | no data | CLOSED | OPEN | no data | no data | no data | no data | no data | no data | no data
6688.0 | U2 Evap Pump Suction | MBL02AA201 |  | no data | CLOSED | OPEN | no data | no data | no data | no data | no data | no data | no data
6686.0 | U1 Evap Pump Discharge | MBL02AA202 |  | no data | CLOSED | OPEN | no data | no data | no data | no data | no data | no data | no data
6689.0 | U2 Evap Pump Discharge | MBL02AA202 |  | no data | CLOSED | OPEN | no data | no data | no data | no data | no data | no data | no data
5775.0 | Unit 2 air inlet duct Hoist | MBL02AE201CB02 | EVAP COOLER CONTROL BOX PNL MBL02AC301 | 480 V CIRCUIT BREAKER | OPEN | CLOSED | no data | no data | no data | no data | no data | no data | no data
5613.0 | Control air to CT Purge credit vent valve | MBP01AA724-KA01 | South East side of HRSG | Valve | OPEN | CLOSED | no data | no data | no data | no data | no data | no data | no data
6209.0 | U2 CND B Motor Heater MHTR5.2 03AD1-MSHFU_1 | MHTR5203AD1-MSHFU1 | MVB SWITCHGEAR 11, CUBICLE 03A | no data | pulled | inserted | no data | no data | no data | no data | no data | no data | no data
6524.0 | SEAL OIL REGULATOR INLET | MKW01AA110 | U1 Basement | no data | CLOSED | OPEN | no data | no data | no data | no data | no data | no data | no data
6532.0 | SEAL OIL REGULATOR INLET | MKW01AA110 | Turbine Basement | no data | CLOSED | OPEN | no data | no data | no data | no data | no data | no data | no data
6525.0 | SEAL OIL STRAINER OUTLET | MKW01AA112 | U1 Basement | no data | CLOSED | OPEN | no data | no data | no data | no data | no data | no data | no data
6533.0 | SEAL OIL STRAINER OUTLET | MKW01AA112 | Turbine Basement | no data | CLOSED | OPEN | no data | no data | no data | no data | no data | no data | no data
6526.0 | SEAL OIL REGULATOR OIL SUPPLY | MKW01AA807 | U1 Basement | no data | CLOSED | OPEN | no data | no data | no data | no data | no data | no data | no data
6534.0 | SEAL OIL REGULATOR OIL SUPPLY | MKW01AA807 | Turbine Basement | no data | CLOSED | OPEN | no data | no data | no data | no data | no data | no data | no data
6527.0 | SEAL OIL REGULATOR H2 SUPPLY | MKW02AA801 | U1 Basement | no data | CLOSED | OPEN | no data | no data | no data | no data | no data | no data | no data
6535.0 | SEAL OIL REGULATOR H2 SUPPLY | MKW02AA801 | Turbine Basement | no data | CLOSED | OPEN | no data | no data | no data | no data | no data | no data | no data
6529.0 | SEAL OIL FLOAT TRAP INLET | MKW03AA101 | U1 Basement | no data | CLOSED | OPEN | no data | no data | no data | no data | no data | no data | no data
6537.0 | SEAL OIL FLOAT TRAP INLET | MKW03AA101 | Turbine Basement | no data | CLOSED | OPEN | no data | no data | no data | no data | no data | no data | no data
6530.0 | SEAL OIL FLOAT TRAP OUTLET | MKW03AA103 | U1 Basement | no data | CLOSED | OPEN | no data | no data | no data | no data | no data | no data | no data
6538.0 | SEAL OIL FLOAT TRAP OUTLET | MKW03AA103 | Turbine Basement | no data | CLOSED | OPEN | no data | no data | no data | no data | no data | no data | no data
6528.0 | SEAL OIL FLOAT TRAP VENT | MKW03AA901 | U1 Basement | no data | CLOSED | OPEN | no data | no data | no data | no data | no data | no data | no data
6536.0 | SEAL OIL FLOAT TRAP VENT | MKW03AA901 | Turbine Basement | no data | CLOSED | OPEN | no data | no data | no data | no data | no data | no data | no data
6755.0 | MPV21AA106 LO Purifier Outlet to Tank | MPV21AA106 | U2 Lube Oil Skid | no data | CLOSED | OPEN | no data | no data | no data | no data | no data | no data | no data
6756.0 | MPV21AA902 LO Purifier Filter Drain | MPV21AA902 | U2 Lube Oil Skid | no data | OPEN | CLOSED | no data | no data | no data | no data | no data | no data | no data
6754.0 | MPV21AA904 LO Purifier Pump Discharge Vlv | MPV21AA904 | U2 Lube Oil Skid | no data | CLOSED | OPEN | no data | no data | no data | no data | no data | no data | no data
756.0 | MPX01AA014 Fullers Earth Filter ISO | MPX01AA014 | Control Oil Skid | no data | CLOSED | OPEN | no data | no data | no data | no data | no data | no data | no data
6278.0 | MPX01AA014 Fullers Earth Filter ISO | MPX01AA014 | Control Oil Skid | no data | CLOSED | OPEN | no data | no data | no data | no data | no data | no data | no data
3626.0 | TEMPERING SKID BLADDER TANK VENT ISOLATION | NOIDENTIFICATION | WATER TREATMENT BUILDING | no data | OPEN | CLOSED | no data | no data | no data | no data | no data | no data | no data
5871.0 | U2 GCB Ground (transformer side) | Q82 | GCB landing | no data | CLOSED | OPEN | no data | no data | no data | no data | no data | no data | no data
5943.0 | Battery#1 feed to SFC | QE10 |  | no data | Off | CLOSED | no data | no data | no data | no data | no data | no data | no data
5944.0 | Battery#2 feed to SFC | QE20 |  | no data | Off | CLOSED | no data | no data | no data | no data | no data | no data | no data
5945.0 | Control Power to SFC | QF01 |  | no data | OPEN | CLOSED | no data | no data | no data | no data | no data | no data | no data
6542.0 | Purge Air to TCA System | QFF11AA033 | U2 HRSG | no data | CLOSED | OPEN | no data | no data | no data | no data | no data | no data | no data
6691.0 | DB igniters | TB-AC1fuse7 | Unit 2 Duct Burner Managment System Cabinet 02-BUR-JBX-01 | Fuse | pulled | inserted | no data | no data | no data | no data | no data | no data | no data
6555.0 | DB Igniter Fuse 7 | TB-AC1-Fuse7 | Duct Burner Control Panel | fuse | pulled | inserted | no data | no data | no data | no data | no data | no data | no data
6648.0 | DB Igniter Fuse 7 | TB-AC1-Fuse7 | Duct Burner Control Panel | fuse | pulled | inserted | no data | no data | no data | no data | no data | no data | no data
6715.0 | U1 ECA Purge INA Isolation | U1ECAPurgeINAIsolation | U1 ECA | no data | CLOSED | OPEN | no data | no data | no data | no data | no data | no data | no data
6531.0 | MINI BULK CO2 OUTLET ISO | V-1 | CO2 MINI BULK | no data | CLOSED | OPEN | no data | no data | no data | no data | no data | no data | no data
6342.0 | U2 LRVP A seal water isolation valve to make up control valve(roo | V-888E | U2 VACUUM PUMP AREA | Valve | CLOSED | OPEN | no data | no data | no data | no data | no data | no data | no data
6346.0 | U2 LRVP A seal water isolation valve to make up control valve | V-888E | U2 VACUUM PUMP AREA | Valve | CLOSED | OPEN | no data | no data | no data | no data | no data | no data | no data
6369.0 | U1 LRVP A seal water isolation valve to make up control valve | V-888E | U1 VACUUM PUMP AREA | Valve | CLOSED | OPEN | no data | no data | no data | no data | no data | no data | no data
6352.0 | U2 LRVP "B" seal water isolation valve to make up control valve | V-895E | U2 VACUUM PUMP AREA | Valve | CLOSED | OPEN | no data | no data | no data | no data | no data | no data | no data
6383.0 | U1 LRVP "B" seal water isolation valve to make up control valve | V-895E | U1 VACUUM PUMP AREA | Valve | CLOSED | OPEN | no data | no data | no data | no data | no data | no data | no data
6419.0 | U1 LRVP "B" seal water isolation valve to make up control valve | V-895E | U2 VACUUM PUMP AREA | Valve | CLOSED | OPEN | no data | no data | no data | no data | no data | no data | no data
6331.0 | U2 LRVP "C" seal water isolation valve to make up control valve ( | V-903E | U2 VACUUM PUMP AREA | Valve | CLOSED | OPEN | no data | no data | no data | no data | no data | no data | no data
6351.0 | U2 LRVP "C" seal water isolation valve to make up control valve | V-903E | U2 VACUUM PUMP AREA | Valve | CLOSED | OPEN | no data | no data | no data | no data | no data | no data | no data
6396.0 | U1 LRVP "C" seal water isolation valve to make up control valve | V-903E | U1 VACUUM PUMP AREA | Valve | CLOSED | OPEN | no data | no data | no data | no data | no data | no data | no data
6355.0 | U2 LRVP "D" seal water isolation valve to make up control valve | V-911E | U2 VACUUM PUMP AREA | Valve | CLOSED | OPEN | no data | no data | no data | no data | no data | no data | no data
6407.0 | U1 LRVP "D" seal water isolation valve to make up control valve | V-911E | U1 VACUUM PUMP AREA | Valve | CLOSED | OPEN | no data | no data | no data | no data | no data | no data | no data
6313.0 | U2 LRVP "E" non condensable suction line | V914 | U2 VACUUM PUMP AREA | Valve | CLOSED | OPEN | no data | no data | no data | no data | no data | no data | no data
6437.0 | U1 LRVP "E" non condensable suction line | V914 | U1 VACUUM PUMP AREA | Valve | CLOSED | OPEN | no data | no data | no data | no data | no data | no data | no data
6315.0 | U2 LRVP "E" seal water tank equalization isolation valve | V-915 | U2 VACUUM PUMP AREA | Valve | CLOSED | OPEN | no data | no data | no data | no data | no data | no data | no data
6439.0 | U1 LRVP "E" seal water tank equalization isolation valve | V-915 | U1 VACUUM PUMP AREA | Valve | CLOSED | OPEN | no data | no data | no data | no data | no data | no data | no data
5779.0 | Seal water pump suction | V-916A | U1 ACC AREA | Valve | CLOSED | OPEN | no data | no data | no data | no data | no data | no data | no data
6310.0 | U2 LRVP "E" discharge isolation valve off seal water tank | V-916A | U2 VACUUM PUMP AREA | Valve | CLOSED | OPEN | no data | no data | no data | no data | no data | no data | no data
6434.0 | U1 LRVP "E" discharge isolation valve off seal water tank | V-916A | U1 VACUUM PUMP AREA | Valve | CLOSED | OPEN | no data | no data | no data | no data | no data | no data | no data
5780.0 | Seal water supply to the Vacuum Pump isolation valve | V-917A | U1 ACC AREA | Valve | CLOSED | OPEN | no data | no data | no data | no data | no data | no data | no data
6311.0 | U2 LRVP "E" seal water discharge isolation valve after heat exch | V-917A | U2 VACUUM PUMP AREA | Valve | CLOSED | OPEN | no data | no data | no data | no data | no data | no data | no data
6435.0 | U1 LRVP "E" seal water discharge isolation valve after heat exch | V-917A | U1 VACUUM PUMP AREA | Valve | CLOSED | OPEN | no data | no data | no data | no data | no data | no data | no data
5781.0 | Seal water to the suction of the Vacuum Pump isolation valve | V-917B | U1 ACC AREA | Valve | CLOSED | OPEN | no data | no data | no data | no data | no data | no data | no data
6312.0 | U2 LRVP "E" isolation valve to seal water spray valve | V-917B | U2 VACUUM PUMP AREA | Valve | CLOSED | OPEN | no data | no data | no data | no data | no data | no data | no data
6436.0 | U1 LRVP "E" isolation valve to seal water spray valve | V-917B | U1 VACUUM PUMP AREA | Valve | CLOSED | OPEN | no data | no data | no data | no data | no data | no data | no data
6309.0 | U2 LRVP "E" seal water isolation valve to bypass to tank | V-919A | U2 VACUUM PUMP AREA | Valve | CLOSED | OPEN | no data | no data | no data | no data | no data | no data | no data
6433.0 | U1 LRVP "E" seal water isolation valve to bypass to tank | V-919A | U1 VACUUM PUMP AREA | Valve | CLOSED | OPEN | no data | no data | no data | no data | no data | no data | no data
6308.0 | U2 LRVP "E" seal water isolation valve to make up control valve | V-919B | U2 VACUUM PUMP AREA | Valve | CLOSED | OPEN | no data | no data | no data | no data | no data | no data | no data
6344.0 | U2 LRVP "E" seal water isolation valve to make up control valve ( | V-919B | U2 VACUUM PUMP AREA | Valve | CLOSED | OPEN | no data | no data | no data | no data | no data | no data | no data
6348.0 | U2 LRVP "E" seal water isolation valve to make up control valve | V-919B | U2 VACUUM PUMP AREA | Valve | CLOSED | OPEN | no data | no data | no data | no data | no data | no data | no data
6431.0 | U1 LRVP "E" seal water isolation valve to make up control valve | V-919B | U1 VACUUM PUMP AREA | Valve | CLOSED | OPEN | no data | no data | no data | no data | no data | no data | no data
5782.0 | Seal water makeup isolation valve | V-919E | U1 ACC AREA | Valve | CLOSED | OPEN | no data | no data | no data | no data | no data | no data | no data
6345.0 | U2 LRVP E seal water isolation valve to make up control valve (ro | V-919E | U2 VACUUM PUMP AREA | Valve | CLOSED | OPEN | no data | no data | no data | no data | no data | no data | no data
6349.0 | U2 LRVP E seal water isolation valve to make up control valve | V-919E | U2 VACUUM PUMP AREA | Valve | CLOSED | OPEN | no data | no data | no data | no data | no data | no data | no data
6432.0 | U1 LRVP E seal water isolation valve to make up control valve | V-919E | U1 VACUUM PUMP AREA | Valve | CLOSED | OPEN | no data | no data | no data | no data | no data | no data | no data
5578.0 | Demin Supply drain After Regulator | Valve | AUX BOILER AREA | Valve | OPEN | CLOSED | no data | no data | no data | no data | no data | no data | no data
5637.0 | DIESEL FIRE PUMP TANK SUCTION | VFPS635 | FIRE PUMP ECLOSURE | GATE VALVE | CLOSED | OPEN | no data | no data | no data | no data | no data | no data | no data
5640.0 | DIESEL FIRE PUMP RECERC BLOCK VALVE | VFPS656 | FIRE PUMP ECLOSURE | GATE VALVE | CLOSED | CLOSED | no data | no data | no data | no data | no data | no data | no data
5630.0 | ELECTRIC FIRE PUMP SUCTION VALVE | VFPS680 | FIRE PUMP ECLOSURE | GATE VALVE | CLOSED | OPEN | no data | no data | no data | no data | no data | no data | no data
5631.0 | ELECTRIC FIRE PUMP INLET BLOCK VALVE | VFPS801 | FIRE PUMP ECLOSURE | GATE VALVE | CLOSED | OPEN | no data | no data | no data | no data | no data | no data | no data
5632.0 | ELECTRIC FIRE PUMP DISCHARGE VALVE | VFPS802 | FIRE PUMP ECLOSURE | no data | CLOSED | OPEN | no data | no data | no data | no data | no data | no data | no data
5638.0 | DIESEL FIRE PUMP INLET SUCTION VALVE | VFPS803 | FIRE PUMP ECLOSURE | GATE VALVE | CLOSED | OPEN | no data | no data | no data | no data | no data | no data | no data
5639.0 | DIESEL FIRE PUMP OUTLET BLOCK VALVE | VFPS804 | FIRE PUMP ECLOSURE | GATE VALVE | CLOSED | OPEN | no data | no data | no data | no data | no data | no data | no data
5629.0 | ELECTRIC PUMP RECERC VALVE TO TRANSMITTER | VFPS805 | FIRE PUMP HOUSE AREA | Valve | CLOSED | OPEN | no data | no data | no data | no data | no data | no data | no data
5636.0 | ELECTRIC FIRE PUMP RECERC VALVE | VFPS805 | FIRE PUMP ECLOSURE | BUTTERFLY VALVE | CLOSED | CLOSED | no data | no data | no data | no data | no data | no data | no data
5642.0 | ELECTRIC JOCKEY PUMP INLET VALVE | VFPS809 | FIRE PUMP ECLOSURE | Valve | CLOSED | OPEN | no data | no data | no data | no data | no data | no data | no data
5633.0 | JOCKEY PUMP OUTLET BLOCK VALVE | VFPS810 | FIRE PUMP ECLOSURE | GATE VALVE | CLOSED | OPEN | no data | no data | no data | no data | no data | no data | no data
5643.0 | ELECTRIC JOCKEY PUMP OUTLET BLOCK VALVE | VFPS810 | FIRE PUMP ECLOSURE | Valve | CLOSED | OPEN | no data | no data | no data | no data | no data | no data | no data
5627.0 | DIESEL PUMP RECERC VALVE TO TRANSMITTER | VFSP806 | FIRE PUMP HOUSE AREA | GATE VALVE | CLOSED | OPEN | no data | no data | no data | no data | no data | no data | no data
5628.0 | BLOCK VALVE AFTER FLOW TRANSMITTER | VFSP808 | FIRE PUMP HOUSE AREA | BUTTERFLY VALVE | CLOSED | OPEN | no data | no data | no data | no data | no data | no data | no data
5662.0 | Drain IP steam | VHIS858 | HRSG ground level | no data | OPEN | CLOSED | no data | no data | no data | no data | no data | no data | no data
6224.0 | Root INA manual Iso | VINA463 | AUX BOILER AREA | Valve | CLOSED | OPEN | no data | no data | no data | no data | no data | no data | no data
6513.0 | FGC "A" IGV air supply manual valve | VINA-484 | FUEL GAS COMPRESSOR AREA | no data | CLOSED | OPEN | no data | no data | no data | no data | no data | no data | no data
5681.0 | Inlet to 01A Dryer | VINA-602 | AIR COMPRESSOR AREA | Valve | CLOSED | OPEN | no data | no data | no data | no data | no data | no data | no data
5683.0 | Inlet to 01B Dryer VINA-607 | VINA-607 | AIR COMPRESSOR AREA | Valve | CLOSED | OPEN | no data | no data | no data | no data | no data | no data | no data
5682.0 | Outlet to 01A Dryer VINA-612 | VINA-612 | AIR COMPRESSOR AREA | Valve | CLOSED | OPEN | no data | no data | no data | no data | no data | no data | no data
5684.0 | Outlet to 01B VINA-626 | VINA-626 | AIR COMPRESSOR AREA | Valve | CLOSED | OPEN | no data | no data | no data | no data | no data | no data | no data
6693.0 | Outlet to 01B Dryer VINA-626 | VINA-626 | AIR COMPRESSOR AREA | Valve | CLOSED | OPEN | no data | no data | no data | no data | no data | no data | no data
6518.0 | FGC "C" IGV air supply manual valve | VINA-684 | Inside FGC "C" enclosure | no data | CLOSED | OPEN | no data | no data | no data | no data | no data | no data | no data
6314.0 | U2 LRVP "E" non condensable inlet isolation valve | YV-914 | U2 VACUUM PUMP AREA | Valve | CLOSED | AUTO | no data | no data | no data | no data | no data | no data | no data
6438.0 | U1 LRVP "E" non condensable inlet isolation valve | YV-914 | U1 VACUUM PUMP AREA | Valve | CLOSED | AUTO | no data | no data | no data | no data | no data | no data | no data
3899.0 | TIE BREAKER 13.8 SWG-1 AND 13.8 SWG-2 | lotonodata1 | MVB SWITHCGEAR 1, CUBICLE 9B | 13.8 KV RACK-OUT BREAKER | OPEN | CLOSED | no data | no data | no data | no data | no data | no data | no data
3900.0 | BUS1 VTS | lotonodata2 | MVB SWITHCGEAR 1, CUBICLE 8B | FUES | OPEN | CLOSED | no data | no data | no data | no data | no data | no data | no data
3901.0 | BUS2 VTS | lotonodata3 | MVB SWITHCGEAR 2, CUBICLE 11B | FUES | OPEN | CLOSED | no data | no data | no data | no data | no data | no data | no data
3921.0 | MAIN FEED BREAKER | lotonodata4 | MVB SWITCHGEAR 11, CUBICLE 02B | 6.9 KV RACK-OUT BREAKER | OPEN | CLOSED | no data | no data | no data | no data | no data | no data | no data
3922.0 | MAIN FEED BREAKER | lotonodata5 | MVB SWITCHGEAR 21, CUBICLE 06B | 6.9 KV RACK-OUT BREAKER | OPEN | CLOSED | no data | no data | no data | no data | no data | no data | no data
3923.0 | TIE BREAKER 6.9 SWG-11 AND 6.9 SWG-21 | lotonodata6 | MVB SWITCHGEAR 11, CUBICLE 04A | 6.9 KV RACK-OUT BREAKER | OPEN | CLOSED | no data | no data | no data | no data | no data | no data | no data
3929.0 | TIE BREAKER 480V SWG-11 AND SWG-21 | lotonodata7 | HRSG-1 MCC ENCLOSURE CUBICLE 04C | 480 V RACK OUT BREAKER | OPEN | CLOSED | no data | no data | no data | no data | no data | no data | no data
4049.0 | 5 TON HVAC #1 | lotonodata8 | 01-LVB-PPL-1115 BR 1 INSIDE HRSG SWG ENCLOSURE | 480 V CIRCUIT BREACKER | OPEN | CLOSED | no data | no data | no data | no data | no data | no data | no data
4050.0 | 5 TON HVAC #2 | lotonodata9 | 01-LVB-PPL-1115 BR 2 INSIDE HRSG SWG ENCLOSURE | 480 V CIRCUIT BREACKER | OPEN | CLOSED | no data | no data | no data | no data | no data | no data | no data
4051.0 | 5 TON HVAC #3 | lotonodata10 | 01-LVB-PPL-1115 BR 3 INSIDE HRSG SWG ENCLOSURE | 480 V CIRCUIT BREACKER | OPEN | CLOSED | no data | no data | no data | no data | no data | no data | no data
4054.0 | WELDING RECEPTACLE | lotonodata11 | 01-LVB-PPL-1115 BR 9 INSIDE HRSG SWG ENCLOSURE | 480 V CIRCUIT BREACKER | OPEN | CLOSED | no data | no data | no data | no data | no data | no data | no data
4057.0 | INTERIOR LIGHTING | lotonodata12 | 01-LVD-PPL-1111 BR INSIDE HRSG SWG ENCLOSURE | 208/120VAC CIRCUIT BREAKER | OPEN | CLOSED | no data | no data | no data | no data | no data | no data | no data
4058.0 | EXTERIOR GFCI RECEPTACLES | lotonodata13 | 01-LVD-PPL-1111 BR INSIDE HRSG SWG ENCLOSURE | 208/120VAC CIRCUIT BREAKER | OPEN | CLOSED | no data | no data | no data | no data | no data | no data | no data
4059.0 | INTERIOR GFCI RECEPTACLES | lotonodata14 | 01-LVD-PPL-1111 BR INSIDE HRSG SWG ENCLOSURE | 208/120VAC CIRCUIT BREAKER | OPEN | CLOSED | no data | no data | no data | no data | no data | no data | no data
4061.0 | MCC-111 SECTION SPACE HEATER SUPPLY #1 | lotonodata15 | 01-LVD-PPL-1111 BR INSIDE HRSG SWG ENCLOSURE | 208/120VAC CIRCUIT BREAKER | OPEN | CLOSED | no data | no data | no data | no data | no data | no data | no data
4063.0 | HVAC 1 PRESSURIZATION MODULE | lotonodata16 | 01-LVD-PPL-1111 BR INSIDE HRSG SWG ENCLOSURE | 208/120VAC CIRCUIT BREAKER | OPEN | CLOSED | no data | no data | no data | no data | no data | no data | no data
4064.0 | HVAC 2 PRESSURIZATION MODULE | lotonodata17 | 01-LVD-PPL-1111 BR INSIDE HRSG SWG ENCLOSURE | 208/120VAC CIRCUIT BREAKER | OPEN | CLOSED | no data | no data | no data | no data | no data | no data | no data
4065.0 | LV SWGR 11/21 SPACE HEATER SUPPLY #1 | lotonodata18 | 01-LVD-PPL-1111 BR INSIDE HRSG SWG ENCLOSURE | 208/120VAC CIRCUIT BREAKER | OPEN | CLOSED | no data | no data | no data | no data | no data | no data | no data
4066.0 | NSBD - 11 SPACE HEATER SUPPLY | lotonodata19 | 01-LVD-PPL-1111 BR INSIDE HRSG SWG ENCLOSURE | 208/120VAC CIRCUIT BREAKER | OPEN | CLOSED | no data | no data | no data | no data | no data | no data | no data
4067.0 | MCC-111 MOTOR SPACE HEATER SUPPLY #1 | lotonodata20 | 01-LVD-PPL-1111 BR INSIDE HRSG SWG ENCLOSURE | 208/120VAC CIRCUIT BREAKER | OPEN | CLOSED | no data | no data | no data | no data | no data | no data | no data
4068.0 | HVAC 4 PRESSURIZATION MODULE | lotonodata21 | 01-LVD-PPL-1111 BR INSIDE HRSG SWG ENCLOSURE | 208/120VAC CIRCUIT BREAKER | OPEN | CLOSED | no data | no data | no data | no data | no data | no data | no data
4069.0 | HVAC 3 PRESSURIZATION MODULE | lotonodata22 | 01-LVD-PPL-1111 BR INSIDE HRSG SWG ENCLOSURE | 208/120VAC CIRCUIT BREAKER | OPEN | CLOSED | no data | no data | no data | no data | no data | no data | no data
4070.0 | HVAC 6 PRESSURIZATION MODULE | lotonodata23 | 01-LVD-PPL-1111 BR INSIDE HRSG SWG ENCLOSURE | 208/120VAC CIRCUIT BREAKER | OPEN | CLOSED | no data | no data | no data | no data | no data | no data | no data
4071.0 | HVAC 5 PRESSURIZATION MODULE | lotonodata24 | 01-LVD-PPL-1111 BR INSIDE HRSG SWG ENCLOSURE | 208/120VAC CIRCUIT BREAKER | OPEN | CLOSED | no data | no data | no data | no data | no data | no data | no data
4073.0 | DCS CAB 00-DCS-CAB-60 UTILITY POWER | lotonodata25 | 01-LVD-PPL-1111 BR INSIDE HRSG SWG ENCLOSURE | 208/120VAC CIRCUIT BREAKER | OPEN | CLOSED | no data | no data | no data | no data | no data | no data | no data
4074.0 | PRESSURE MONITORING PANEL | lotonodata26 | 01-LVD-PPL-1111 BR INSIDE HRSG SWG ENCLOSURE | 208/120VAC CIRCUIT BREAKER | OPEN | CLOSED | no data | no data | no data | no data | no data | no data | no data
4075.0 | MCC 111 SPACE HEATER 2 | lotonodata27 | 01-LVD-PPL-1111 BR INSIDE HRSG SWG ENCLOSURE | 208/120VAC CIRCUIT BREAKER | OPEN | CLOSED | no data | no data | no data | no data | no data | no data | no data
4095.0 | 5 TON HVAC #4 | lotonodata28 | 01-LVB-PPL-2112 BR 1,3,5 INSIDE HRSG SWG ENCLOSURE | 480 V CIRCUIT BREACKER | OPEN | CLOSED | no data | no data | no data | no data | no data | no data | no data
4096.0 | 5 TON HVAC #5 | lotonodata29 | 01-LVB-PPL-2112 BR 2,4,6 INSIDE HRSG SWG ENCLOSURE | 480 V CIRCUIT BREACKER | OPEN | CLOSED | no data | no data | no data | no data | no data | no data | no data
4097.0 | 5 TON HVAC #6 | lotonodata30 | 01-LVB-PPL-2112 BR 7,9,11 INSIDE HRSG SWG ENCLOSURE | 480 V CIRCUIT BREACKER | OPEN | CLOSED | no data | no data | no data | no data | no data | no data | no data
4115.0 | MCC-211 SECTION SPACE HEATER SUPPLY #1 | lotonodata31 | 01-LVD-PPL-2111 BR 5 INSIDE HRSG SWG ENCLOSURE | 208/120VAC CIRCUIT BREAKER | OPEN | CLOSED | no data | no data | no data | no data | no data | no data | no data
4117.0 | VIB MONITOR 01-VMS-CPL-01 UTILITY POWER | lotonodata32 | 01-LVD-PPL-2111 BR 9 INSIDE HRSG SWG ENCLOSURE | 208/120VAC CIRCUIT BREAKER | OPEN | CLOSED | no data | no data | no data | no data | no data | no data | no data
4118.0 | MCC-211 MOTOR SPACE HEATER SUPPLY #1 | lotonodata33 | 01-LVD-PPL-2111 BR 11 INSIDE HRSG SWG ENCLOSURE | 208/120VAC CIRCUIT BREAKER | OPEN | CLOSED | no data | no data | no data | no data | no data | no data | no data
4121.0 | DCS CAB 00-DCS-CAB-70 UTILITY POWER | lotonodata34 | 01-LVD-PPL-2111 BR 17 INSIDE HRSG SWG ENCLOSURE | 208/120VAC CIRCUIT BREAKER | OPEN | CLOSED | no data | no data | no data | no data | no data | no data | no data
4122.0 | CONTRACT SPARE | lotonodata35 | 01-LVD-PPL-2111 BR 19 INSIDE HRSG SWG ENCLOSURE | 208/120VAC CIRCUIT BREAKER | OPEN | CLOSED | no data | no data | no data | no data | no data | no data | no data
4123.0 | CONTRACT SPARE | lotonodata36 | 01-LVD-PPL-2111 BR 21 INSIDE HRSG SWG ENCLOSURE | 208/120VAC CIRCUIT BREAKER | OPEN | CLOSED | no data | no data | no data | no data | no data | no data | no data
4124.0 | CONTRACT SPARE | lotonodata37 | 01-LVD-PPL-2111 BR 23 INSIDE HRSG SWG ENCLOSURE | 208/120VAC CIRCUIT BREAKER | OPEN | CLOSED | no data | no data | no data | no data | no data | no data | no data
4125.0 | MCC-211 SECTION SPACE HEATER SUPPLY #2 | lotonodata38 | 01-LVD-PPL-2111 BR 25 INSIDE HRSG SWG ENCLOSURE | 208/120VAC CIRCUIT BREAKER | OPEN | CLOSED | no data | no data | no data | no data | no data | no data | no data
4126.0 | CONTRACT SPARE | lotonodata39 | 01-LVD-PPL-2111 BR 27 INSIDE HRSG SWG ENCLOSURE | 208/120VAC CIRCUIT BREAKER | OPEN | CLOSED | no data | no data | no data | no data | no data | no data | no data
4136.0 | NSBD - 21 SPACE HEATER SUPPLY | lotonodata40 | 01-LVD-PPL-2111 BR 10 INSIDE HRSG SWG ENCLOSURE | 208/120VAC CIRCUIT BREAKER | OPEN | CLOSED | no data | no data | no data | no data | no data | no data | no data
4141.0 | CONTRACT SPARE | lotonodata41 | 01-LVD-PPL-2111 BR 20 INSIDE HRSG SWG ENCLOSURE | 208/120VAC CIRCUIT BREAKER | OPEN | CLOSED | no data | no data | no data | no data | no data | no data | no data
4142.0 | CONTRACT SPARE | lotonodata42 | 01-LVD-PPL-2111 BR 22 INSIDE HRSG SWG ENCLOSURE | 208/120VAC CIRCUIT BREAKER | OPEN | CLOSED | no data | no data | no data | no data | no data | no data | no data
4143.0 | CONTRACT SPARE | lotonodata43 | 01-LVD-PPL-2111 BR 24 INSIDE HRSG SWG ENCLOSURE | 208/120VAC CIRCUIT BREAKER | OPEN | CLOSED | no data | no data | no data | no data | no data | no data | no data
4144.0 | CONTRACT SPARE | lotonodata44 | 01-LVD-PPL-2111 BR 26 INSIDE HRSG SWG ENCLOSURE | 208/120VAC CIRCUIT BREAKER | OPEN | CLOSED | no data | no data | no data | no data | no data | no data | no data
4145.0 | CONTRACT SPARE | lotonodata45 | 01-LVD-PPL-2111 BR 28 INSIDE HRSG SWG ENCLOSURE | 208/120VAC CIRCUIT BREAKER | OPEN | CLOSED | no data | no data | no data | no data | no data | no data | no data
4149.0 | UNIT 1 TURBINE BUILDING 480V PANELBOARD SW | lotonodata46 | 01-LVB-SWB-2113 BR NE CORNER TURBINE BLDG | no data | OPEN | CLOSED | no data | no data | no data | no data | no data | no data | no data
4150.0 | UNIT 1 TUR BLDG 480V/208-120V AC DIST XFR 1 | lotonodata47 | 01-LVB-SWB-2113 BR NE CORNER TURBINE BLDG | no data | OPEN | CLOSED | no data | no data | no data | no data | no data | no data | no data
4151.0 | UNIT 1 TURBINE BUILDING 480V PANELBOARD SE | lotonodata48 | 01-LVB-SWB-2113 BR NE CORNER TURBINE BLDG | no data | OPEN | CLOSED | no data | no data | no data | no data | no data | no data | no data
4160.0 | CONTRACT SPARE | lotonodata49 | 01-LVD-PPL-21131 BR 19 NE CORNER TURBINE BLDG | 208/120VAC CIRCUIT BREAKER | OPEN | CLOSED | no data | no data | no data | no data | no data | no data | no data
4161.0 | CONTRACT SPARE | lotonodata50 | 01-LVD-PPL-21131 BR 21 NE CORNER TURBINE BLDG | 208/120VAC CIRCUIT BREAKER | OPEN | CLOSED | no data | no data | no data | no data | no data | no data | no data
4162.0 | CONTRACT SPARE | lotonodata51 | 01-LVD-PPL-21131 BR 23 NE CORNER TURBINE BLDG | 208/120VAC CIRCUIT BREAKER | OPEN | CLOSED | no data | no data | no data | no data | no data | no data | no data
4163.0 | CONTRACT SPARE | lotonodata52 | 01-LVD-PPL-21131 BR 25 NE CORNER TURBINE BLDG | 208/120VAC CIRCUIT BREAKER | OPEN | CLOSED | no data | no data | no data | no data | no data | no data | no data
4164.0 | CONTRACT SPARE | lotonodata53 | 01-LVD-PPL-21131 BR 27 NE CORNER TURBINE BLDG | 208/120VAC CIRCUIT BREAKER | OPEN | CLOSED | no data | no data | no data | no data | no data | no data | no data
4173.0 | CONTRACT SPARE | lotonodata54 | 01-LVD-PPL-21131 BR 20 NE CORNER TURBINE BLDG | 208/120VAC CIRCUIT BREAKER | OPEN | CLOSED | no data | no data | no data | no data | no data | no data | no data
4174.0 | CONTRACT SPARE | lotonodata55 | 01-LVD-PPL-21131 BR 22 NE CORNER TURBINE BLDG | 208/120VAC CIRCUIT BREAKER | OPEN | CLOSED | no data | no data | no data | no data | no data | no data | no data
4175.0 | CONTRACT SPARE | lotonodata56 | 01-LVD-PPL-21131 BR 24 NE CORNER TURBINE BLDG | 208/120VAC CIRCUIT BREAKER | OPEN | CLOSED | no data | no data | no data | no data | no data | no data | no data
4176.0 | CONTRACT SPARE | lotonodata57 | 01-LVD-PPL-21131 BR 26 NE CORNER TURBINE BLDG | 208/120VAC CIRCUIT BREAKER | OPEN | CLOSED | no data | no data | no data | no data | no data | no data | no data
4187.0 | CONTRACT SPARE | lotonodata58 | 01-LVB-PPL-21132 BR 37,39,41 TURBINE DECK SE | 480 V CIRCUIT BREACKER | OPEN | CLOSED | no data | no data | no data | no data | no data | no data | no data
4193.0 | CONTRACT SPARE | lotonodata59 | 01-LVB-PPL-21132 BR 32,34,36 TURBINE DECK SE | 480 V CIRCUIT BREACKER | OPEN | CLOSED | no data | no data | no data | no data | no data | no data | no data
4194.0 | CONTRACT SPARE | lotonodata60 | 01-LVB-PPL-21132 BR 38,40,42 TURBINE DECK SE | 480 V CIRCUIT BREACKER | OPEN | CLOSED | no data | no data | no data | no data | no data | no data | no data
4197.0 | CONTRACT SPARE | lotonodata61 | 01-LVB-PPL-21133 BR 37,39,41 TURBINE DECK SW | 480 V CIRCUIT BREACKER | OPEN | CLOSED | no data | no data | no data | no data | no data | no data | no data
4198.0 | CONTRACT SPARE | lotonodata62 | 01-LVB-PPL-21133 BR 32,34,36 TURBINE DECK SW | 480 V CIRCUIT BREACKER | OPEN | CLOSED | no data | no data | no data | no data | no data | no data | no data
4199.0 | CONTRACT SPARE | lotonodata63 | 01-LVB-PPL-21133 BR 38,40,42 TURBINE DECK SW | 480 V CIRCUIT BREACKER | OPEN | CLOSED | no data | no data | no data | no data | no data | no data | no data
4210.0 | CONTRACT SPARE | lotonodata64 | 01-LVD-PPL-21133 BR 33 TURBINE DECK SW | 208/120VAC CIRCUIT BREAKER | OPEN | CLOSED | no data | no data | no data | no data | no data | no data | no data
4211.0 | CONTRACT SPARE | lotonodata65 | 01-LVD-PPL-21133 BR 35 TURBINE DECK SW | 208/120VAC CIRCUIT BREAKER | OPEN | CLOSED | no data | no data | no data | no data | no data | no data | no data
4212.0 | CONTRACT SPARE | lotonodata66 | 01-LVD-PPL-21133 BR 37 TURBINE DECK SW | 208/120VAC CIRCUIT BREAKER | OPEN | CLOSED | no data | no data | no data | no data | no data | no data | no data
4213.0 | CONTRACT SPARE | lotonodata67 | 01-LVD-PPL-21133 BR 39 TURBINE DECK SW | 208/120VAC CIRCUIT BREAKER | OPEN | CLOSED | no data | no data | no data | no data | no data | no data | no data
4214.0 | CONTRACT SPARE | lotonodata68 | 01-LVD-PPL-21133 BR 41 TURBINE DECK SW | 208/120VAC CIRCUIT BREAKER | OPEN | CLOSED | no data | no data | no data | no data | no data | no data | no data
4226.0 | CONTRACT SPARE | lotonodata69 | 01-LVD-PPL-21133 BR 36 TURBINE DECK SW | 208/120VAC CIRCUIT BREAKER | OPEN | CLOSED | no data | no data | no data | no data | no data | no data | no data
4227.0 | CONTRACT SPARE | lotonodata70 | 01-LVD-PPL-21133 BR 38 TURBINE DECK SW | 208/120VAC CIRCUIT BREAKER | OPEN | CLOSED | no data | no data | no data | no data | no data | no data | no data
4228.0 | CONTRACT SPARE | lotonodata71 | 01-LVD-PPL-21133 BR 40 TURBINE DECK SW | 208/120VAC CIRCUIT BREAKER | OPEN | CLOSED | no data | no data | no data | no data | no data | no data | no data
4229.0 | CONTRACT SPARE | lotonodata72 | 01-LVD-PPL-21133 BR 42 TURBINE DECK SW | 208/120VAC CIRCUIT BREAKER | OPEN | CLOSED | no data | no data | no data | no data | no data | no data | no data
4259.0 | TIE BREAKER SWG 12 AND 22 | lotonodata73 | HRSG-2 ECLOSURE, SWG 12, CUBICLE | 480 V RACK OUT BREAKER | OPEN | CLOSED | no data | no data | no data | no data | no data | no data | no data
4320.0 | 5 TON HVAC #1 | lotonodata74 | 02-LVB-PPL-1211, BR 1 HRSG MCC ENCLOSURE | 480 V CIRCUIT BREACKER | OPEN | CLOSED | no data | no data | no data | no data | no data | no data | no data
4321.0 | 5 TON HVAC #2 | lotonodata75 | 02-LVB-PPL-1211, BR 2 HRSG MCC ENCLOSURE | 480 V CIRCUIT BREACKER | OPEN | CLOSED | no data | no data | no data | no data | no data | no data | no data
4322.0 | 5 TON HVAC #3 | lotonodata76 | 02-LVB-PPL-1211, BR 3 HRSG MCC ENCLOSURE | 480 V CIRCUIT BREACKER | OPEN | CLOSED | no data | no data | no data | no data | no data | no data | no data
4328.0 | WELDING RECEPTACLE | lotonodata77 | 02-LVB-PPL-1211, BR 9 HRSG MCC ENCLOSURE | 480 V CIRCUIT BREACKER | OPEN | CLOSED | no data | no data | no data | no data | no data | no data | no data
4376.0 | INTERIOR LIGHTING | lotonodata78 | 02-LVD-PPL-1211, BR 1 INSIDE HRSG SWG ENCLOSURE | 208/120VAC CIRCUIT BREAKER | OPEN | CLOSED | no data | no data | no data | no data | no data | no data | no data
4377.0 | EXTERIOR GFCI RECEPTACLES | lotonodata79 | 02-LVD-PPL-1211, BR 2 INSIDE HRSG SWG ENCLOSURE | 208/120VAC CIRCUIT BREAKER | OPEN | CLOSED | no data | no data | no data | no data | no data | no data | no data
4378.0 | INTERIOR GFCI RECEPTACLES | lotonodata80 | 02-LVD-PPL-1211, BR 3 INSIDE HRSG SWG ENCLOSURE | 208/120VAC CIRCUIT BREAKER | OPEN | CLOSED | no data | no data | no data | no data | no data | no data | no data
4380.0 | MCC-121 SECTION HEATER SUPPLY #1 | lotonodata81 | 02-LVD-PPL-1211, BR 5 INSIDE HRSG SWG ENCLOSURE | 208/120VAC CIRCUIT BREAKER | OPEN | CLOSED | no data | no data | no data | no data | no data | no data | no data
4382.0 | MCC-221 SECTION HEATER SUPPLY #1 | lotonodata82 | 02-LVD-PPL-1211, BR 7 INSIDE HRSG SWG ENCLOSURE | 208/120VAC CIRCUIT BREAKER | OPEN | CLOSED | no data | no data | no data | no data | no data | no data | no data
4383.0 | NSBD - 12 SPACE HEATER SUPPLY | lotonodata83 | 02-LVD-PPL-1211, BR 8 INSIDE HRSG SWG ENCLOSURE | 208/120VAC CIRCUIT BREAKER | OPEN | CLOSED | no data | no data | no data | no data | no data | no data | no data
4384.0 | LV SWGR - 12/22 SECTION HEATER SUPPLY | lotonodata84 | 02-LVD-PPL-1211, BR 9 INSIDE HRSG SWG ENCLOSURE | 208/120VAC CIRCUIT BREAKER | OPEN | CLOSED | no data | no data | no data | no data | no data | no data | no data
4385.0 | NSBD - 22 SPACE HEATER SUPPLY | lotonodata85 | 02-LVD-PPL-1211, BR 10 INSIDE HRSG SWG ENCLOSURE | 208/120VAC CIRCUIT BREAKER | OPEN | CLOSED | no data | no data | no data | no data | no data | no data | no data
4386.0 | MCC-121 MSH BUS SUPPLY | lotonodata86 | 02-LVD-PPL-1211, BR 11 INSIDE HRSG SWG ENCLOSURE | 208/120VAC CIRCUIT BREAKER | OPEN | CLOSED | no data | no data | no data | no data | no data | no data | no data
4387.0 | VIBRATION CAB UTILITY | lotonodata87 | 02-LVD-PPL-1211, BR 12 INSIDE HRSG SWG ENCLOSURE | 208/120VAC CIRCUIT BREAKER | OPEN | CLOSED | no data | no data | no data | no data | no data | no data | no data
4388.0 | MCC-221 MSH BUS SUPPLY | lotonodata88 | 02-LVD-PPL-1211, BR 13 INSIDE HRSG SWG ENCLOSURE | 208/120VAC CIRCUIT BREAKER | OPEN | CLOSED | no data | no data | no data | no data | no data | no data | no data
4389.0 | MCC-221 SECTION HEATER SUPPLY #2 | lotonodata89 | 02-LVD-PPL-1211, BR 14 INSIDE HRSG SWG ENCLOSURE | 208/120VAC CIRCUIT BREAKER | OPEN | CLOSED | no data | no data | no data | no data | no data | no data | no data
4390.0 | NTW DCS CAB 80 UTILITY | lotonodata90 | 02-LVD-PPL-1211, BR 15 INSIDE HRSG SWG ENCLOSURE | 208/120VAC CIRCUIT BREAKER | OPEN | CLOSED | no data | no data | no data | no data | no data | no data | no data
4391.0 | PRESSURIZATION MODULE POWER SUPPLY | lotonodata91 | 02-LVD-PPL-1211, BR 16 INSIDE HRSG SWG ENCLOSURE | 208/120VAC CIRCUIT BREAKER | OPEN | CLOSED | no data | no data | no data | no data | no data | no data | no data
4392.0 | NTW DCS CAB 90 UTILITY | lotonodata92 | 02-LVD-PPL-1211, BR 17 INSIDE HRSG SWG ENCLOSURE | 208/120VAC CIRCUIT BREAKER | OPEN | CLOSED | no data | no data | no data | no data | no data | no data | no data
4393.0 | HVAC#2 PRESSURIZATION POWER SUPPLY | lotonodata93 | 02-LVD-PPL-1211, BR 18 INSIDE HRSG SWG ENCLOSURE | 208/120VAC CIRCUIT BREAKER | OPEN | CLOSED | no data | no data | no data | no data | no data | no data | no data
4394.0 | MCC-121 SECTION HEATER SUPPLY #2 | lotonodata94 | 02-LVD-PPL-1211, BR 19 INSIDE HRSG SWG ENCLOSURE | 208/120VAC CIRCUIT BREAKER | OPEN | CLOSED | no data | no data | no data | no data | no data | no data | no data
4395.0 | HVAC#4 PRESSURIZATION POWER SUPPLY | lotonodata95 | 02-LVD-PPL-1211, BR 20 INSIDE HRSG SWG ENCLOSURE | 208/120VAC CIRCUIT BREAKER | OPEN | CLOSED | no data | no data | no data | no data | no data | no data | no data
4396.0 | HVAC#1 PRESSURIZATION POWER SUPPLY | lotonodata96 | 02-LVD-PPL-1211, BR 21 INSIDE HRSG SWG ENCLOSURE | 208/120VAC CIRCUIT BREAKER | OPEN | CLOSED | no data | no data | no data | no data | no data | no data | no data
4397.0 | HVAC#6 PRESSURIZATION POWER SUPPLY | lotonodata97 | 02-LVD-PPL-1211, BR 22 INSIDE HRSG SWG ENCLOSURE | 208/120VAC CIRCUIT BREAKER | OPEN | CLOSED | no data | no data | no data | no data | no data | no data | no data
4398.0 | HVAC#3 PRESSURIZATION POWER SUPPLY | lotonodata98 | 02-LVD-PPL-1211, BR 23 INSIDE HRSG SWG ENCLOSURE | 208/120VAC CIRCUIT BREAKER | OPEN | CLOSED | no data | no data | no data | no data | no data | no data | no data
4399.0 | HVAC#5 PRESSURIZATION POWER SUPPLY | lotonodata99 | 02-LVD-PPL-1211, BR 25 INSIDE HRSG SWG ENCLOSURE | 208/120VAC CIRCUIT BREAKER | OPEN | CLOSED | no data | no data | no data | no data | no data | no data | no data
4449.0 | 5 TON HVAC #4 | lotonodata100 | 02-LVB-PPL-2212, BR 1 INSIDE HRSG SWG ENCLOSURE | 480 V CIRCUIT BREACKER | OPEN | CLOSED | no data | no data | no data | no data | no data | no data | no data
4450.0 | 5 TON HVAC #5 | lotonodata101 | 02-LVB-PPL-2212, BR 2 INSIDE HRSG SWG ENCLOSURE | 480 V CIRCUIT BREACKER | OPEN | CLOSED | no data | no data | no data | no data | no data | no data | no data
4451.0 | 5 TON HVAC #6 | lotonodata102 | 02-LVB-PPL-2212, BR 3 INSIDE HRSG SWG ENCLOSURE | 480 V CIRCUIT BREACKER | OPEN | CLOSED | no data | no data | no data | no data | no data | no data | no data
4592.0 | MAIN BREAKER 1 CONTROL POWER TRANSFORMER | lotonodata103 | 01-ACC-MCC-131, CUBICLE | 480 V MOLDED CASE BREAKER | OPEN | CLOSED | no data | no data | no data | no data | no data | no data | no data
4593.0 | MAIN SUPPLY FEED FROM 01-MVA-XFR-13 | lotonodata104 | 01-ACC-MCC-131, CUBICLE 3FM | 480 V MOLDED CASE BREAKER | OPEN | CLOSED | no data | no data | no data | no data | no data | no data | no data
4609.0 | MAIN BREAKER 2 CONTROL POWER TRANSFORMER | lotonodata105 | 01-ACC-MCC-131, CUBICLE | 480 V MOLDED CASE BREAKER | OPEN | CLOSED | no data | no data | no data | no data | no data | no data | no data
4610.0 | SECONDARY SUPPLY FEED FROM 01-MVA-XFR-23 | lotonodata106 | 01-ACC-MCC-131, CUBICLE 15FM | 480 V MOLDED CASE BREAKER | OPEN | CLOSED | no data | no data | no data | no data | no data | no data | no data
4623.0 | MAIN BREAKER 1 CONTROL POWER TRANSFORMER | lotonodata107 | 01-ACC-MCC-231, CUBICLE | 480 V MOLDED CASE BREAKER | OPEN | CLOSED | no data | no data | no data | no data | no data | no data | no data
4624.0 | MAIN SUPPLY FEED FROM 01-MVA-XFR-23 | lotonodata108 | 01-ACC-MCC-231, CUBICLE5FM | 480 V MOLDED CASE BREAKER | OPEN | CLOSED | no data | no data | no data | no data | no data | no data | no data
4637.0 | MAIN BREAKER 2 CONTROL POWER TRANSFORMER | lotonodata109 | 01-ACC-MCC-231, CUBICLE | 480 V MOLDED CASE BREAKER | OPEN | CLOSED | no data | no data | no data | no data | no data | no data | no data
4638.0 | SECONDARY SUPPLY FEED FROM 01-MVA-XFR-13 | lotonodata110 | 01-ACC-MCC-231, CUBICLE17FM | 480 V MOLDED CASE BREAKER | OPEN | CLOSED | no data | no data | no data | no data | no data | no data | no data
4639.0 | INTERIOR LIGHTING | lotonodata111 | 01-LVD-PPL-1311, BR1ACC MCC ENCLOSURE | 208/120VAC CIRCUIT BREAKER | OPEN | CLOSED | no data | no data | no data | no data | no data | no data | no data
4640.0 | INTERIOR GFCI RECEPTACLES | lotonodata112 | 01-LVD-PPL-1311, BR3ACC MCC ENCLOSURE | 208/120VAC CIRCUIT BREAKER | OPEN | CLOSED | no data | no data | no data | no data | no data | no data | no data
4641.0 | EXTERIOR GFCI RECEPTACLES | lotonodata113 | 01-LVD-PPL-1311, BR5ACC MCC ENCLOSURE | 208/120VAC CIRCUIT BREAKER | OPEN | CLOSED | no data | no data | no data | no data | no data | no data | no data
4648.0 | HVAC 3 PRESSURIZATION MODULE | lotonodata114 | 01-LVD-PPL-1311, BR21ACC MCC ENCLOSURE | 208/120VAC CIRCUIT BREAKER | OPEN | CLOSED | no data | no data | no data | no data | no data | no data | no data
4649.0 | HVAC 5 PRESSURIZATION MODULE | lotonodata115 | 01-LVD-PPL-1311, BR23ACC MCC ENCLOSURE | 208/120VAC CIRCUIT BREAKER | OPEN | CLOSED | no data | no data | no data | no data | no data | no data | no data
4661.0 | HVAC 2 PRESSURIZATION MODULE | lotonodata116 | 01-LVD-PPL-1311, BR18ACC MCC ENCLOSURE | 208/120VAC CIRCUIT BREAKER | OPEN | CLOSED | no data | no data | no data | no data | no data | no data | no data
4668.0 | ACC PDC HVAC#3 | lotonodata117 | 01-LVB--PPL-1311, BR1ACC MCC ENCLOSURE | 480 V CIRCUIT BREACKER | OPEN | CLOSED | no data | no data | no data | no data | no data | no data | no data
4669.0 | ACC PDC HVAC#5 | lotonodata118 | 01-LVB--PPL-1311, BR3ACC MCC ENCLOSURE | 480 V CIRCUIT BREACKER | OPEN | CLOSED | no data | no data | no data | no data | no data | no data | no data
4672.0 | ACC PDC HVAC#2 | lotonodata119 | 01-LVB--PPL-1311, BR2ACC MCC ENCLOSURE | 480 V CIRCUIT BREACKER | OPEN | CLOSED | no data | no data | no data | no data | no data | no data | no data
4673.0 | WELDING RECEPTACLE | lotonodata120 | 01-LVB--PPL-1311, BR4ACC MCC ENCLOSURE | 480 V CIRCUIT BREACKER | OPEN | CLOSED | no data | no data | no data | no data | no data | no data | no data
4683.0 | MAIN BREAKER 1 CONTROL POWER TRANSFORMER | lotonodata121 | 01-ACC-MCC-151, CUBICLE4FM | 480 V MOLDED CASE BREAKER | OPEN | CLOSED | no data | no data | no data | no data | no data | no data | no data
4684.0 | MAIN SUPPLY FEED FROM 01-MVA-XFR-15 | lotonodata122 | 01-ACC-MCC-151, CUBICLE4FM | 480 V MOLDED CASE BREAKER | OPEN | CLOSED | no data | no data | no data | no data | no data | no data | no data
4694.0 | MAIN BREAKER 2 CONTROL POWER TRANSFORMER | lotonodata123 | 01-ACC-MCC-151 | 480 V MOLDED CASE BREAKER | OPEN | CLOSED | no data | no data | no data | no data | no data | no data | no data
4695.0 | SECONDARY SUPPLY FEED FROM 01-MVA-XFR-25 | lotonodata124 | 01-ACC-MCC-151 | 480 V MOLDED CASE BREAKER | OPEN | CLOSED | no data | no data | no data | no data | no data | no data | no data
4702.0 | MAIN BREAKER 1 CONTROL POWER TRANSFORMER | lotonodata125 | 01-ACC-MCC-251, CUBICLE4FM | 480 V MOLDED CASE BREAKER | OPEN | CLOSED | no data | no data | no data | no data | no data | no data | no data
4703.0 | MAIN SUPPLY FEED FROM 01-MVA-XFR-25 | lotonodata126 | 01-ACC-MCC-251, CUBICLE4FM | 480 V MOLDED CASE BREAKER | OPEN | CLOSED | no data | no data | no data | no data | no data | no data | no data
4715.0 | MAIN BREAKER 2 CONTROL POWER TRANSFORMER | lotonodata127 | 01-ACC-MCC-251, CUBICLE16FM | 480 V MOLDED CASE BREAKER | OPEN | CLOSED | no data | no data | no data | no data | no data | no data | no data
4716.0 | SECONDARY SUPPLY FEED FROM 01-MVA-XFR-15 | lotonodata128 | 01-ACC-MCC-251, CUBICLE16FM | 480 V MOLDED CASE BREAKER | OPEN | CLOSED | no data | no data | no data | no data | no data | no data | no data
4718.0 | ACC PDC HVAC#1 | lotonodata129 | 01-LVB-PPL-1511, BR1ACC MCC ENCLOSURE | 480 V CIRCUIT BREACKER | OPEN | CLOSED | no data | no data | no data | no data | no data | no data | no data
4724.0 | ACC PDC HVAC#4 | lotonodata130 | 01-LVB-PPL-1511, BR2ACC MCC ENCLOSURE | 480 V CIRCUIT BREACKER | OPEN | CLOSED | no data | no data | no data | no data | no data | no data | no data
4726.0 | MCC-151 SECTION HEATER SUPPLY #1 | lotonodata131 | 01-LVD-PPL-2511, BR7ACC MCC ENCLOSURE | 208/120VAC CIRCUIT BREAKER | OPEN | CLOSED | no data | no data | no data | no data | no data | no data | no data
4727.0 | MCC-151 SECTION HEATER SUPPLY #2 | lotonodata132 | 01-LVD-PPL-2511, BR9ACC MCC ENCLOSURE | 208/120VAC CIRCUIT BREAKER | OPEN | CLOSED | no data | no data | no data | no data | no data | no data | no data
4728.0 | MCC-251 MOTOR SPACE HEATER SUPPLY #1 | lotonodata133 | 01-LVD-PPL-2511, BR11ACC MCC ENCLOSURE | 208/120VAC CIRCUIT BREAKER | OPEN | CLOSED | no data | no data | no data | no data | no data | no data | no data
4731.0 | NTW DCS CAB 12 UTILITY | lotonodata134 | 01-LVD-PPL-2511, BR17ACC MCC ENCLOSURE | 208/120VAC CIRCUIT BREAKER | OPEN | CLOSED | no data | no data | no data | no data | no data | no data | no data
4732.0 | HVAC 4 PRESSURIZATION MODULE | lotonodata135 | 01-LVD-PPL-2511, BR19ACC MCC ENCLOSURE | 208/120VAC CIRCUIT BREAKER | OPEN | CLOSED | no data | no data | no data | no data | no data | no data | no data
4739.0 | SECURITY PANEL | lotonodata136 | 01-LVD-PPL-2511, BR2ACC MCC ENCLOSURE | 208/120VAC CIRCUIT BREAKER | OPEN | CLOSED | no data | no data | no data | no data | no data | no data | no data
4740.0 | FIRE PANEL | lotonodata137 | 01-LVD-PPL-2511, BR4ACC MCC ENCLOSURE | 208/120VAC CIRCUIT BREAKER | OPEN | CLOSED | no data | no data | no data | no data | no data | no data | no data
4741.0 | MCC-151 MOTOR SPACE HEATER SUPPLY #1 | lotonodata138 | 01-LVD-PPL-2511, BR8ACC MCC ENCLOSURE | 208/120VAC CIRCUIT BREAKER | OPEN | CLOSED | no data | no data | no data | no data | no data | no data | no data
4742.0 | MCC-251 SECTION HEATER SUPPLY #1 | lotonodata139 | 01-LVD-PPL-2511, BR10ACC MCC ENCLOSURE | 208/120VAC CIRCUIT BREAKER | OPEN | CLOSED | no data | no data | no data | no data | no data | no data | no data
4743.0 | MCC-251 SECTION HEATER SUPPLY #2 | lotonodata140 | 01-LVD-PPL-2511, BR12ACC MCC ENCLOSURE | 208/120VAC CIRCUIT BREAKER | OPEN | CLOSED | no data | no data | no data | no data | no data | no data | no data
4745.0 | HVAC 1 PRESSURIZATION MODULE | lotonodata141 | 01-LVD-PPL-2511, BR18ACC MCC ENCLOSURE | 208/120VAC CIRCUIT BREAKER | OPEN | CLOSED | no data | no data | no data | no data | no data | no data | no data
4752.0 | ENCLOSURE PRESSURIZATION MODULE | lotonodata142 | 01-LVD-PPL-2511, BR42ACC MCC ENCLOSURE | 208/120VAC CIRCUIT BREAKER | OPEN | CLOSED | no data | no data | no data | no data | no data | no data | no data
4755.0 | MAIN BREAKER 1 CONTROL POWER TRANSFORMER | lotonodata143 | 02-ACC-MCC-141, CUBICLE3FM | 480 V MOLDED CASE BREAKER | OPEN | CLOSED | no data | no data | no data | no data | no data | no data | no data
4756.0 | MAIN SUPPLY FEED FROM 02-MVA-XFR-14 | lotonodata144 | 02-ACC-MCC-141, CUBICLE3FM | 480 V MOLDED CASE BREAKER | OPEN | CLOSED | no data | no data | no data | no data | no data | no data | no data
4771.0 | MAIN BREAKER 2 CONTROL POWER TRANSFORMER | lotonodata145 | 02-ACC-MCC-141, CUBICLE15FM | 480 V MOLDED CASE BREAKER | OPEN | CLOSED | no data | no data | no data | no data | no data | no data | no data
4772.0 | SECONDARY SUPPLY FEED FROM 02-LVB-NSB-24 | lotonodata146 | 02-ACC-MCC-141, CUBICLE15FM | 480 V MOLDED CASE BREAKER | OPEN | CLOSED | no data | no data | no data | no data | no data | no data | no data
4786.0 | MAIN BREAKER 1 CONTROL POWER TRANSFORMER | lotonodata147 | 02-ACC-MCC-241, BR5FM | 480 V MOLDED CASE BREAKER | OPEN | CLOSED | no data | no data | no data | no data | no data | no data | no data
4787.0 | MAIN SUPPLY FEED FROM 02-MVA-XFR-24 | lotonodata148 | 02-ACC-MCC-241, BR5FM | 480 V MOLDED CASE BREAKER | OPEN | CLOSED | no data | no data | no data | no data | no data | no data | no data
4800.0 | MAIN BREAKER 2 CONTROL POWER TRANSFORMER | lotonodata149 | 02-ACC-MCC-241 | 480 V MOLDED CASE BREAKER | OPEN | CLOSED | no data | no data | no data | no data | no data | no data | no data
4801.0 | SECONDARY SUPPLY FEED FROM 02-LVB-NSB-14 | lotonodata150 | 02-ACC-MCC-241 | 480 V MOLDED CASE BREAKER | OPEN | CLOSED | no data | no data | no data | no data | no data | no data | no data
4802.0 | 5 TON HVAC #3 | lotonodata151 | 02-LVB-PPL-1411, BR1ACC MCC ENCLOSURE | 480 V CIRCUIT BREACKER | OPEN | CLOSED | no data | no data | no data | no data | no data | no data | no data
4803.0 | 5 TON HVAC #5 | lotonodata152 | 02-LVB-PPL-1411, BR3ACC MCC ENCLOSURE | 480 V CIRCUIT BREACKER | OPEN | CLOSED | no data | no data | no data | no data | no data | no data | no data
4806.0 | 5 TON HVAC #2 | lotonodata153 | 02-LVB-PPL-1411, BR2ACC MCC ENCLOSURE | 480 V CIRCUIT BREACKER | OPEN | CLOSED | no data | no data | no data | no data | no data | no data | no data
4807.0 | WELDING RECEPTACLE | lotonodata154 | 02-LVB-PPL-1411, BR4ACC MCC ENCLOSURE | 480 V CIRCUIT BREACKER | OPEN | CLOSED | no data | no data | no data | no data | no data | no data | no data
4811.0 | INTERIOR LIGHTING | lotonodata155 | 02-LVD-PPL-1412, BR1ACC MCC ENCLOSURE | 208/120VAC CIRCUIT BREAKER | OPEN | CLOSED | no data | no data | no data | no data | no data | no data | no data
4812.0 | INTERIOR GFCI RECEPTACLES | lotonodata156 | 02-LVD-PPL-1412, BR3ACC MCC ENCLOSURE | 208/120VAC CIRCUIT BREAKER | OPEN | CLOSED | no data | no data | no data | no data | no data | no data | no data
4813.0 | EXTERIOR GFCI RECEPTACLES | lotonodata157 | 02-LVD-PPL-1412, BR5ACC MCC ENCLOSURE | 208/120VAC CIRCUIT BREAKER | OPEN | CLOSED | no data | no data | no data | no data | no data | no data | no data
4814.0 | MCC-141 SECTION HEATER SUPPLY #1 | lotonodata158 | 02-LVD-PPL-1412, BR7ACC MCC ENCLOSURE | 208/120VAC CIRCUIT BREAKER | OPEN | CLOSED | no data | no data | no data | no data | no data | no data | no data
4815.0 | MCC-141 SECTION HEATER SUPPLY #2 | lotonodata159 | 02-LVD-PPL-1412, BR9ACC MCC ENCLOSURE | 208/120VAC CIRCUIT BREAKER | OPEN | CLOSED | no data | no data | no data | no data | no data | no data | no data
4816.0 | MCC-241 MOTOR SPACE HEATER SUPPLY #1 | lotonodata160 | 02-LVD-PPL-1412, BR11ACC MCC ENCLOSURE | 208/120VAC CIRCUIT BREAKER | OPEN | CLOSED | no data | no data | no data | no data | no data | no data | no data
4819.0 | NTW DCS CAB 20 UTILITY | lotonodata161 | 02-LVD-PPL-1412, BR17ACC MCC ENCLOSURE | 208/120VAC CIRCUIT BREAKER | OPEN | CLOSED | no data | no data | no data | no data | no data | no data | no data
4820.0 | HVAC 3 PRESSURIZATION MODULE | lotonodata162 | 02-LVD-PPL-1412, BR21ACC MCC ENCLOSURE | 208/120VAC CIRCUIT BREAKER | OPEN | CLOSED | no data | no data | no data | no data | no data | no data | no data
4821.0 | HVAC 5 PRESSURIZATION MODULE | lotonodata163 | 02-LVD-PPL-1412, BR23ACC MCC ENCLOSURE | 208/120VAC CIRCUIT BREAKER | OPEN | CLOSED | no data | no data | no data | no data | no data | no data | no data
4828.0 | MCC-141 MOTOR SPACE HEATER SUPPLY #1 | lotonodata164 | 02-LVD-PPL-1412, BR8ACC MCC ENCLOSURE | 208/120VAC CIRCUIT BREAKER | OPEN | CLOSED | no data | no data | no data | no data | no data | no data | no data
4829.0 | MCC-241 SECTION HEATER SUPPLY #1 | lotonodata165 | 02-LVD-PPL-1412, BR10ACC MCC ENCLOSURE | 208/120VAC CIRCUIT BREAKER | OPEN | CLOSED | no data | no data | no data | no data | no data | no data | no data
4830.0 | MCC-241 SECTION HEATER SUPPLY #2 | lotonodata166 | 02-LVD-PPL-1412, BR12ACC MCC ENCLOSURE | 208/120VAC CIRCUIT BREAKER | OPEN | CLOSED | no data | no data | no data | no data | no data | no data | no data
4833.0 | HVAC 2 PRESSURIZATION MODULE | lotonodata167 | 02-LVD-PPL-1412, BR18ACC MCC ENCLOSURE | 208/120VAC CIRCUIT BREAKER | OPEN | CLOSED | no data | no data | no data | no data | no data | no data | no data
4835.0 | ENCLOSURE PRESSURIZATION MODULE | lotonodata168 | 02-LVD-PPL-1412, BR22ACC MCC ENCLOSURE | 208/120VAC CIRCUIT BREAKER | OPEN | CLOSED | no data | no data | no data | no data | no data | no data | no data
4847.0 | MAIN BREAKER 1 CONTROL POWER TRANSFORMER | lotonodata169 | 02-ACC-MCC-161, CUBICLE4FM | 480 V MOLDED CASE BREAKER | OPEN | CLOSED | no data | no data | no data | no data | no data | no data | no data
4848.0 | MAIN SUPPLY FEED FROM 02-MVA-XFR-14 | lotonodata170 | 02-ACC-MCC-161, CUBICLE4FM | 480 V MOLDED CASE BREAKER | OPEN | CLOSED | no data | no data | no data | no data | no data | no data | no data
4857.0 | MAIN BREAKER 2 CONTROL POWER TRANSFORMER | lotonodata171 | 02-ACC-MCC-161, CUBICLE16FM | 480 V MOLDED CASE BREAKER | OPEN | CLOSED | no data | no data | no data | no data | no data | no data | no data
4858.0 | SECONDARY SUPPLY FEED FROM 02-LVB-NSB-26 | lotonodata172 | 02-ACC-MCC-161, CUBICLE16FM | 480 V MOLDED CASE BREAKER | OPEN | CLOSED | no data | no data | no data | no data | no data | no data | no data
4865.0 | MAIN BREAKER 1 CONTROL POWER TRANSFORMER | lotonodata173 | 02-ACC-MCC-261, CUBICLE4FM | 480 V MOLDED CASE BREAKER | OPEN | CLOSED | no data | no data | no data | no data | no data | no data | no data
4866.0 | MAIN SUPPLY FEED FROM 02-MVA-XFR-26 | lotonodata174 | 02-ACC-MCC-261, CUBICLE4FM | 480 V MOLDED CASE BREAKER | OPEN | CLOSED | no data | no data | no data | no data | no data | no data | no data
4879.0 | MAIN BREAKER 2 CONTROL POWER TRANSFORMER | lotonodata175 | 02-ACC-MCC-261, CUBICLE16FM | 480 V MOLDED CASE BREAKER | OPEN | CLOSED | no data | no data | no data | no data | no data | no data | no data
4880.0 | SECONDARY SUPPLY FEED FROM 02-LVB-NSB-16 | lotonodata176 | 02-ACC-MCC-261, CUBICLE16FM | 480 V MOLDED CASE BREAKER | OPEN | CLOSED | no data | no data | no data | no data | no data | no data | no data
4881.0 | 5 TON HVAC #1 | lotonodata177 | 02-LVB-PPL-1611, BR1ACC MCC ENCLOSURE | 480 V CIRCUIT BREACKER | OPEN | CLOSED | no data | no data | no data | no data | no data | no data | no data
4886.0 | 5 TON HVAC #4 | lotonodata178 | 02-LVB-PPL-1611, BR2ACC MCC ENCLOSURE | 480 V CIRCUIT BREACKER | OPEN | CLOSED | no data | no data | no data | no data | no data | no data | no data
4889.0 | MCC-161 SECTION HEATER SUPPLY #1 | lotonodata179 | 02-LVD-PPL-261, BR7ACC MCC ENCLOSURE | 208/120VAC CIRCUIT BREAKER | OPEN | CLOSED | no data | no data | no data | no data | no data | no data | no data
4890.0 | MCC-161 SECTION HEATER SUPPLY #2 | lotonodata180 | 02-LVD-PPL-261, BR9ACC MCC ENCLOSURE | 208/120VAC CIRCUIT BREAKER | OPEN | CLOSED | no data | no data | no data | no data | no data | no data | no data
4891.0 | MCC-261 MOTOR SPACE HEATER SUPPLY #1 | lotonodata181 | 02-LVD-PPL-261, BR11ACC MCC ENCLOSURE | 208/120VAC CIRCUIT BREAKER | OPEN | CLOSED | no data | no data | no data | no data | no data | no data | no data
4892.0 | MCC-161 NSBD SPACE HEATER SUPPLY #1 | lotonodata182 | 02-LVD-PPL-261, BR13ACC MCC ENCLOSURE | 208/120VAC CIRCUIT BREAKER | OPEN | CLOSED | no data | no data | no data | no data | no data | no data | no data
4893.0 | MCC-161 NSBD SPACE HEATER SUPPLY #2 | lotonodata183 | 02-LVD-PPL-261, BR15ACC MCC ENCLOSURE | 208/120VAC CIRCUIT BREAKER | OPEN | CLOSED | no data | no data | no data | no data | no data | no data | no data
4894.0 | NTW DCS CAB 22 UTILITY | lotonodata184 | 02-LVD-PPL-261, BR17ACC MCC ENCLOSURE | 208/120VAC CIRCUIT BREAKER | OPEN | CLOSED | no data | no data | no data | no data | no data | no data | no data
4895.0 | HVAC 1 PRESSURIZATION MODULE | lotonodata185 | 02-LVD-PPL-261, BR19ACC MCC ENCLOSURE | 208/120VAC CIRCUIT BREAKER | OPEN | CLOSED | no data | no data | no data | no data | no data | no data | no data
4902.0 | SECURITY PANEL | lotonodata186 | 02-LVD-PPL-261, BR2ACC MCC ENCLOSURE | 208/120VAC CIRCUIT BREAKER | OPEN | CLOSED | no data | no data | no data | no data | no data | no data | no data
4903.0 | FIRE PANEL | lotonodata187 | 02-LVD-PPL-261, BR4ACC MCC ENCLOSURE | 208/120VAC CIRCUIT BREAKER | OPEN | CLOSED | no data | no data | no data | no data | no data | no data | no data
4904.0 | MCC-161 MOTOR SPACE HEATER SUPPLY #1 | lotonodata188 | 02-LVD-PPL-261, BR8ACC MCC ENCLOSURE | 208/120VAC CIRCUIT BREAKER | OPEN | CLOSED | no data | no data | no data | no data | no data | no data | no data
4905.0 | MCC-261 SECTION HEATER SUPPLY #1 | lotonodata189 | 02-LVD-PPL-261, BR10ACC MCC ENCLOSURE | 208/120VAC CIRCUIT BREAKER | OPEN | CLOSED | no data | no data | no data | no data | no data | no data | no data
4906.0 | MCC-261 SECTION HEATER SUPPLY #2 | lotonodata190 | 02-LVD-PPL-261, BR12ACC MCC ENCLOSURE | 208/120VAC CIRCUIT BREAKER | OPEN | CLOSED | no data | no data | no data | no data | no data | no data | no data
4908.0 | HVAC 4 PRESSURIZATION MODULE | lotonodata191 | 02-LVD-PPL-261, BR18ACC MCC ENCLOSURE | 208/120VAC CIRCUIT BREAKER | OPEN | CLOSED | no data | no data | no data | no data | no data | no data | no data
4921.0 | TIE BREAKER SWG 17 AND 27 | lotonodata192 | MV BLDG, 01-LVB-SWG-17 | 480 V RACK OUT BREAKER | OPEN | CLOSED | no data | no data | no data | no data | no data | no data | no data
4927.0 | MCC FEEDER BREAKER | lotonodata193 | TCP | 480 V MOLDED CASE BREAKER | OPEN | CLOSED | no data | no data | no data | no data | no data | no data | no data
5215.0 | 10 TON HVAC UNIT - MAIN ROOM HVAC #5 | lotonodata194 | MVB, 01-LVB-SWB-171, BR 8 | 480 V CIRCUIT BREACKER | OPEN | CLOSED | no data | no data | no data | no data | no data | no data | no data
5216.0 | WELDING RECEPTACLE #1 | lotonodata195 | MVB, 01-LVB-SWB-171, BR 10 | 480 V CIRCUIT BREACKER | OPEN | CLOSED | no data | no data | no data | no data | no data | no data | no data
5217.0 | WELDING RECEPTACLE #2 | lotonodata196 | MVB, 01-LVB-SWB-171, BR 12 | 480 V CIRCUIT BREACKER | OPEN | CLOSED | no data | no data | no data | no data | no data | no data | no data
5222.0 | 10 TON HVAC UNIT - MAIN ROOM HVAC #7 | lotonodata197 | MVB, 01-LVB-SWB-171, BR 9 | 480 V CIRCUIT BREACKER | OPEN | CLOSED | no data | no data | no data | no data | no data | no data | no data
5225.0 | 10 TON HVAC UNIT - MAIN ROOM HVAC #9 | lotonodata198 | MVB, 01-LVB-SWB-171, BR 11 | 480 V CIRCUIT BREACKER | OPEN | CLOSED | no data | no data | no data | no data | no data | no data | no data
5232.0 | 10KW ROOM HEATER #1 | lotonodata199 | MVB, 01-LVB-SWB-171, BR 47 | 480 V CIRCUIT BREACKER | OPEN | CLOSED | no data | no data | no data | no data | no data | no data | no data
5233.0 | 10KW ROOM HEATER #3 | lotonodata200 | MVB, 01-LVB-SWB-171, BR 49 | 480 V CIRCUIT BREACKER | OPEN | CLOSED | no data | no data | no data | no data | no data | no data | no data
5234.0 | 5 TON HVAC - BATTERY ROOM UNIT #1 | lotonodata201 | MVB, 01-LVB-SWB-171, BR 51 | 480 V CIRCUIT BREACKER | OPEN | CLOSED | no data | no data | no data | no data | no data | no data | no data
5238.0 | *MVB, 01-LVB-SWB-171, BR | lotonodata202 | MVB, 01-LVB-SWB-171, BR | 480 V CIRCUIT BREACKER | OPEN | CLOSED | no data | no data | no data | no data | no data | no data | no data
5242.0 | 10KW ROOM HEATER #2 | lotonodata203 | MVB, 01-LVB-SWB-171, BR 48 | 480 V CIRCUIT BREACKER | OPEN | CLOSED | no data | no data | no data | no data | no data | no data | no data
5243.0 | 5 TON HVAC - BATTERY ROOM UNIT #3 | lotonodata204 | MVB, 01-LVB-SWB-171, BR 52 | 480 V CIRCUIT BREACKER | OPEN | CLOSED | no data | no data | no data | no data | no data | no data | no data
5249.0 | 10 TON HVAC UNIT - MAIN ROOM HVAC #6 | lotonodata205 | MVB, 02-LVB-SWB-271, BR 8 | 480 V CIRCUIT BREACKER | OPEN | CLOSED | no data | no data | no data | no data | no data | no data | no data
5250.0 | WELDING RECEPTACLE #3 | lotonodata206 | MVB, 02-LVB-SWB-271, BR 10 | 480 V CIRCUIT BREACKER | OPEN | CLOSED | no data | no data | no data | no data | no data | no data | no data
5251.0 | WELDING RECEPTACLE #4 | lotonodata207 | MVB, 02-LVB-SWB-271, BR 12 | 480 V CIRCUIT BREACKER | OPEN | CLOSED | no data | no data | no data | no data | no data | no data | no data
5253.0 | *MVB, 02-LVB-SWB-271, BR | lotonodata208 | MVB, 02-LVB-SWB-271, BR | 480 V CIRCUIT BREACKER | OPEN | CLOSED | no data | no data | no data | no data | no data | no data | no data
5256.0 | 10 TON HVAC UNIT - MAIN ROOM HVAC #8 | lotonodata209 | MVB, 02-LVB-SWB-271, BR 9 | 480 V CIRCUIT BREACKER | OPEN | CLOSED | no data | no data | no data | no data | no data | no data | no data
5257.0 | 10 TON HVAC UNIT - MAIN ROOM HVAC #10 | lotonodata210 | MVB, 02-LVB-SWB-271, BR 11 | 480 V CIRCUIT BREACKER | OPEN | CLOSED | no data | no data | no data | no data | no data | no data | no data
5267.0 | 10KW ROOM HEATER #4 | lotonodata211 | MVB, 02-LVB-SWB-271, BR 47 | 480 V CIRCUIT BREACKER | OPEN | CLOSED | no data | no data | no data | no data | no data | no data | no data
5268.0 | 10KW ROOM HEATER #6 | lotonodata212 | MVB, 02-LVB-SWB-271, BR 49 | 480 V CIRCUIT BREACKER | OPEN | CLOSED | no data | no data | no data | no data | no data | no data | no data
5269.0 | 5 TON HVAC - BATTERY ROOM UNIT #2 | lotonodata213 | MVB, 02-LVB-SWB-271, BR 51 | 480 V CIRCUIT BREACKER | OPEN | CLOSED | no data | no data | no data | no data | no data | no data | no data
5276.0 | 10KW ROOM HEATER #5 | lotonodata214 | MVB, 02-LVB-SWB-271, BR 48 | 480 V CIRCUIT BREACKER | OPEN | CLOSED | no data | no data | no data | no data | no data | no data | no data
5277.0 | 5 TON HVAC - BATTERY ROOM UNIT #4 | lotonodata215 | MVB, 02-LVB-SWB-271, BR 52 | 480 V CIRCUIT BREACKER | OPEN | CLOSED | no data | no data | no data | no data | no data | no data | no data
5282.0 | CH. A INP. TO PRIM. DC BUS (JUMPER TO FUSE F2) | lotonodata216 | MVB, DC DISTRIBUTION PANEL 01-LVE-PPL-01, F3 | no data | OPEN | CLOSED | no data | no data | no data | no data | no data | no data | no data
5284.0 | CH. B INP. TO PRIM. DC BUS (JUMPER TO FUSE F2) | lotonodata217 | MVB, DC DISTRIBUTION PANEL 01-LVE-PPL-01, F5 | no data | OPEN | CLOSED | no data | no data | no data | no data | no data | no data | no data
5301.0 | LV SWGR BREAKER TEST CABINET | lotonodata218 | MVB, DC DISTRIBUTION PANEL 01-LVE-PPL-01, F10.10 | no data | OPEN | CLOSED | no data | no data | no data | no data | no data | no data | no data
5303.0 | LV SWGR 11 BREAKER CONTROL | lotonodata219 | HRSG1 PDC 125VDC BUS, BR1 | no data | OPEN | CLOSED | no data | no data | no data | no data | no data | no data | no data
5304.0 | LV SWGR BREAKER TEST CABINET | lotonodata220 | HRSG1 PDC 125VDC BUS, BR3 | no data | OPEN | CLOSED | no data | no data | no data | no data | no data | no data | no data
5305.0 | LV SWGR 21 BREAKER CONTROL | lotonodata221 | HRSG1 PDC 125VDC BUS, BR2 | no data | OPEN | CLOSED | no data | no data | no data | no data | no data | no data | no data
5308.0 | CH. A INP. TO PRIM. DC BUS (JUMPER TO FUSE F2) | lotonodata222 | MVB, DC DISTRIBUTION PANEL 02-LVE-PPL-01, F3 | no data | OPEN | CLOSED | no data | no data | no data | no data | no data | no data | no data
5310.0 | CH. B INP. TO PRIM. DC BUS (JUMPER TO FUSE F2) | lotonodata223 | MVB, DC DISTRIBUTION PANEL 02-LVE-PPL-01, F5 | no data | OPEN | CLOSED | no data | no data | no data | no data | no data | no data | no data
5327.0 | MV SWGR BREAKER TEST CABINET | lotonodata224 | MVB, DC DISTRIBUTION PANEL 02-LVE-PPL-01, F10.10 | no data | OPEN | CLOSED | no data | no data | no data | no data | no data | no data | no data
5385.0 | *HRSG 2 U1 UPS PANEL, BR | lotonodata225 | HRSG 2 U1 UPS PANEL, BR | no data | OPEN | CLOSED | no data | no data | no data | no data | no data | no data | no data
5403.0 | *HRSG 2 U2 UPS PANEL, BR | lotonodata226 | HRSG 2 U2 UPS PANEL, BR | no data | OPEN | CLOSED | no data | no data | no data | no data | no data | no data | no data
5421.0 | *ADMIN BLDG U1 UPS PNL, BR | lotonodata227 | ADMIN BLDG U1 UPS PNL, BR | no data | OPEN | CLOSED | no data | no data | no data | no data | no data | no data | no data
5443.0 | *ADMIN BLDG U2 UPS PNL, BR | lotonodata228 | ADMIN BLDG U2 UPS PNL, BR | no data | OPEN | CLOSED | no data | no data | no data | no data | no data | no data | no data
5551.0 | CRT drain | lotonodata229 | CONDENSATE RECEIVER TANK AREA | Valve | OPEN | CLOSED | no data | no data | no data | no data | no data | no data | no data
5574.0 | CCF AUX BLR Ammonia feed pmp CPL 480V VAC Brk 1 | lotonodata230 | 02-LVB-PPL-1215-Brker1 | Breaker | OPEN | CLOSED | no data | no data | no data | no data | no data | no data | no data
5634.0 | ELECTRIC FIRE PUMP LOCAL DISCONNECT SWITCH | lotonodata231 | FIRE PUMP ECLOSURE | SWITCH | OPEN | CLOSED | no data | no data | no data | no data | no data | no data | no data
5635.0 | JOCKEY FIRE PUMP LOCAL DISCONNECT SWITCH | lotonodata232 | FIRE PUMP ECLOSURE | SWITCH | OPEN | CLOSED | no data | no data | no data | no data | no data | no data | no data
5644.0 | ELECTRIC JOCKEY PUMP DISCONNECT SWITCH | lotonodata233 | FIRE PUMP ECLOSURE | Breaker | OPEN | CLOSED | no data | no data | no data | no data | no data | no data | no data
5771.0 | BUS2 VTS | lotonodata234 | MVB SWITHCGEAR 2, CUBICLE 12B | FUES | OPEN | CLOSED | no data | no data | no data | no data | no data | no data | no data
5819.0 | U2C LRVP Seal water make up SWS105 | lotonodata235 | U2 ACC AREA | Valve | CLOSED | OPEN | no data | no data | no data | no data | no data | no data | no data
5820.0 | 02-ARM-V-901A LRVP C Seal water manual valve | lotonodata236 | U2 ACC AREA | no data | CLOSED | OPEN | no data | no data | no data | no data | no data | no data | no data
5822.0 | 00-DWT-CPL-02B DWT Two Pass ROB Control Panel | lotonodata237 | 02-HRG-MCC121 13FJ | Breaker | OPEN | CLOSED | no data | no data | no data | no data | no data | no data | no data
5827.0 | ROB Flush Water ISO | lotonodata238 | WATER TREATMENT BLDG | Valve | CLOSED | OPEN | no data | no data | no data | no data | no data | no data | no data
5829.0 | VDWT600 ROB 2nd Pass Permeate Vent | lotonodata239 | WATER TREATMENT BLDG | Valve | OPEN | CLOSED | no data | no data | no data | no data | no data | no data | no data
5974.0 | 00-INJ-DWT802 Caustic Inj Isolation | lotonodata240 | WATER TREATMENT BLDG | no data | CLOSED | OPEN | no data | no data | no data | no data | no data | no data | no data
5975.0 | 01-VHHS994 U1 HP Sparging Drain Block | lotonodata241 | HP Sparging Steam | no data | OPEN | CLOSED | no data | no data | no data | no data | no data | no data | no data
5976.0 | 01-VHHS995 U1 HP Sparging Drain | lotonodata242 | HP Sparging Steam | no data | OPEN | CLOSED | no data | no data | no data | no data | no data | no data | no data
6225.0 | INA vent downstream Vina463 | lotonodata243 | AUX BOILER AREA | Valve | OPEN | CLOSED | no data | no data | no data | no data | no data | no data | no data
6226.0 | INA iso to flame scanner 1 | lotonodata244 | AUX BOILER AREA | Valve | CLOSED | OPEN | no data | no data | no data | no data | no data | no data | no data
6227.0 | INA iso to flame scanner 2 | lotonodata245 | AUX BOILER AREA | Valve | CLOSED | OPEN | no data | no data | no data | no data | no data | no data | no data
6292.0 | U2 LRVP east belly drains | lotonodata246 | U2 VACUUM PUMP AREA | Valve | OPEN | CLOSED | no data | no data | no data | no data | no data | no data | no data
6293.0 | U2 LRVP west belly drains | lotonodata247 | U2 VACUUM PUMP AREA | Valve | OPEN | CLOSED | no data | no data | no data | no data | no data | no data | no data
6305.0 | U2 LRVP east belly drains | lotonodata248 | U2 VACUUM PUMP AREA | Valve | OPEN | CLOSED | no data | no data | no data | no data | no data | no data | no data
6306.0 | U2 LRVP west belly drains | lotonodata249 | U2 VACUUM PUMP AREA | Valve | OPEN | CLOSED | no data | no data | no data | no data | no data | no data | no data
6316.0 | U2 LRVP "E" INA-YV-883 air supply valve | lotonodata250 | U2 VACUUM PUMP AREA | Valve | CLOSED | OPEN | no data | no data | no data | no data | no data | no data | no data
6317.0 | U2 LRVP "E" east belly drains | lotonodata251 | U2 VACUUM PUMP AREA | Valve | OPEN | CLOSED | no data | no data | no data | no data | no data | no data | no data
6318.0 | U2 LRVP "E" west belly drains | lotonodata252 | U2 VACUUM PUMP AREA | Valve | OPEN | CLOSED | no data | no data | no data | no data | no data | no data | no data
6328.0 | U2 LRVP"B" east belly drains | lotonodata253 | U2 VACUUM PUMP AREA | Valve | OPEN | CLOSED | no data | no data | no data | no data | no data | no data | no data
6329.0 | U2 LRVP "B" west belly drains | lotonodata254 | U2 VACUUM PUMP AREA | Valve | OPEN | CLOSED | no data | no data | no data | no data | no data | no data | no data
6340.0 | U2 LRVP "C" east belly drains | lotonodata255 | U2 VACUUM PUMP AREA | Valve | OPEN | CLOSED | no data | no data | no data | no data | no data | no data | no data
6341.0 | U2 LRVP "C" west belly drains | lotonodata256 | U2 VACUUM PUMP AREA | Valve | OPEN | CLOSED | no data | no data | no data | no data | no data | no data | no data
6365.0 | U2 LRVP "D" east belly drains | lotonodata257 | U2 VACUUM PUMP AREA | Valve | OPEN | CLOSED | no data | no data | no data | no data | no data | no data | no data
6366.0 | U2 LRVP "D" west belly drains | lotonodata258 | U2 VACUUM PUMP AREA | Valve | OPEN | CLOSED | no data | no data | no data | no data | no data | no data | no data
6379.0 | U1 LRVP east belly drains | lotonodata259 | U1 VACUUM PUMP AREA | Valve | OPEN | CLOSED | no data | no data | no data | no data | no data | no data | no data
6380.0 | U1 LRVP west belly drains | lotonodata260 | U1 VACUUM PUMP AREA | Valve | OPEN | CLOSED | no data | no data | no data | no data | no data | no data | no data
6393.0 | U1 LRVP"B" east belly drains | lotonodata261 | U1 VACUUM PUMP AREA | Valve | OPEN | CLOSED | no data | no data | no data | no data | no data | no data | no data
6394.0 | U1 LRVP "B" west belly drains | lotonodata262 | U1 VACUUM PUMP AREA | Valve | OPEN | CLOSED | no data | no data | no data | no data | no data | no data | no data
6405.0 | U1 LRVP "C" east belly drains | lotonodata263 | U1 VACUUM PUMP AREA | Valve | OPEN | CLOSED | no data | no data | no data | no data | no data | no data | no data
6406.0 | U1 LRVP "C" west belly drains | lotonodata264 | U1 VACUUM PUMP AREA | Valve | OPEN | CLOSED | no data | no data | no data | no data | no data | no data | no data
6417.0 | U1 LRVP "D" east belly drains | lotonodata265 | U1 VACUUM PUMP AREA | Valve | OPEN | CLOSED | no data | no data | no data | no data | no data | no data | no data
6418.0 | U1 LRVP "D" west belly drains | lotonodata266 | U1 VACUUM PUMP AREA | Valve | OPEN | CLOSED | no data | no data | no data | no data | no data | no data | no data
6429.0 | U1 LRVP"B" east belly drains | lotonodata267 | U1 VACUUM PUMP AREA | Valve | OPEN | CLOSED | no data | no data | no data | no data | no data | no data | no data
6430.0 | U1 LRVP "B" west belly drains | lotonodata268 | U1 VACUUM PUMP AREA | Valve | OPEN | CLOSED | no data | no data | no data | no data | no data | no data | no data
6440.0 | U1 LRVP "E" INA-YV-883 air supply valve | lotonodata269 | U1 VACUUM PUMP AREA | Valve | CLOSED | OPEN | no data | no data | no data | no data | no data | no data | no data
6441.0 | U1 LRVP "E" east belly drains | lotonodata270 | U1 VACUUM PUMP AREA | Valve | OPEN | CLOSED | no data | no data | no data | no data | no data | no data | no data
6442.0 | U1 LRVP "E" west belly drains | lotonodata271 | U1 VACUUM PUMP AREA | Valve | OPEN | CLOSED | no data | no data | no data | no data | no data | no data | no data
6451.0 | 01-HTT-HPL-1118 Brker 33/35 CB 17 | lotonodata272 | Outside of U1 HRSG MCC enclosure (NW corner of the enclosure) | Valve | OPEN | CLOSED | no data | no data | no data | no data | no data | no data | no data
6519.0 | FGC B IGV INA ISO | lotonodata273 | FUEL GAS COMPRESSOR AREA | no data | CLOSED | OPEN | no data | no data | no data | no data | no data | no data | no data
6552.0 | INA Low point drain VALVE Fire System U1 ST/Generator Coupling | lotonodata274 | U1 TURBINE BLDG | Valve | OPEN | CLOSED | no data | no data | no data | no data | no data | no data | no data
6557.0 | PURGE AIR TO U1 ECA "A" CMP SUCTION | lotonodata275 | U1 ECA COMPRESSOR | no data | CLOSED | CLOSED | no data | no data | no data | no data | no data | no data | no data
6558.0 | PURGE AIR TO U1 ECA "B" CMP SUCTION | lotonodata276 | U1 ECA "B" COMPRESSOR | no data | CLOSED | CLOSED | no data | no data | no data | no data | no data | no data | no data
6559.0 | PURGE AIR TO U1 ECA SYSTEM | lotonodata277 | U1 ECA CMP AREA | no data | CLOSED | OPEN | no data | no data | no data | no data | no data | no data | no data
6651.0 | PURGE AIR TO U1 ECA "A" CMP SUCTION | lotonodata278 | U1 ECA COMPRESSOR | no data | CLOSED | CLOSED | no data | no data | no data | no data | no data | no data | no data
6652.0 | PURGE AIR TO U1 ECA "B" CMP SUCTION | lotonodata279 | U1 ECA "B" COMPRESSOR | no data | CLOSED | CLOSED | no data | no data | no data | no data | no data | no data | no data
6653.0 | PURGE AIR TO U1 ECA SYSTEM | lotonodata280 | U1 ECA CMP AREA | no data | CLOSED | OPEN | no data | no data | no data | no data | no data | no data | no data
6692.0 |  | lotonodata281 |  | no data | OPEN | CLOSED | no data | no data | no data | no data | no data | no data | no data
6782.0 | INA Low point drain VALVE Fire System U2 ST/Generator Coupling | lotonodata282 | U2 TURBINE BLDG | Valve | OPEN | CLOSED | no data | no data | no data | no data | no data | no data | no data
6784.0 | 01-BST-CND-100 "A" South Inlet Iso | lotonodata283 | CONDENSATE RECEIVER TANK AREA | no data | CLOSED | OPEN | no data | no data | no data | no data | no data | no data | no data
6785.0 | 01-BST-CND-100 "A" South Outlet Iso | lotonodata284 | CONDENSATE RECEIVER TANK AREA | no data | CLOSED | OPEN | no data | no data | no data | no data | no data | no data | no data
6786.0 | A South Strainer Vent Iso VCND320 | lotonodata285 | CONDENSATE RECEIVER TANK AREA | no data | OPEN | CLOSED | no data | no data | no data | no data | no data | no data | no data
6787.0 | 01-BST-CND-100 "A" North Inlet Iso | lotonodata286 | CONDENSATE RECEIVER TANK AREA | no data | CLOSED | OPEN | no data | no data | no data | no data | no data | no data | no data
6788.0 | 01-BST-CND-100 "A" North Outlet Iso | lotonodata287 | CONDENSATE RECEIVER TANK AREA | no data | CLOSED | OPEN | no data | no data | no data | no data | no data | no data | no data
6789.0 | A North Strainer Vent Iso VCND320 | lotonodata288 | CONDENSATE RECEIVER TANK AREA | no data | CLOSED | OPEN | no data | no data | no data | no data | no data | no data | no data
6790.0 | A South Strainer Vent Iso VCND320 | lotonodata289 | CONDENSATE RECEIVER TANK AREA | no data | CLOSED | OPEN | no data | no data | no data | no data | no data | no data | no data
6792.0 | 01-BST-CND-100 North Inlet Iso | lotonodata290 | CONDENSATE RECEIVER TANK AREA | no data | CLOSED | OPEN | no data | no data | no data | no data | no data | no data | no data
6793.0 | 01-BST-CND-100 South Inlet Iso | lotonodata291 | CONDENSATE RECEIVER TANK AREA | no data | CLOSED | OPEN | no data | no data | no data | no data | no data | no data | no data
6794.0 | 01-BST-CND-100 North Outlet Iso | lotonodata292 | CONDENSATE RECEIVER TANK AREA | no data | CLOSED | OPEN | no data | no data | no data | no data | no data | no data | no data
6795.0 | 01-BST-CND-100 South Outlet Iso | lotonodata293 | CONDENSATE RECEIVER TANK AREA | no data | CLOSED | OPEN | no data | no data | no data | no data | no data | no data | no data
6796.0 | North Strainer Vent Iso VCND100 | lotonodata294 | CONDENSATE RECEIVER TANK AREA | no data | CLOSED | OPEN | no data | no data | no data | no data | no data | no data | no data
6797.0 | South Strainer Vent Iso VCND320 | lotonodata295 | CONDENSATE RECEIVER TANK AREA | no data | CLOSED | OPEN | no data | no data | no data | no data | no data | no data | no data

## mismatch
Unit | ID | Description | Location | Equipment | Extra Info | Type | System | P&ID | Normal Pos | Iso Pos | Fluid | Size | Rec ID
no data | 00-FCV-FGS800A | NITROGEN GENERATOR"A" OUTLET FLOW CONTROL VALVE | no data | NITROGEN GENERATOR | no data | no data | FGS | no data | THROTTLED | no data | no data | no data | no data
no data | 00-FCV-FGS-800B | NITROGEN GENERATOR"B" OUTLET FLOW CONTROL VALVE | no data | NITROGEN GENERATOR | no data | no data | FGS | no data | THROTTLED | no data | no data | no data | no data
no data | 00-VFGS001 | GLYCOL HEATER GAS FLOW METER INLET VALVE | no data | FUEL GAS DEW POINT HEATER/GLYCOL PUMP SKID | no data | no data | FGS | no data | OPEN | no data | no data | no data | no data
no data | 00-VFGS002 | GLYCOL HEATER GAS FLOW METER INLET DRAIN | no data | FUEL GAS DEW POINT HEATER/GLYCOL PUMP SKID | no data | no data | FGS | no data | CLOSED | no data | no data | no data | no data
no data | 00-VFGS007 | GLYCOL HEATER MAIN GAS HEADER DRAIN | no data | FUEL GAS DEW POINT HEATER/GLYCOL PUMP SKID | no data | no data | FGS | no data | CLOSED | no data | no data | no data | no data
no data | 00-VFGS009 | GLYCOL HEATER MAIN GAS HEADER DRAIN | no data | FUEL GAS DEW POINT HEATER/GLYCOL PUMP SKID | no data | no data | FGS | no data | CLOSED | no data | no data | no data | no data
no data | 00-VFGS016 | GLYCOL HEATER MAIN GAS HEADER DRAIN | no data | FUEL GAS DEW POINT HEATER/GLYCOL PUMP SKID | no data | no data | FGS | no data | CLOSED | no data | no data | no data | no data
no data | 00-VFGS018 | GLYCOH HEATER MAIN GAS ISOLATION BEFORE BURNER | no data | FUEL GAS DEW POINT HEATER/GLYCOL PUMP SKID | no data | no data | FGS | no data | OPEN | no data | no data | no data | no data
no data | 00-VFGS021 | GLYCOL HEATER GAS PILOT ISOLATION | no data | FUEL GAS DEW POINT HEATER/GLYCOL PUMP SKID | no data | no data | FGS | no data | OPEN | no data | no data | no data | no data
no data | 00-VFGS025 | GLYCOL HEATER PILOT HEADER DRAIN VALVE | no data | FUEL GAS DEW POINT HEATER/GLYCOL PUMP SKID | no data | no data | FGS | no data | CLOSED | no data | no data | no data | no data
no data | 00-VFGS027 | GLYCOL HEATER PILOT HEADER DRAIN VALVE | no data | FUEL GAS DEW POINT HEATER/GLYCOL PUMP SKID | no data | no data | FGS | no data | CLOSED | no data | no data | no data | no data
no data | 00-VFGS028 | GLYCOL HEATER PILOT GAS TO BURNER ISOLATION | no data | FUEL GAS DEW POINT HEATER/GLYCOL PUMP SKID | no data | no data | FGS | no data | OPEN | no data | no data | no data | no data
no data | 00-VFGS203F | FG compressor"B" gas inlet | no data | FUEL GAS COMPRESSOR "B" | no data | no data | FGS | no data | OPEN | no data | no data | no data | no data
no data | 00-VFGS245 | glycol supply to glycol heater | no data | FUEL GAS DEW POINT HEATER/GLYCOL PUMP SKID | no data | no data | FGS | no data | Open | no data | no data | no data | no data
no data | 00-VFGS245 | GLYCOL RECIRC PUMP OUTLET | no data | GLYCOL HEAT EXCHANGER SKID | no data | no data | FGS | no data | OPEN | no data | no data | no data | no data
no data | 00-VFGS265 | AUX BUILDING HEAT GAS SUPPLY ISOLATION | no data | FG SUPPLY TO DUCT BURNERS/BUILDING HEATERS | no data | no data | FGS | no data | OPEN | no data | no data | no data | no data
no data | 00-VFGS400A | GAS COMPRESSOR "A" SEAL GAS SUPPLY FILTER DP TRANSMITTER HIGH SIDE | no data | FUEL GAS COMPRESSOR "A" | no data | no data | FGS | no data | OPEN | no data | no data | no data | no data
no data | 00-VFGS400B | GAS COMPRESSOR "A" SEAL GAS SUPPLY FILTER DP TRANSMITTER LOW SIDE | no data | FUEL GAS COMPRESSOR "A" | no data | no data | FGS | no data | OPEN | no data | no data | no data | no data
no data | 00-VFGS401A | GAS COMPRESSOR"A" SEAL SUPPLY FLOW VALVE | no data | FUEL GAS COMPRESSOR "A" | no data | no data | FGS | no data | OPEN | no data | no data | no data | no data
no data | 00-VFGS401B | GAS COMPRESSOR"A" SEAL SUPPLY BLOCK VALVE | no data | FUEL GAS COMPRESSOR "A" | no data | no data | FGS | no data | OPEN | no data | no data | no data | no data
no data | 00-VFGS403A | GAS COMPRESSOR "A" SEAL VENT PRESSURE TRANSMITTER ISOLATION | no data | FUEL GAS COMPRESSOR "A" | no data | no data | FGS | no data | OPEN | no data | no data | no data | no data
no data | 00-VFGS404 | NITROGEN SUPPLY TO SEAL BLOCK VALVE | no data | FUEL GAS COMPRESSOR "A" | no data | no data | FGS | no data | Open | no data | no data | no data | no data
no data | 00-VFGS422 | GAS COMPRESSOR"A" CONTROL OIL TO VALVE 00-PSV-FGS-421 ISOLATION | no data | FUEL GAS COMPRESSOR "A" | no data | no data | FGS | no data | OPEN | no data | no data | no data | no data
no data | 00-VFGS423 | GAS COMPRESSOR"A" OIL RESERVOIR DRAIN | no data | FUEL GAS COMPRESSOR "A" | no data | no data | FGS | no data | CLOSED | no data | no data | no data | no data
no data | 00-VFGS424A | GAS COMPRESSOR"A" 227A OIL FILTER VENT VALVE | no data | FUEL GAS COMPRESSOR "A" | no data | no data | FGS | no data | CLOSED | no data | no data | no data | no data
no data | 00-VFGS424E | GAS COMPRESSOR"A" LUBE OIL FILTER PRESSURE EQUALIZATION VALVE | no data | FUEL GAS COMPRESSOR "A" | no data | no data | FGS | no data | CLOSED | no data | no data | no data | no data
no data | 00-VFGS424G | GAS COMPRESSOR"A" 227B OIL FILTER VENT VALVE | no data | FUEL GAS COMPRESSOR "A" | no data | no data | FGS | no data | CLOSED | no data | no data | no data | no data
no data | 00-VFGS442B | GAS COMPRESSOR"A" S/U PURGE OUTLET BLOCK VALVE | no data | FUEL GAS COMPRESSOR "A" | no data | no data | FGS | no data | OPEN | no data | no data | no data | no data
no data | 00-VFGS445A | GAS COMPRESSOR "A" COMPRESSOR INLET PRESSURE TRANSMITER | no data | FUEL GAS COMPRESSOR "A" | no data | no data | FGS | no data | OPEN | no data | no data | no data | no data
no data | 00-VFGS446 | GAS COMPRESSOR"A" INLET HEADER DRAIN | no data | FUEL GAS COMPRESSOR "A" | no data | no data | FGS | no data | CLOSED | no data | no data | no data | no data
no data | 00-VFGS448 | GAS COMPRESSOR"A" GAS SUPPLY TO SEAL FILTER | no data | FUEL GAS COMPRESSOR "A" | no data | no data | FGS | no data | OPEN | no data | no data | no data | no data
no data | 00-VFGS449A | GAS COMPRESSOR "A" COMPRESSOR DISCHARGE PRESSURE TRANSMITER | no data | FUEL GAS COMPRESSOR "A" | no data | no data | FGS | no data | OPEN | no data | no data | no data | no data
no data | 00-VFGS450A | GAS COMPRESSOR "A" FLOW METER HIGH SIDE ISOLATION | no data | FUEL GAS COMPRESSOR "A" | no data | no data | FGS | no data | OPEN | no data | no data | no data | no data
no data | 00-VFGS450B | GAS COMPRESSOR "A" FLOW METER LOW SIDE ISOLATION | no data | FUEL GAS COMPRESSOR "A" | no data | no data | FGS | no data | OPEN | no data | no data | no data | no data
no data | 00-VFGS452 | GAS COMPRESSOR"A" DISCHARGE CONTROL VALVE BLEED | no data | FUEL GAS COMPRESSOR "A" | no data | no data | FGS | no data | CLOSED | no data | no data | no data | no data
no data | 00-VFGS476 | GAS COMPRESSOR"A" INLET BLOCK VALVE | no data | FUEL GAS COMPRESSOR "A" | no data | no data | FGS | no data | OPEN | no data | no data | no data | no data
no data | 00-VFGS479 | GAS COMPRESSOR"A" OUTLET BLOCK VALVE | no data | FUEL GAS COMPRESSOR "A" | no data | no data | FGS | no data | OPEN | no data | no data | no data | no data
no data | 00-VFGS703 | FILTER/SEPERATOR NITROGEN PURGE/VENT | no data | FUEL GAS FILTER/SEPERATOR | no data | no data | FGS | no data | CLOSED | no data | no data | no data | no data
no data | 00-VFGS704 | FILTER SEPERATOR DP TRANSMITTER HIGH SIDE | no data | FUEL GAS FILTER/SEPERATOR | no data | no data | FGS | no data | OPEN | no data | no data | no data | no data
no data | 00-VFGS704D | FILTER SEPERATOR COLUM DRAIN | no data | FUEL GAS FILTER/SEPERATOR | no data | no data | FGS | no data | CLOSED | no data | no data | no data | no data
no data | 00-VFGS705 | FILTER/SEPERATOR NITROGEN PURGE/VENT | no data | FUEL GAS FILTER/SEPERATOR | no data | no data | FGS | no data | CLOSED | no data | no data | no data | no data
no data | 00-VFGS706 | FILTER SEPERATOR DP TRANSMITTER LOW SIDE | no data | FUEL GAS FILTER/SEPERATOR | no data | no data | FGS | no data | OPEN | no data | no data | no data | no data
no data | 00-VFGS707 | FILTER/SEPERATOR LEVEL COLUM SUPPLY LOWER | no data | FUEL GAS FILTER/SEPERATOR | no data | no data | FGS | no data | OPEN | no data | no data | no data | no data
no data | 00-VFGS708 | FILTER/SEPERATOR LEVEL COLUM SUPPLY UPPER | no data | FUEL GAS FILTER/SEPERATOR | no data | no data | FGS | no data | OPEN | no data | no data | no data | no data
no data | 00-VFGS708D | FILTER/SEPERATOR LEVEL GAGE DRAIN | no data | FUEL GAS FILTER/SEPERATOR | no data | no data | FGS | no data | CLOSED | no data | no data | no data | no data
no data | 00-VFGS708V | FILTER/SEPERATOR LEVEL GAGE VENT | no data | FUEL GAS FILTER/SEPERATOR | no data | no data | FGS | no data | CLOSED | no data | no data | no data | no data
no data | 00-VFGS709 | FILTER SEPERATOR LEVEL SWITCH ISOLATION LOWER | no data | FUEL GAS FILTER/SEPERATOR | no data | no data | FGS | no data | OPEN | no data | no data | no data | no data
no data | 00-VFGS710 | FILTER SEPERATOR LEVEL SWITCH ISOLATION UPPER | no data | FUEL GAS FILTER/SEPERATOR | no data | no data | FGS | no data | OPEN | no data | no data | no data | no data
no data | 00-VFGS711 | FILTER/SEPERATOR LEVEL GAGE SUPPLY LOWER | no data | FUEL GAS FILTER/SEPERATOR | no data | no data | FGS | no data | OPEN | no data | no data | no data | no data
no data | 00-VFGS712 | FILTER/SEPERATOR LEVEL GAGE SUPPLY UPPER | no data | FUEL GAS FILTER/SEPERATOR | no data | no data | FGS | no data | OPEN | no data | no data | no data | no data
no data | 00-VFGS713 | FILTER/SEPERATOR LEVEL GAGE SUPPLY LOWER | no data | FUEL GAS FILTER/SEPERATOR | no data | no data | FGS | no data | OPEN | no data | no data | no data | no data
no data | 00-VFGS714 | FILTER/SEPERATOR LEVEL GAGE SUPPLY UPPER | no data | FUEL GAS FILTER/SEPERATOR | no data | no data | FGS | no data | OPEN | no data | no data | no data | no data
no data | 00-VFGS714D | FILTER SEPERATOR COLUM DRAIN | no data | FUEL GAS FILTER/SEPERATOR | no data | no data | FGS | no data | CLOSED | no data | no data | no data | no data
no data | 00-VFGS715 | FILTER SEPERATOR LEVEL SWITCH ISOLATION LOWER | no data | FUEL GAS FILTER/SEPERATOR | no data | no data | FGS | no data | OPEN | no data | no data | no data | no data
no data | 00-VFGS716 | FILTER SEPERATOR LEVEL SWITCH ISOLATION UPPER | no data | FUEL GAS FILTER/SEPERATOR | no data | no data | FGS | no data | OPEN | no data | no data | no data | no data
no data | 00-VFGS717 | FILTER/SEPERATOR LEVEL COLUM SUPPLY LOWER | no data | FUEL GAS FILTER/SEPERATOR | no data | no data | FGS | no data | OPEN | no data | no data | no data | no data
no data | 00-VFGS718 | FILTER/SEPERATOR LEVEL COLUM SUPPLY UPPER | no data | FUEL GAS FILTER/SEPERATOR | no data | no data | FGS | no data | OPEN | no data | no data | no data | no data
no data | 00-VFGS718D | FILTER/SEPERATOR LEVEL GAGE DRAIN | no data | FUEL GAS FILTER/SEPERATOR | no data | no data | FGS | no data | CLOSED | no data | no data | no data | no data
no data | 00-VFGS718V | FILTER/SEPERATOR LEVEL GAGE VENT | no data | FUEL GAS FILTER/SEPERATOR | no data | no data | FGS | no data | CLOSED | no data | no data | no data | no data
no data | 00-VFGS719 | FILTER/SEPERATOR LEVEL CONTROL VALVE INLET | no data | FUEL GAS FILTER/SEPERATOR | no data | no data | FGS | no data | OPEN | no data | no data | no data | no data
no data | 00-VFGS720 | FILTER/SEPERATOR LEVEL CONTROL VALVE OUTLET | no data | FUEL GAS FILTER/SEPERATOR | no data | no data | FGS | no data | OPEN | no data | no data | no data | no data
no data | 00-VFGS722 | FILTER/SEPERATOR LEVEL CONTROL BYPASS | no data | FUEL GAS FILTER/SEPERATOR | no data | no data | FGS | no data | CLOSED | no data | no data | no data | no data
no data | 00-VFGS723 | FILTER/SEPERATOR LEVEL CONTROL VALVE INLET | no data | FUEL GAS FILTER/SEPERATOR | no data | no data | FGS | no data | OPEN | no data | no data | no data | no data
no data | 00-VFGS724 | FILTER/SEPERATOR LEVEL CONTROL VALVE OUTLET | no data | FUEL GAS FILTER/SEPERATOR | no data | no data | FGS | no data | OPEN | no data | no data | no data | no data
no data | 00-VFGS726 | FILTER/SEPERATOR LEVEL CONTROL BYPASS | no data | FUEL GAS FILTER/SEPERATOR | no data | no data | FGS | no data | CLOSED | no data | no data | no data | no data
no data | 00-VFGS727 | FILTER SEPERATOR DRAIN TANK LEVEL IND. TRANSMITTER LOWER | no data | FUEL GAS FILTER/SEPERATOR | no data | no data | FGS | no data | OPEN | no data | no data | no data | no data
no data | 00-VFGS728 | FILTER SEPERATOR DRAIN TANK LEVEL IND. TRANSMITTER UPPER | no data | FUEL GAS FILTER/SEPERATOR | no data | no data | FGS | no data | OPEN | no data | no data | no data | no data
no data | 00-VFGS729 | FILTER SEPERATOR DRAIN TANK LEVEL GAUGE DRAIN | no data | FUEL GAS FILTER/SEPERATOR | no data | no data | FGS | no data | CLOSED | no data | no data | no data | no data
no data | 00-VFGS730 | FILTER SEPERATOR DRAIN TANK LEVEL GAUGE VENT | no data | FUEL GAS FILTER/SEPERATOR | no data | no data | FGS | no data | CLOSED | no data | no data | no data | no data
no data | 00-VFGS731 | FILTER SEPERATOR DRAIN TANK DRAIN VALVE | no data | FUEL GAS FILTER/SEPERATOR | no data | no data | FGS | no data | CLOSED | no data | no data | no data | no data
no data | 00-VFGS732 | FILTER SEPERATOR DRAIN TANK LEVEL SWITH LOWER ISO. | no data | FUEL GAS FILTER/SEPERATOR | no data | no data | FGS | no data | OPEN | no data | no data | no data | no data
no data | 00-VFGS733 | 12" FLOW METER STATION INLET | no data | FLOW METERING STATION (03) | no data | no data | FGS | no data | OPEN | no data | no data | no data | no data
no data | 00-VFGS733D | 12" FLOW METER STATION INLET VALVE DRAIN | no data | FLOW METERING STATION (03) | no data | no data | FGS | no data | CLOSED | no data | no data | no data | no data
no data | 00-VFGS734 | 6" FLOW METER INLET | no data | FLOW METERING STATION (03) | no data | no data | FGS | no data | OPEN | no data | no data | no data | no data
no data | 00-VFGS734D | 6" FLOW METER INLET VALVE DRAIN | no data | FLOW METERING STATION (03) | no data | no data | FGS | no data | CLOSED | no data | no data | no data | no data
no data | 00-VFGS735 | FILTER SEPERATOR DRAIN TANK LEVEL SWITH UPPER ISO. | no data | FUEL GAS FILTER/SEPERATOR | no data | no data | FGS | no data | OPEN | no data | no data | no data | no data
no data | 00-VFGS736 | FILTER SEPERATOR DRAIN TANK LEVEL TRASMITTER DRAIN | no data | FUEL GAS FILTER/SEPERATOR | no data | no data | FGS | no data | CLOSED | no data | no data | no data | no data
no data | 00-VFGS736 | FILTER SEPERATOR DRAIN TANK LEVEL SWITH DRAIN ISO. | no data | FUEL GAS FILTER/SEPERATOR | no data | no data | FGS | no data | CLOSED | no data | no data | no data | no data
no data | 00-VFGS737 | 12" FLOW METER NITROGEN PURGE/VENT | no data | FLOW METERING STATION (03) | no data | no data | FGS | no data | CLOSED | no data | no data | no data | no data
no data | 00-VFGS739 | 12" PRESSURE TRANSMITTER ISOLATION | no data | FLOW METERING STATION (03) | no data | no data | FGS | no data | OPEN | no data | no data | no data | no data
no data | 00-VFGS740 | 6" PRESSURE TRANSMITTER ISOLATION | no data | FLOW METERING STATION (03) | no data | no data | FGS | no data | OPEN | no data | no data | no data | no data
no data | 00-VFGS741 | 12" PRESSURE TRANSMITTER ISOLATION | no data | FLOW METERING STATION (03) | no data | no data | FGS | no data | OPEN | no data | no data | no data | no data
no data | 00-VFGS742 | 6" PRESSURE TRANSMITTER ISOLATION | no data | FLOW METERING STATION (03) | no data | no data | FGS | no data | OPEN | no data | no data | no data | no data
no data | 00-VFGS743 | 12" FLOW METER NITROGEN PURGE/VENT | no data | FLOW METERING STATION (03) | no data | no data | FGS | no data | CLOSED | no data | no data | no data | no data
no data | 00-VFGS744 | 6" FLOW METER NITROGEN PURGE/VENT | no data | FLOW METERING STATION (03) | no data | no data | FGS | no data | CLOSED | no data | no data | no data | no data
no data | 00-VFGS745 | 12" YV-745 DRAIN VALVE | no data | FLOW METERING STATION (03) | no data | no data | FGS | no data | CLOSED | no data | no data | no data | no data
no data | 00-VFGS746 | 6" YV-746 DRAIN VALVE | no data | FLOW METERING STATION (03) | no data | no data | FGS | no data | CLOSED | no data | no data | no data | no data
no data | 00-VFGS747 | 12" FLOW METER NITROGEN PURGE/VENT | no data | FLOW METERING STATION (03) | no data | no data | FGS | no data | CLOSED | no data | no data | no data | no data
no data | 00-VFGS748 | 6" FLOW METER NITROGEN PURGE/VENT | no data | FLOW METERING STATION (03) | no data | no data | FGS | no data | CLOSED | no data | no data | no data | no data
no data | 00-VFGS753 | PRESS TRANSMITTER ISOLATION #1 HEAT EXCHANGER INLET | no data | GLYCOL HEAT EXCHANGER SKID | no data | no data | FGS | no data | OPEN | no data | no data | no data | no data
no data | 00-VFGS755 | GLYCOL HEAT EXCHANGER NITROGEN PURGE/VENT (GAS SIDE) | no data | GLYCOL HEAT EXCHANGER SKID | no data | no data | FGS | no data | CLOSED | no data | no data | no data | no data
no data | 00-VFGS758 | GLYCOL HEAT EXCHANGER NITROGEN PURGE/VENT (GAS SIDE) | no data | GLYCOL HEAT EXCHANGER SKID | no data | no data | FGS | no data | CLOSED | no data | no data | no data | no data
no data | 00-VFGS759 | PRESS TRANSMITTER ISOLATION #1 HEAT EXCHANGER INLET | no data | GLYCOL HEAT EXCHANGER SKID | no data | no data | FGS | no data | OPEN | no data | no data | no data | no data
no data | 00-VFGS772 | 16" PRI. REGULATING STATION INLET | no data | HP REGULATING STATION (08) | no data | no data | FGS | no data | Open | no data | no data | no data | no data
no data | 00-VFGS772D | 16" PRI. REGULATING STATION INLET DRAIN | no data | HP REGULATING STATION (08) | no data | no data | FGS | no data | CLOSED | no data | no data | no data | no data
no data | 00-VFGS773 | 16" PRI. REGULATING STATION OULET | no data | HP REGULATING STATION (08) | no data | no data | FGS | no data | OPEN | no data | no data | no data | no data
no data | 00-VFGS773D | 16" PRI. REGULATING STATION OULET DRAIN | no data | HP REGULATING STATION (08) | no data | no data | FGS | no data | CLOSED | no data | no data | no data | no data
no data | 00-VFGS774 | 16" SEC. REGULATING STATION INLET | no data | HP REGULATING STATION (08) | no data | no data | FGS | no data | Open | no data | no data | no data | no data
no data | 00-VFGS774D | 16" SEC. REGULATING STATION INLET DRAIN | no data | HP REGULATING STATION (08) | no data | no data | FGS | no data | CLOSED | no data | no data | no data | no data
no data | 00-VFGS775 | 16" SEC. REGULATING STATION OUTLET | no data | HP REGULATING STATION (08) | no data | no data | FGS | no data | Open | no data | no data | no data | no data
no data | 00-VFGS775D | 16" SEC. REGULATING STATION OUTLET DRAIN | no data | HP REGULATING STATION (08) | no data | no data | FGS | no data | CLOSED | no data | no data | no data | no data
no data | 00-VFGS776 | 8" LOW FLOW REGULATING STATION INLET | no data | HP REGULATING STATION (08) | no data | no data | FGS | no data | Open | no data | no data | no data | no data
no data | 00-VFGS776D | 8" LOW FLOW REGULATING STATION INLET DRAIN | no data | HP REGULATING STATION (08) | no data | no data | FGS | no data | CLOSED | no data | no data | no data | no data
no data | 00-VFGS777 | 8" LOW FLOW REGULATING STATION INLET | no data | HP REGULATING STATION (08) | no data | no data | FGS | no data | Open | no data | no data | no data | no data
no data | 00-VFGS777D | 8" LOW FLOW REGULATING STATION INLET DRAIN | no data | HP REGULATING STATION (08) | no data | no data | FGS | no data | CLOSED | no data | no data | no data | no data
no data | 00-VFGS778 | COMMON REG STATION OULET PRESS TRANSMITTER ISO. VALVE | no data | HP REGULATING STATION (08) | no data | no data | FGS | no data | OPEN | no data | no data | no data | no data
no data | 00-VFGS779 | COMMON REG STATION OULET PRESS TRANSMITTER ISO. VALVE | no data | HP REGULATING STATION (08) | no data | no data | FGS | no data | OPEN | no data | no data | no data | no data
no data | 00-VFGS780 | PRI. REG. STATION NITROGEN PURGE/DRAIN | no data | HP REGULATING STATION (08) | no data | no data | FGS | no data | Closed | no data | no data | no data | no data
no data | 00-VFGS781 | SEC. REG. STATION NITROGEN PURGE/DRAIN | no data | HP REGULATING STATION (08) | no data | no data | FGS | no data | CLOSED | no data | no data | no data | no data
no data | 00-VFGS782 | 6" OUTLET TO ELECTRIC HEATER NITROGEN PURGE/VENT | no data | HP REGULATING STATION (08) | no data | no data | FGS | no data | CLOSED | no data | no data | no data | no data
no data | 00-VFGS782 | LOW FLOW NITROGEN PURGE/DRAIN | no data | HP REGULATING STATION (08) | no data | no data | FGS | no data | CLOSED | no data | no data | no data | no data
no data | 00-VFGS783 | 6" OUTLET TO ELECTRIC HEATER | no data | HP REGULATING STATION (08) | no data | no data | FGS | no data | OPEN | no data | no data | no data | no data
no data | 00-VFGS783 | 6" OUTLET TO ELECTRIC HEATER | no data | HP REGULATING STATION (08) | no data | no data | FGS | no data | OPEN | no data | no data | no data | no data
no data | 00-VFGS785D | YV-785 DRAIN VALVE | no data | HP REGULATING STATION (08) | no data | no data | FGS | no data | CLOSED | no data | no data | no data | no data
no data | 00-VFGS787 | YV-787 DRAIN VALVE | no data | HP REGULATING STATION (08) | no data | no data | FGS | no data | CLOSED | no data | no data | no data | no data
no data | 00-VFGS788 | PRI. REG. STATION INNERSTAGE NITROGEN PURGE/VENT | no data | HP REGULATING STATION (08) | no data | no data | FGS | no data | CLOSED | no data | no data | no data | no data
no data | 00-VFGS788D | YV-788 DRAIN VALVE | no data | HP REGULATING STATION (08) | no data | no data | FGS | no data | CLOSED | no data | no data | no data | no data
no data | 00-VFGS789 | SEC. REG. STATION INNERSTAGE NITROGEN PURGE/VENT | no data | HP REGULATING STATION (08) | no data | no data | FGS | no data | CLOSED | no data | no data | no data | no data
no data | 00-VFGS790 | LOW FLOW REG. STATION INNERSTAGE NITROGEN PURGE/VENT | no data | HP REGULATING STATION (08) | no data | no data | FGS | no data | CLOSED | no data | no data | no data | no data
no data | 00-VFGS791 | PRI. REG. STATION OUTLET NITROGEN PURGE/VENT | no data | HP REGULATING STATION (08) | no data | no data | FGS | no data | CLOSED | no data | no data | no data | no data
no data | 00-VFGS792 | SEC. REG. STATION OUTLET NITROGEN PURGE/VENT | no data | HP REGULATING STATION (08) | no data | no data | FGS | no data | CLOSED | no data | no data | no data | no data
no data | 00-VFGS793 | LOW FLOW REG. STATION OUTLET NITROGEN PURGE/VENT | no data | HP REGULATING STATION (08) | no data | no data | FGS | no data | CLOSED | no data | no data | no data | no data
no data | 00-VFGS794 | REDUCED GAS HEADER NITROGEN PURGE/DRAIN | no data | HP REGULATING STATION (08) | no data | no data | FGS | no data | Closed | no data | no data | no data | no data
no data | 00-VFGS800A | NITROGEN GENERATOR"A" INLET | no data | NITROGEN GENERATOR | no data | no data | FGS | no data | OPEN | no data | no data | no data | no data
no data | 00-VFGS800B | NITROGEN GENERATOR"B" INLET | no data | NITROGEN GENERATOR | no data | no data | FGS | no data | OPEN | no data | no data | no data | no data
no data | 00-VFGS801A | NITROGEN GENERATOR"A" OUTLET BLOCK VALVE | no data | NITROGEN GENERATOR | no data | no data | FGS | no data | OPEN | no data | no data | no data | no data
no data | 00-VFGS801B | NITROGEN GENERATOR"B" OUTLET BLOCK VALVE | no data | NITROGEN GENERATOR | no data | no data | FGS | no data | OPEN | no data | no data | no data | no data
no data | 00-VFGS803 | FILTER/SEPERATOR NITROGEN PURGE/VENT | no data | FUEL GAS FILTER/SEPERATOR | no data | no data | FGS | no data | CLOSED | no data | no data | no data | no data
no data | 00-VFGS804 | FILTER SEPERATOR DP TRANSMITTER HIGH SIDE | no data | FUEL GAS FILTER/SEPERATOR | no data | no data | FGS | no data | OPEN | no data | no data | no data | no data
no data | 00-VFGS804D | FILTER SEPERATOR COLUM DRAIN | no data | FUEL GAS FILTER/SEPERATOR | no data | no data | FGS | no data | CLOSED | no data | no data | no data | no data
no data | 00-VFGS805 | FILTER/SEPERATOR NITROGEN PURGE/VENT | no data | FUEL GAS FILTER/SEPERATOR | no data | no data | FGS | no data | CLOSED | no data | no data | no data | no data
no data | 00-VFGS806 | FILTER SEPERATOR DP TRANSMITTER LOW SIDE | no data | FUEL GAS FILTER/SEPERATOR | no data | no data | FGS | no data | OPEN | no data | no data | no data | no data
no data | 00-VFGS807 | FILTER/SEPERATOR LEVEL COLUM SUPPLY LOWER | no data | FUEL GAS FILTER/SEPERATOR | no data | no data | FGS | no data | OPEN | no data | no data | no data | no data
no data | 00-VFGS808 | FILTER/SEPERATOR LEVEL COLUM SUPPLY UPPER | no data | FUEL GAS FILTER/SEPERATOR | no data | no data | FGS | no data | OPEN | no data | no data | no data | no data
no data | 00-VFGS808D | FILTER/SEPERATOR LEVEL GAGE DRAIN | no data | FUEL GAS FILTER/SEPERATOR | no data | no data | FGS | no data | CLOSED | no data | no data | no data | no data
no data | 00-VFGS808V | FILTER/SEPERATOR LEVEL GAGE VENT | no data | FUEL GAS FILTER/SEPERATOR | no data | no data | FGS | no data | CLOSED | no data | no data | no data | no data
no data | 00-VFGS809 | FILTER SEPERATOR LEVEL SWITCH ISOLATION LOWER | no data | FUEL GAS FILTER/SEPERATOR | no data | no data | FGS | no data | OPEN | no data | no data | no data | no data
no data | 00-VFGS810 | FILTER SEPERATOR LEVEL SWITCH ISOLATION UPPER | no data | FUEL GAS FILTER/SEPERATOR | no data | no data | FGS | no data | OPEN | no data | no data | no data | no data
no data | 00-VFGS811 | FILTER/SEPERATOR LEVEL GAGE SUPPLY LOWER | no data | FUEL GAS FILTER/SEPERATOR | no data | no data | FGS | no data | OPEN | no data | no data | no data | no data
no data | 00-VFGS812 | FILTER/SEPERATOR LEVEL GAGE SUPPLY UPPER | no data | FUEL GAS FILTER/SEPERATOR | no data | no data | FGS | no data | OPEN | no data | no data | no data | no data
no data | 00-VFGS813 | FILTER/SEPERATOR LEVEL GAGE SUPPLY LOWER | no data | FUEL GAS FILTER/SEPERATOR | no data | no data | FGS | no data | OPEN | no data | no data | no data | no data
no data | 00-VFGS814 | FILTER/SEPERATOR LEVEL GAGE SUPPLY UPPER | no data | FUEL GAS FILTER/SEPERATOR | no data | no data | FGS | no data | OPEN | no data | no data | no data | no data
no data | 00-VFGS814D | FILTER SEPERATOR COLUM DRAIN | no data | FUEL GAS FILTER/SEPERATOR | no data | no data | FGS | no data | CLOSED | no data | no data | no data | no data
no data | 00-VFGS815 | FILTER SEPERATOR LEVEL SWITCH ISOLATION LOWER | no data | FUEL GAS FILTER/SEPERATOR | no data | no data | FGS | no data | OPEN | no data | no data | no data | no data
no data | 00-VFGS816 | FILTER SEPERATOR LEVEL SWITCH ISOLATION UPPER | no data | FUEL GAS FILTER/SEPERATOR | no data | no data | FGS | no data | OPEN | no data | no data | no data | no data
no data | 00-VFGS817 | FILTER/SEPERATOR LEVEL COLUM SUPPLY LOWER | no data | FUEL GAS FILTER/SEPERATOR | no data | no data | FGS | no data | OPEN | no data | no data | no data | no data
no data | 00-VFGS818 | FILTER/SEPERATOR LEVEL COLUM SUPPLY UPPER | no data | FUEL GAS FILTER/SEPERATOR | no data | no data | FGS | no data | OPEN | no data | no data | no data | no data
no data | 00-VFGS818D | FILTER/SEPERATOR LEVEL GAGE DRAIN | no data | FUEL GAS FILTER/SEPERATOR | no data | no data | FGS | no data | CLOSED | no data | no data | no data | no data
no data | 00-VFGS818V | FILTER/SEPERATOR LEVEL GAGE VENT | no data | FUEL GAS FILTER/SEPERATOR | no data | no data | FGS | no data | CLOSED | no data | no data | no data | no data
no data | 00-VFGS819 | FILTER/SEPERATOR LEVEL CONTROL VALVE INLET | no data | FUEL GAS FILTER/SEPERATOR | no data | no data | FGS | no data | OPEN | no data | no data | no data | no data
no data | 00-VFGS820 | FILTER/SEPERATOR LEVEL CONTROL VALVE OUTLET | no data | FUEL GAS FILTER/SEPERATOR | no data | no data | FGS | no data | OPEN | no data | no data | no data | no data
no data | 00-VFGS822 | FILTER/SEPERATOR LEVEL CONTROL BYPASS | no data | FUEL GAS FILTER/SEPERATOR | no data | no data | FGS | no data | CLOSED | no data | no data | no data | no data
no data | 00-VFGS823 | FILTER/SEPERATOR LEVEL CONTROL VALVE INLET | no data | FUEL GAS FILTER/SEPERATOR | no data | no data | FGS | no data | OPEN | no data | no data | no data | no data
no data | 00-VFGS824 | FILTER/SEPERATOR LEVEL CONTROL VALVE OUTLET | no data | FUEL GAS FILTER/SEPERATOR | no data | no data | FGS | no data | OPEN | no data | no data | no data | no data
no data | 00-VFGS826 | FILTER/SEPERATOR LEVEL CONTROL BYPASS | no data | FUEL GAS FILTER/SEPERATOR | no data | no data | FGS | no data | CLOSED | no data | no data | no data | no data
no data | 00-VFGS833 | 12" FLOW METER STATION INLET | no data | FLOW METERING STATION (04) | no data | no data | FGS | no data | OPEN | no data | no data | no data | no data
no data | 00-VFGS833D | 12" FLOW METER STATION INLET VALVE DRAIN | no data | FLOW METERING STATION (04) | no data | no data | FGS | no data | CLOSED | no data | no data | no data | no data
no data | 00-VFGS834 | 6" FLOW METER INLET | no data | FLOW METERING STATION (04) | no data | no data | FGS | no data | OPEN | no data | no data | no data | no data
no data | 00-VFGS834D | 6" FLOW METER INLET VALVE DRAIN | no data | FLOW METERING STATION (04) | no data | no data | FGS | no data | CLOSED | no data | no data | no data | no data
no data | 00-VFGS837 | 12" FLOW METER NITROGEN PURGE/VENT | no data | FLOW METERING STATION (04) | no data | no data | FGS | no data | CLOSED | no data | no data | no data | no data
no data | 00-VFGS839 | 12" PRESSURE TRANSMITTER ISOLATION | no data | FLOW METERING STATION (04) | no data | no data | FGS | no data | OPEN | no data | no data | no data | no data
no data | 00-VFGS840 | 6" PRESSURE TRANSMITTER ISOLATION | no data | FLOW METERING STATION (04) | no data | no data | FGS | no data | OPEN | no data | no data | no data | no data
no data | 00-VFGS841 | 12" PRESSURE TRANSMITTER ISOLATION | no data | FLOW METERING STATION (04) | no data | no data | FGS | no data | P[EN | no data | no data | no data | no data
no data | 00-VFGS842 | 6" PRESSURE TRANSMITTER ISOLATION | no data | FLOW METERING STATION (04) | no data | no data | FGS | no data | OPEN | no data | no data | no data | no data
no data | 00-VFGS843 | 12" FLOW METER NITROGEN PURGE/VENT | no data | FLOW METERING STATION (04) | no data | no data | FGS | no data | CLOSED | no data | no data | no data | no data
no data | 00-VFGS844 | 6" FLOW METER NITROGEN PURGE/VENT | no data | FLOW METERING STATION (04) | no data | no data | FGS | no data | CLOSED | no data | no data | no data | no data
no data | 00-VFGS845 | 12" YV-845 DRAIN VALVE | no data | FLOW METERING STATION (04) | no data | no data | FGS | no data | CLOSED | no data | no data | no data | no data
no data | 00-VFGS846 | 6" YV-846 DRAIN VALVE | no data | FLOW METERING STATION (04) | no data | no data | FGS | no data | CLOSED | no data | no data | no data | no data
no data | 00-VFGS847 | 12" FLOW METER NITROGEN PURGE/VENT | no data | FLOW METERING STATION (04) | no data | no data | FGS | no data | CLOSED | no data | no data | no data | no data
no data | 00-VFGS848 | 6" FLOW METER NITROGEN PURGE/VENT | no data | FLOW METERING STATION (04) | no data | no data | FGS | no data | CLOSED | no data | no data | no data | no data
no data | 00-VFGS853 | PRESS TRANSMITTER ISOLATION #2 HEAT EXCHANGER INLET | no data | GLYCOL HEAT EXCHANGER SKID | no data | no data | FGS | no data | OPEN | no data | no data | no data | no data
no data | 00-VFGS855 | GLYCOL HEAT EXCHANGER NITROGEN PURGE/VENT (GAS SIDE) | no data | GLYCOL HEAT EXCHANGER SKID | no data | no data | FGS | no data | CLOSED | no data | no data | no data | no data
no data | 00-VFGS858 | GLYCOL HEAT EXCHANGER NITROGEN PURGE/VENT (GAS SIDE) | no data | GLYCOL HEAT EXCHANGER SKID | no data | no data | FGS | no data | CLOSED | no data | no data | no data | no data
no data | 00-VFGS859 | PRESS TRANSMITTER ISOLATION #2 HEAT EXCHANGER INLET | no data | GLYCOL HEAT EXCHANGER SKID | no data | no data | FGS | no data | OPEN | no data | no data | no data | no data
no data | 00-VFGS872 | 16" PRI. REGULATING STATION INLET | no data | HP REGULATING STATION (09) | no data | no data | FGS | no data | Open | no data | no data | no data | no data
no data | 00-VFGS872D | 16" PRI. REGULATING STATION INLET DRAIN | no data | HP REGULATING STATION (09) | no data | no data | FGS | no data | CLOSED | no data | no data | no data | no data
no data | 00-VFGS873 | 16" PRI. REGULATING STATION OULET | no data | HP REGULATING STATION (09) | no data | no data | FGS | no data | OPEN | no data | no data | no data | no data
no data | 00-VFGS873D | 16" PRI. REGULATING STATION OULET DRAIN | no data | HP REGULATING STATION (09) | no data | no data | FGS | no data | no data | no data | no data | no data | no data
no data | 00-VFGS874 | 16" SEC. REGULATING STATION INLET | no data | HP REGULATING STATION (09) | no data | no data | FGS | no data | OPEN | no data | no data | no data | no data
no data | 00-VFGS874D | 16" SEC. REGULATING STATION INLET DRAIN | no data | HP REGULATING STATION (09) | no data | no data | FGS | no data | CLOSED | no data | no data | no data | no data
no data | 00-VFGS875 | 16" SEC. REGULATING STATION OUTLET | no data | HP REGULATING STATION (09) | no data | no data | FGS | no data | OPEN | no data | no data | no data | no data
no data | 00-VFGS875D | 16" SEC. REGULATING STATION OUTLET DRAIN | no data | HP REGULATING STATION (09) | no data | no data | FGS | no data | CLOSED | no data | no data | no data | no data
no data | 00-VFGS876 | 8" LOW FLOW REGULATING STATION INLET | no data | HP REGULATING STATION (09) | no data | no data | FGS | no data | Open | no data | no data | no data | no data
no data | 00-VFGS876D | 8" LOW FLOW REGULATING STATION INLET DRAIN | no data | HP REGULATING STATION (09) | no data | no data | FGS | no data | CLOSED | no data | no data | no data | no data
no data | 00-VFGS877 | 8" LOW FLOW REGULATING STATION OUTLET | no data | HP REGULATING STATION (09) | no data | no data | FGS | no data | OPEN | no data | no data | no data | no data
no data | 00-VFGS877D | 8" LOW FLOW REGULATING STATION OUTLET DRAIN | no data | HP REGULATING STATION (09) | no data | no data | FGS | no data | CLOSED | no data | no data | no data | no data
no data | 00-VFGS878 | REGSTAION SKID 9 OUTLET PRESSURE TRANSMITTER | no data | HP REGULATING STATION (09) | no data | no data | FGS | no data | OPEN | no data | no data | no data | no data
no data | 00-VFGS879 | REGSTAION SKID 9 OUTLET PRESSURE TRANSMITTER | no data | HP REGULATING STATION (09) | no data | no data | FGS | no data | OPEN | no data | no data | no data | no data
no data | 00-VFGS880 | PRI. REG. STATION NITROGEN PURGE/DRAIN | no data | HP REGULATING STATION (09) | no data | no data | FGS | no data | Closed | no data | no data | no data | no data
no data | 00-VFGS881 | SEC. REG. STATION NITROGEN PURGE/DRAIN | no data | HP REGULATING STATION (09) | no data | no data | FGS | no data | CLOSED | no data | no data | no data | no data
no data | 00-VFGS882 | LOW FLOW NITROGEN PURGE/DRAIN | no data | HP REGULATING STATION (09) | no data | no data | FGS | no data | CLOSED | no data | no data | no data | no data
no data | 00-VFGS883 | 6" OUTLET TO ELECTRIC HEATER | no data | HP REGULATING STATION (09) | no data | no data | FGS | no data | Open | no data | no data | no data | no data
no data | 00-VFGS884 | 6" TO ELECTIC HEATER NITROGEN PURGE/VENT | no data | HP REGULATING STATION (09) | no data | no data | FGS | no data | CLOSED | no data | no data | no data | no data
no data | 00-VFGS885D | YV-885 DRAIN | no data | HP REGULATING STATION (09) | no data | no data | FGS | no data | CLOSED | no data | no data | no data | no data
no data | 00-VFGS887D | YV-887 DRAIN | no data | HP REGULATING STATION (09) | no data | no data | FGS | no data | CLOSED | no data | no data | no data | no data
no data | 00-VFGS888 | PRI. REG. STATION INNERSTAGE NITROGEN PURGE/VENT | no data | HP REGULATING STATION (09) | no data | no data | FGS | no data | CLOSED | no data | no data | no data | no data
no data | 00-VFGS888D | YV-888 DRAIN | no data | HP REGULATING STATION (09) | no data | no data | FGS | no data | CLOSED | no data | no data | no data | no data
no data | 00-VFGS889 | SEC. REG. STATION INNERSTAGE NITROGEN PURGE/VENT | no data | HP REGULATING STATION (09) | no data | no data | FGS | no data | CLOSED | no data | no data | no data | no data
no data | 00-VFGS890 | LOW FLOW REG. STATION INNERSTAGE NITROGEN PURGE/VENT | no data | HP REGULATING STATION (09) | no data | no data | FGS | no data | CLOSED | no data | no data | no data | no data
no data | 00-VFGS891 | PRI. REG. STATION OUTLET NITROGEN PURGE/VENT | no data | HP REGULATING STATION (09) | no data | no data | FGS | no data | CLOSED | no data | no data | no data | no data
no data | 00-VFGS892 | SEC. REG. STATION OUTLET NITROGEN PURGE/VENT | no data | HP REGULATING STATION (09) | no data | no data | FGS | no data | CLOSED | no data | no data | no data | no data
no data | 00-VFGS893 | LOW FLOW REG. STATION OUTLET NITROGEN PURGE/VENT | no data | HP REGULATING STATION (09) | no data | no data | FGS | no data | CLOSED | no data | no data | no data | no data
no data | 00-VFGS894 | REDUCED GAS HEADER NITROGEN PURGE/DRAIN | no data | HP REGULATING STATION (09) | no data | no data | FGS | no data | CLOSED | no data | no data | no data | no data
no data | 00-VFGS901 | LP HEATER GAS NITROGEN PURGE/DRAIN VALVE | no data | LP ELECTRIC HEATER | no data | no data | FGS | no data | CLOSED | no data | no data | no data | no data
no data | 00-VFGS904 | ORDERIZER RAW GAS SUPPLY ISOLATION TO ODORIZER PANEL | no data | FG SUPPLY TO DUCT BURNERS/BUILDING HEATERS | no data | no data | FGS | no data | OPEN | no data | no data | no data | no data
no data | 00-VFGS906 | AUX BOILER HEADER DRAIN BEFORE CONTROL VLV | no data | FG SUPPLY TO DUCT BURNERS/BUILDING HEATERS | no data | no data | FGS | no data | CLOSED | no data | no data | no data | no data
no data | 00-VFGS908 | PRESSURE TRANSMITER ISOLATION INNERSTAGE | no data | FG SUPPLY TO DUCT BURNERS/BUILDING HEATERS | no data | no data | FGS | no data | OPEN | no data | no data | no data | no data
no data | 00-VFGS909 | PRESSURE TRANSMITER ISOLATION INNERSTAGE | no data | FG SUPPLY TO DUCT BURNERS/BUILDING HEATERS | no data | no data | FGS | no data | OPEN | no data | no data | no data | no data
no data | 00-VFGS911 | PRESSURE TRANSMITER ISOLATION AFTER REGULATION VALVE | no data | FG SUPPLY TO DUCT BURNERS/BUILDING HEATERS | no data | no data | FGS | no data | OPEN | no data | no data | no data | no data
no data | 00-VFGS912 | ORDERIZED GAS TO AUX BOILER BUILDING DRAIN BEFORE REGULATING VALVE | no data | FG SUPPLY TO DUCT BURNERS/BUILDING HEATERS | no data | no data | FGS | no data | CLOSED | no data | no data | no data | no data
no data | 00-VFGS913 | SUPPLY PRESSURE TRANSMITTER BUILDING HEAT | no data | FG SUPPLY TO DUCT BURNERS/BUILDING HEATERS | no data | no data | FGS | no data | OPEN | no data | no data | no data | no data
no data | 00-VFGS914 | PRESSURE TRANSMITER ISOLATION AFTER REGULATION VALVE | no data | FG SUPPLY TO DUCT BURNERS/BUILDING HEATERS | no data | no data | FGS | no data | OPEN | no data | no data | no data | no data
no data | 00-VFGS915 | AUX BOILER INNERSTAGE PRESSURE REGULATION VENT | no data | FG SUPPLY TO DUCT BURNERS/BUILDING HEATERS | no data | no data | FGS | no data | CLOSED | no data | no data | no data | no data
no data | 00-VFGS917 | SUPPLY PRESSURE TRANSMITTER BUILDING HEAT | no data | FG SUPPLY TO DUCT BURNERS/BUILDING HEATERS | no data | no data | FGS | no data | OPEN | no data | no data | no data | no data
no data | 00-VFGS920 | ORDERIZED GAS TO AUX BOILER BUILDING DRAIN INNERSTAGE REGULATING VALVE | no data | FG SUPPLY TO DUCT BURNERS/BUILDING HEATERS | no data | no data | FGS | no data | CLOSED | no data | no data | no data | no data
no data | 00-VFGS951 | GLYCOL HEATER DP GUAGE LOW SIDE ISOLATION | no data | FUEL GAS DEW POINT HEATER/GLYCOL PUMP SKID | no data | no data | FGS | no data | OPEN | no data | no data | no data | no data
no data | 00-VFGS953 | GLYCOL HEATER DP DRAIN | no data | FUEL GAS DEW POINT HEATER/GLYCOL PUMP SKID | no data | no data | FGS | no data | CLOSED | no data | no data | no data | no data
no data | 00-VFGS958 | GLYCOL HEATER DRAIN (GLYCOL SIDE) | no data | GLYCOL HEAT EXCHANGER SKID | no data | no data | FGS | no data | CLOSED | no data | no data | no data | no data
no data | 00-VFGS959 | GLYCOL HEATER VENT (GLYCOL SIDE) | no data | GLYCOL HEAT EXCHANGER SKID | no data | no data | FGS | no data | CLOSED | no data | no data | no data | no data
no data | 00-VFGS964 | GLYCOL HEATER DRAIN (GLYCOL SIDE) | no data | GLYCOL HEAT EXCHANGER SKID | no data | no data | FGS | no data | CLOSED | no data | no data | no data | no data
no data | 00-VFGS965 | GLYCOL HEATER VENT (GLYCOL SIDE) | no data | GLYCOL HEAT EXCHANGER SKID | no data | no data | FGS | no data | CLOSED | no data | no data | no data | no data
no data | 00-VFGS968 | GLYCOL PUMP SUCTION TRANSMITTER ISOLATION | no data | FUEL GAS DEW POINT HEATER/GLYCOL PUMP SKID | no data | no data | FGS | no data | OPEN | no data | no data | no data | no data
no data | 00-VFGS968A | GLYCOL PUMP "A" SUCTION | no data | FUEL GAS DEW POINT HEATER/GLYCOL PUMP SKID | no data | no data | FGS | no data | OPEN | no data | no data | no data | no data
no data | 00-VFGS968B | GLYCOL PUMP "B" SUCTION | no data | FUEL GAS DEW POINT HEATER/GLYCOL PUMP SKID | no data | no data | FGS | no data | OPEN | no data | no data | no data | no data
no data | 00-VFGS969 | GLYCOL PUMP SUCTION TRANSMITTER ISOLATION | no data | FUEL GAS DEW POINT HEATER/GLYCOL PUMP SKID | no data | no data | FGS | no data | OPEN | no data | no data | no data | no data
no data | 00-VFGS969A | GLYCOL PUMP "A" SUCTION STRAINER DP ISOLATION | no data | FUEL GAS DEW POINT HEATER/GLYCOL PUMP SKID | no data | no data | FGS | no data | OPEN | no data | no data | no data | no data
no data | 00-VFGS969B | GLYCOL PUMP "B" SUCTION STRAINER DP ISOLATION | no data | FUEL GAS DEW POINT HEATER/GLYCOL PUMP SKID | no data | no data | FGS | no data | OPEN | no data | no data | no data | no data
no data | 00-VFGS970A | GLYCOL PUMP "A" SUCTION STRAINER DP ISOLATION | no data | FUEL GAS DEW POINT HEATER/GLYCOL PUMP SKID | no data | no data | FGS | no data | OPEN | no data | no data | no data | no data
no data | 00-VFGS970B | GLYCOL PUMP "B" SUCTION STRAINER DP ISOLATION | no data | FUEL GAS DEW POINT HEATER/GLYCOL PUMP SKID | no data | no data | FGS | no data | OPEN | no data | no data | no data | no data
no data | 00-VFGS971A | GLYCOL PUMP "A" SUCTION STRAINER DRAIN | no data | FUEL GAS DEW POINT HEATER/GLYCOL PUMP SKID | no data | no data | FGS | no data | CLOSED | no data | no data | no data | no data
no data | 00-VFGS971B | GLYCOL PUMP "B" SUCTION STRAINER DRAIN | no data | FUEL GAS DEW POINT HEATER/GLYCOL PUMP SKID | no data | no data | FGS | no data | CLOSED | no data | no data | no data | no data
no data | 00-VFGS972A | RECIRC ISOLATION PUMP "A" | no data | FUEL GAS DEW POINT HEATER/GLYCOL PUMP SKID | no data | no data | FGS | no data | OPEN | no data | no data | no data | no data
no data | 00-VFGS972B | RECIRC ISOLATION PUMP "B" | no data | FUEL GAS DEW POINT HEATER/GLYCOL PUMP SKID | no data | no data | FGS | no data | OPEN | no data | no data | no data | no data
no data | 00-VFGS973A | GLYCOL PUMP "A" DISCHARGE DRAIN | no data | FUEL GAS DEW POINT HEATER/GLYCOL PUMP SKID | no data | no data | FGS | no data | CLOSED | no data | no data | no data | no data
no data | 00-VFGS973B | GLYCOL PUMP "B" DISCHARGE DRAIN | no data | FUEL GAS DEW POINT HEATER/GLYCOL PUMP SKID | no data | no data | FGS | no data | CLOSED | no data | no data | no data | no data
no data | 00-VFGS974 | GLYCOL PUMPS DISCHARGE PRESSURE TRANSMITTER | no data | FUEL GAS DEW POINT HEATER/GLYCOL PUMP SKID | no data | no data | FGS | no data | OPEN | no data | no data | no data | no data
no data | 00-VFGS974A | GLYCOL PUMP "A" DISCHARGE | no data | FUEL GAS DEW POINT HEATER/GLYCOL PUMP SKID | no data | no data | FGS | no data | OPEN | no data | no data | no data | no data
no data | 00-VFGS974B | GLYCOL PUMP "B" DISCHARGE | no data | FUEL GAS DEW POINT HEATER/GLYCOL PUMP SKID | no data | no data | FGS | no data | OPEN | no data | no data | no data | no data
no data | 00-VFGS975 | GLYCOL PUMPS DISCHARGE PRESSURE TRANSMITTER | no data | FUEL GAS DEW POINT HEATER/GLYCOL PUMP SKID | no data | no data | FGS | no data | OPEN | no data | no data | no data | no data
no data | 00-VFGS976 | GLYCOL EXPANSION TANK ISOLATION | no data | FUEL GAS DEW POINT HEATER/GLYCOL PUMP SKID | no data | no data | FGS | no data | OPEN | no data | no data | no data | no data
no data | 00-VFGS977 | GLYCOL EXPANSION TANK VENT | no data | FUEL GAS DEW POINT HEATER/GLYCOL PUMP SKID | no data | no data | FGS | no data | CLOSED | no data | no data | no data | no data
no data | 00-VFGS981 | GLYCOL FILL ISOLATION | no data | FUEL GAS DEW POINT HEATER/GLYCOL PUMP SKID | no data | no data | FGS | no data | CLOSED | no data | no data | no data | no data
no data | 00-VFGS983 | GLYCOL HEATER DP GUAGE HIGH SIDE ISOLATION | no data | FUEL GAS DEW POINT HEATER/GLYCOL PUMP SKID | no data | no data | FGS | no data | OPEN | no data | no data | no data | no data
no data | 00-VFGS984 | GLYCOL TANK SEPERATOR DRAIN VALV | no data | FUEL GAS DEW POINT HEATER/GLYCOL PUMP SKID | no data | no data | FGS | no data | CLOSED | no data | no data | no data | no data
no data | 00-VFGS984 | GLYCOL HEATER DP DRAIN | no data | FUEL GAS DEW POINT HEATER/GLYCOL PUMP SKID | no data | no data | FGS | no data | CLOSED | no data | no data | no data | no data
no data | 00-VFGS985 | GLYCOL HEATER GAS ISOLATION | no data | FUEL GAS DEW POINT HEATER/GLYCOL PUMP SKID | no data | no data | FGS | no data | OPEN | no data | no data | no data | no data
no data | 00-VFGS986 | GLYCOL HEATER GAS STRAINER DRAIN | no data | FUEL GAS DEW POINT HEATER/GLYCOL PUMP SKID | no data | no data | FGS | no data | CLOSED | no data | no data | no data | no data
no data | 00-VFGS987 | GLYCOL EXPANSION TANK DRAIN | no data | FUEL GAS DEW POINT HEATER/GLYCOL PUMP SKID | no data | no data | FGS | no data | CLOSED | no data | no data | no data | no data
no data | 00-VFGSXXX | ORDERIZER ORDERANT SUPPLY ISOLATION | no data | FG SUPPLY TO DUCT BURNERS/BUILDING HEATERS | no data | no data | FGS | no data | OPEN | no data | no data | no data | no data
no data | 00-VFGSXXX | ORDERISER PANEL ORDERIZED GAS OUTLET | no data | FG SUPPLY TO DUCT BURNERS/BUILDING HEATERS | no data | no data | FGS | no data | OPEN | no data | no data | no data | no data
no data | 00-VFGSXXX | ORDERIZER INJECTION POINT ISOLATION | no data | FG SUPPLY TO DUCT BURNERS/BUILDING HEATERS | no data | no data | FGS | no data | OPEN | no data | no data | no data | no data
no data | 00-VFGS-YV-905 | DRAIN VALVE FOR YV-905 | no data | FG SUPPLY TO DUCT BURNERS/BUILDING HEATERS | no data | no data | FGS | no data | CLOSED | no data | no data | no data | no data
no data | 01-FG-V-0942 | DRAIN AFTER FLOW CONTROL VALVE | no data | UNIT 1 DUCT BURNER | no data | no data | FGS | no data | CLOSED | no data | no data | no data | no data
no data | 01-FG-V-0943 | PILOT HEADER DRAIN AFTER LAST STOP VALVE | no data | UNIT 1 DUCT BURNER | no data | no data | FGS | no data | CLOSED | no data | no data | no data | no data
no data | 01-IV-863A | LIT863A (upper iso) | CRT landing | LIT | no data | Iso Vlv | CND | 94.03.40.100.02-PD-0001-00 (4of13) | OPEN | CLOSED | no data | no data | no data
no data | 01-IV-863C | LIT863B (upper iso) | CRT landing | LIT | no data | Iso Vlv | CND | 94.03.40.100.02-PD-0001-00 (4of13) | OPEN | CLOSED | no data | no data | no data
no data | 01-IV-863E | LIT863C (upper iso) | CRT landing | LIT | no data | Iso Vlv | CND | 94.03.40.100.02-PD-0001-00 (4of13) | OPEN | CLOSED | no data | no data | no data
no data | 01-IV-864A | Level Gauge 864 (upper iso) | CRT landing | LIT | no data | Iso Vlv | CND | 94.03.40.100.02-PD-0001-00 (4of13) | OPEN | CLOSED | no data | no data | no data
no data | 01-IV-866 | PIT866 iso | CRT landing | PIT | no data | Iso Vlv | CND | 94.03.40.100.02-PD-0001-00 (4of13) | OPEN | CLOSED | no data | no data | no data
no data | 01-IV-867A | PIT867A iso | CRT landing | PIT | no data | Iso Vlv | CND | 94.03.40.100.02-PD-0001-00 (4of13) | OPEN | CLOSED | no data | no data | no data
no data | 01-IV-867B | PIT867B iso | CRT landing | PIT | no data | Iso Vlv | CND | 94.03.40.100.02-PD-0001-00 (4of13) | OPEN | CLOSED | no data | no data | no data
no data | 01-IV-867C | PIT867C iso | CRT landing | PIT | no data | Iso Vlv | CND | 94.03.40.100.02-PD-0001-00 (4of13) | OPEN | CLOSED | no data | no data | no data
no data | 01-IV-868 | PIT868 iso | CRT landing | PIT | no data | Iso Vlv | CND | 94.03.40.100.02-PD-0001-00 (4of13) | OPEN | CLOSED | no data | no data | no data
no data | 01-MAA03AA801 | HP turbine inlet steam PITs (101/102/103) | ST lower East | no data | no data | no data | HPS | no data | no data | no data | no data | no data | no data
no data | 01-MAA41AA801 | HP turbine exhaust PITs (110/111/112) | ST lower East | no data | no data | no data | CRH | no data | no data | no data | no data | no data | no data
no data | 01-MAAAA802 | HP turbine inlet steam PITs (101/102/103) | ST lower East | no data | no data | no data | HPS | no data | no data | no data | no data | no data | no data
no data | 01-MAAAA802 | HP turbine exhaust PITs (110/111/112) | ST lower East | no data | no data | no data | CRH | no data | no data | no data | no data | no data | no data
no data | 01-MAAAA803 | HP turbine inlet steam PITs (101/102/103) | ST lower East | no data | no data | no data | HPS | no data | no data | no data | no data | no data | no data
no data | 01-MAAAA803 | HP turbine exhaust PITs (110/111/112) | ST lower East | no data | no data | no data | CRH | no data | no data | no data | no data | no data | no data
no data | 01-MAAAA804 | HP turbine inlet steam PITs (101/102/103) | ST lower East | no data | no data | no data | HPS | no data | no data | no data | no data | no data | no data
no data | 01-MAAAA805 | HP turbine inlet steam PITs (101/102/103) | ST lower East | no data | no data | no data | HPS | no data | no data | no data | no data | no data | no data
no data | 01-MAAAA806 | HP turbine inlet steam PITs (101/102/103) | ST lower East | no data | no data | no data | HPS | no data | no data | no data | no data | no data | no data
no data | 01-MAB03BR801 | IP Turbine Inlet steam PITs (113/114/115) | ST lower East | no data | no data | no data | HRH | no data | no data | no data | no data | no data | no data
no data | 01-MABBR802 | IP Turbine Inlet steam PITs (113/114/115) | ST lower East | no data | no data | no data | HRH | no data | no data | no data | no data | no data | no data
no data | 01-MABBR803 | IP Turbine Inlet steam PITs (113/114/115) | ST lower East | no data | no data | no data | HRH | no data | no data | no data | no data | no data | no data
no data | 01-MAC03AA801 | LP Turbine inlet steam PIT (123) | ST lower | no data | no data | no data | LPS | no data | no data | no data | no data | no data | no data
no data | 01-MAW01AA001 | GS Exhauster A inlet | ST upper East | GS condenser | no data | no data | STP | no data | no data | no data | no data | no data | no data
no data | 01-MAW01AA001 | GS Exhauster A inlet | ST upper West | ST seals | no data | no data | STP | no data | no data | no data | no data | no data | no data
no data | 01-MAW01AA002 | GS Exhauster B inlet | ST upper East | GS condenser | no data | no data | STP | no data | no data | no data | no data | no data | no data
no data | 01-MAW01AA002 | GS Exhauster B inlet | ST upper West | ST seals | no data | no data | STP | no data | no data | no data | no data | no data | no data
no data | 01MBP01AA801 | UNIT 1 GAS FLOW METER PRESSURE TRANSMITTER ISOLATION | no data | UNIT 1 GT HEADER | no data | no data | FGS | no data | OPEN | no data | no data | no data | no data
no data | 01MBP01AA802 | UNIT 1 GAS FLOW METER PRESSURE TRANSMITTER ISOLATION | no data | UNIT 1 GT HEADER | no data | no data | FGS | no data | OPEN | no data | no data | no data | no data
no data | 01MBP01AA820 | UPPER TRANSMITTER ISOLATION 01MBP01CL121 | no data | UNIT 1 GT HEADER | no data | no data | FGS | no data | OPEN | no data | no data | no data | no data
no data | 01MBP01AA821 | LOWER TRANSMITTER ISOLATION 01MBP01CL121 | no data | UNIT 1 GT HEADER | no data | no data | FGS | no data | OPEN | no data | no data | no data | no data
no data | 01MBP01AA822 | UPPER TRANSMITTER ISOLATION 01MBPCL122 | no data | UNIT 1 GT HEADER | no data | no data | FGS | no data | OPEN | no data | no data | no data | no data
no data | 01MBP01AA823 | LOWER TRANSMITTER ISOLATION 01MBPCL122 | no data | UNIT 1 GT HEADER | no data | no data | FGS | no data | OPEN | no data | no data | no data | no data
no data | 01MBP01AA830 | UPPER TRANSMITTER ISOLATION 01MBP01CL131 | no data | UNIT 1 GT HEADER | no data | no data | FGS | no data | OPEN | no data | no data | no data | no data
no data | 01MBP01AA831 | LOWER TRANSMITTER ISOLATION 01MBP01CL131 | no data | UNIT 1 GT HEADER | no data | no data | FGS | no data | OPEN | no data | no data | no data | no data
no data | 01MBP01AA832 | UPPER TRANSMITTER ISOLATION 01MBPCL132 | no data | UNIT 1 GT HEADER | no data | no data | FGS | no data | OPEN | no data | no data | no data | no data
no data | 01MBP01AA833 | LOWER TRANSMITTER ISOLATION 01MBPCL132 | no data | UNIT 1 GT HEADER | no data | no data | FGS | no data | OPEN | no data | no data | no data | no data
no data | 01MBP01AA842 | UNIT 1 FILTER DP HIGH SIDE ISOLATION | no data | UNIT 1 GT HEADER | no data | no data | FGS | no data | OPEN | no data | no data | no data | no data
no data | 01MBP01AA843 | UNIT 1 FILTER DP HIGH SIDE ISOLATION | no data | UNIT 1 GT HEADER | no data | no data | FGS | no data | OPEN | no data | no data | no data | no data
no data | 01MBP01AA844 | UNIT 1 FILTER DP LOW SIDE ISOLATION | no data | UNIT 1 GT HEADER | no data | no data | FGS | no data | OPEN | no data | no data | no data | no data
no data | 01MBP01AA845 | UNIT 1 FILTER DP LOW SIDE ISOLATION | no data | UNIT 1 GT HEADER | no data | no data | FGS | no data | OPEN | no data | no data | no data | no data
no data | 01MBP01AA907 | UNIT 1 FILTER DRAIN | no data | UNIT 1 GT HEADER | no data | no data | FGS | no data | CLOSED | no data | no data | no data | no data
no data | 01MBP01AA907 | UNIT 1 FILTER NITROGEN PURGE/DRAIN | no data | UNIT 1 GT HEADER | no data | no data | FGS | no data | CLOSED | no data | no data | no data | no data
no data | 01MBP01AA908 | UNIT 1 FILTER DRAIN | no data | UNIT 1 GT HEADER | no data | no data | FGS | no data | CLOSED | no data | no data | no data | no data
no data | 01MBP01AA908 | UNIT 1 FILTER NITROGEN PURGE/DRAIN | no data | UNIT 1 GT HEADER | no data | no data | FGS | no data | CLOSED | no data | no data | no data | no data
no data | 01MBP01AA909 | UNIT 1 FILTER NITROGEN PURGE/DRAIN | no data | UNIT 1 GT HEADER | no data | no data | FGS | no data | CLOSED | no data | no data | no data | no data
no data | 01MBP01AA910 | UNIT 1 FILTER NITROGEN PURGE/DRAIN | no data | UNIT 1 GT HEADER | no data | no data | FGS | no data | CLOSED | no data | no data | no data | no data
no data | 01MBP01AA911 | UNIT 1 FILTER DRAIN | no data | UNIT 1 GT HEADER | no data | no data | FGS | no data | CLOSED | no data | no data | no data | no data
no data | 01MBP01AA911 | UNIT 1 FILTER NITROGEN PURGE/DRAIN | no data | UNIT 1 GT HEADER | no data | no data | FGS | no data | CLOSED | no data | no data | no data | no data
no data | 01MBP01AA912 | UNIT 1 FILTER NITROGEN PURGE/DRAIN | no data | UNIT 1 GT HEADER | no data | no data | FGS | no data | CLOSED | no data | no data | no data | no data
no data | 01MBP01AA922 | UPPER ISOLTION FOR VESSEL LEVEL TRANSMITTER | no data | UNIT 1 GT HEADER | no data | no data | FGS | no data | OPEN | no data | no data | no data | no data
no data | 01MBP01AA924 | LOWER ISOLTION FOR VESSEL LEVEL TRANSMITTER | no data | UNIT 1 GT HEADER | no data | no data | FGS | no data | OPEN | no data | no data | no data | no data
no data | 01MBP01AA932 | UPPER ISOLTION FOR VESSEL LEVEL TRANSMITTER | no data | UNIT 1 GT HEADER | no data | no data | FGS | no data | OPEN | no data | no data | no data | no data
no data | 01MBP01AA934 | LOWER ISOLTION FOR VESSEL LEVEL TRANSMITTER | no data | UNIT 1 GT HEADER | no data | no data | FGS | no data | OPEN | no data | no data | no data | no data
no data | 01MBP02AA801 | UNIT 1 GAS SUPPLY PRESSURE TRANSMITTER 01MBP02CP101 ISOLATION | no data | UNIT 1 GT HEADER | no data | no data | FGS | no data | OPEN | no data | no data | no data | no data
no data | 01MBP02AA802 | UNIT 1 GAS SUPPLY PRESSURE TRANSMITTER 01MBP02CP101 ISOLATION | no data | UNIT 1 GT HEADER | no data | no data | FGS | no data | OPEN | no data | no data | no data | no data
no data | 01MBP02AA803 | UNIT 1 GAS SUPPLY PRESSURE TRANSMITTER 01MBP02CP102 ISOLATION | no data | UNIT 1 GT HEADER | no data | no data | FGS | no data | OPEN | no data | no data | no data | no data
no data | 01MBP02AA804 | UNIT 1 GAS SUPPLY PRESSURE TRANSMITTER 01MBP02CP102 ISOLATION | no data | UNIT 1 GT HEADER | no data | no data | FGS | no data | OPEN | no data | no data | no data | no data
no data | 01MBP02AA805 | UNIT 1 GAS SUPPLY PRESSURE TRANSMITTER 01MBP02CP103 ISOLATION | no data | UNIT 1 GT HEADER | no data | no data | FGS | no data | OPEN | no data | no data | no data | no data
no data | 01MBP02AA806 | UNIT 1 GAS SUPPLY PRESSURE TRANSMITTER 01MBP02CP103 ISOLATION | no data | UNIT 1 GT HEADER | no data | no data | FGS | no data | OPEN | no data | no data | no data | no data
no data | 01MBP02AA807 | UNIT 1 GAS HEADER INLET PRESSURE TRANSMITTER 01MBP02CP141 ISOLATION | no data | UNIT 1 GT HEADER | no data | no data | FGS | no data | OPEN | no data | no data | no data | no data
no data | 01MBP02AA808 | UNIT 1 GAS HEADER INLET PRESSURE TRANSMITTER 01MBP02CP141 ISOLATION | no data | UNIT 1 GT HEADER | no data | no data | FGS | no data | OPEN | no data | no data | no data | no data
no data | 01MBP03AA811 | UNIT 1 PILOT "A" PRESSURE TRANSMITTER 01MBP03CP126 ISOLATION | no data | UNIT 1 GT HEADER | no data | no data | FGS | no data | OPEN | no data | no data | no data | no data
no data | 01MBP03AA812 | UNIT 1 PILOT "A" PRESSURE TRANSMITTER 01MBP03CP126 ISOLATION | no data | UNIT 1 GT HEADER | no data | no data | FGS | no data | OPEN | no data | no data | no data | no data
no data | 01MBP03AA815 | UNIT 1 PILOT "A" DP TRANSMITTER 01MBP03CP501 HIGH SIDE ISOLATION | no data | UNIT 1 GT HEADER | no data | no data | FGS | no data | OPEN | no data | no data | no data | no data
no data | 01MBP03AA816 | UNIT 1 PILOT "A" DP TRANSMITTER 01MBP03CP501 HIGH SIDE ISOLATION | no data | UNIT 1 GT HEADER | no data | no data | FGS | no data | OPEN | no data | no data | no data | no data
no data | 01MBP03AA817 | UNIT 1 PILOT "A" DP TRANSMITTER 01MBP03CP501 LOW SIDE ISOLATION | no data | UNIT 1 GT HEADER | no data | no data | FGS | no data | OPEN | no data | no data | no data | no data
no data | 01MBP03AA818 | UNIT 1 PILOT "A" DP TRANSMITTER 01MBP03CP501 LOW SIDE ISOLATION | no data | UNIT 1 GT HEADER | no data | no data | FGS | no data | OPEN | no data | no data | no data | no data
no data | 01MBP03AA821 | UNIT 1 MAIN "A" PRESSURE TRANSMITTER 01MBP03CP136 ISOLATION | no data | UNIT 1 GT HEADER | no data | no data | FGS | no data | OPEN | no data | no data | no data | no data
no data | 01MBP03AA822 | UNIT 1 MAIN "A" PRESSURE TRANSMITTER 01MBP03CP136 ISOLATION | no data | UNIT 1 GT HEADER | no data | no data | FGS | no data | OPEN | no data | no data | no data | no data
no data | 01MBP03AA825 | UNIT 1 MAIN "A" DP TRANSMITTER 01MBP03CP521 HIGH SIDE ISOLATION | no data | UNIT 1 GT HEADER | no data | no data | FGS | no data | OPEN | no data | no data | no data | no data
no data | 01MBP03AA826 | UNIT 1 MAIN "A" DP TRANSMITTER 01MBP03CP521 HIGH SIDE ISOLATION | no data | UNIT 1 GT HEADER | no data | no data | FGS | no data | OPEN | no data | no data | no data | no data
no data | 01MBP03AA827 | UNIT 1 MAIN "A" DP TRANSMITTER 01MBP03CP521 LOW SIDE ISOLATION | no data | UNIT 1 GT HEADER | no data | no data | FGS | no data | OPEN | no data | no data | no data | no data
no data | 01MBP03AA828 | UNIT 1 MAIN "A" DP TRANSMITTER 01MBP03CP521 LOW SIDE ISOLATION | no data | UNIT 1 GT HEADER | no data | no data | FGS | no data | OPEN | no data | no data | no data | no data
no data | 01MBP03AA831 | UNIT 1 MAIN "B" PRESSURE TRANSMITTER 01MBP03CP146 ISOLATION | no data | UNIT 1 GT HEADER | no data | no data | FGS | no data | OPEN | no data | no data | no data | no data
no data | 01MBP03AA832 | UNIT 1 MAIN "B" PRESSURE TRANSMITTER 01MBP03CP146 ISOLATION | no data | UNIT 1 GT HEADER | no data | no data | FGS | no data | OPEN | no data | no data | no data | no data
no data | 01MBP03AA835 | UNIT 1 MAIN "B" DP TRANSMITTER 01MBP03CP531 HIGH SIDE ISOLATION | no data | UNIT 1 GT HEADER | no data | no data | FGS | no data | OPEN | no data | no data | no data | no data
no data | 01MBP03AA836 | UNIT 1 MAIN "B" DP TRANSMITTER 01MBP03CP531 HIGH SIDE ISOLATION | no data | UNIT 1 GT HEADER | no data | no data | FGS | no data | OPEN | no data | no data | no data | no data
no data | 01MBP03AA837 | UNIT 1 MAIN "B" DP TRANSMITTER 01MBP03CP531 LOW SIDE ISOLATION | no data | UNIT 1 GT HEADER | no data | no data | FGS | no data | OPEN | no data | no data | no data | no data
no data | 01MBP03AA838 | UNIT 1 MAIN "B" DP TRANSMITTER 01MBP03CP531 LOW SIDE ISOLATION | no data | UNIT 1 GT HEADER | no data | no data | FGS | no data | OPEN | no data | no data | no data | no data
no data | 01MBP03AA841 | UNIT 1 PILOT "B" PRESSURE TRANSMITTER 01MBP03CP156 ISOLATION | no data | UNIT 1 GT HEADER | no data | no data | FGS | no data | OPEN | no data | no data | no data | no data
no data | 01MBP03AA842 | UNIT 1 PILOT "B" PRESSURE TRANSMITTER 01MBP03CP156 ISOLATION | no data | UNIT 1 GT HEADER | no data | no data | FGS | no data | OPEN | no data | no data | no data | no data
no data | 01MBP03AA845 | UNIT 1 PILOT "B" DP TRANSMITTER 01MBP03CP511 HIGH SIDE ISOLATION | no data | UNIT 1 GT HEADER | no data | no data | FGS | no data | OPEN | no data | no data | no data | no data
no data | 01MBP03AA846 | UNIT 1 PILOT "B" DP TRANSMITTER 01MBP03CP511 HIGH SIDE ISOLATION | no data | UNIT 1 GT HEADER | no data | no data | FGS | no data | OPEN | no data | no data | no data | no data
no data | 01MBP03AA847 | UNIT 1 PILOT "B" DP TRANSMITTER 01MBP03CP511 LOW SIDE ISOLATION | no data | UNIT 1 GT HEADER | no data | no data | FGS | no data | OPEN | no data | no data | no data | no data
no data | 01MBP03AA848 | UNIT 1 PILOT "B" DP TRANSMITTER 01MBP03CP511 LOW SIDE ISOLATION | no data | UNIT 1 GT HEADER | no data | no data | FGS | no data | OPEN | no data | no data | no data | no data
no data | 01MBP03AA851 | UNIT 1 PILOT TOPHAT PRESSURE TRANSMITTER 01MBP03CP166 ISOLATION | no data | UNIT 1 GT HEADER | no data | no data | FGS | no data | OPEN | no data | no data | no data | no data
no data | 01MBP03AA852 | UNIT 1 PILOT TOPHAT PRESSURE TRANSMITTER 01MBP03CP166 ISOLATION | no data | UNIT 1 GT HEADER | no data | no data | FGS | no data | OPEN | no data | no data | no data | no data
no data | 01MBP03AA855 | UNIT 1 PILOT TOPHAT DP TRANSMITTER 01MBP03CP541 HIGH SIDE ISOLATION | no data | UNIT 1 GT HEADER | no data | no data | FGS | no data | OPEN | no data | no data | no data | no data
no data | 01MBP03AA856 | UNIT 1 PILOT TOPHAT DP TRANSMITTER 01MBP03CP541 HIGH SIDE ISOLATION | no data | UNIT 1 GT HEADER | no data | no data | FGS | no data | OPEN | no data | no data | no data | no data
no data | 01MBP03AA857 | UNIT 1 PILOT TOPHAT DP TRANSMITTER 01MBP03CP541 LOW SIDE ISOLATION | no data | UNIT 1 GT HEADER | no data | no data | FGS | no data | OPEN | no data | no data | no data | no data
no data | 01MBP03AA858 | UNIT 1 PILOT TOPHAT DP TRANSMITTER 01MBP03CP541 LOW SIDE ISOLATION | no data | UNIT 1 GT HEADER | no data | no data | FGS | no data | OPEN | no data | no data | no data | no data
no data | 01MBP03AA900 | UNIT 1 PILOT "A" RING DRAIN | no data | UNIT 1 GT HEADER | no data | no data | FGS | no data | CLOSED | no data | no data | no data | no data
no data | 01MBP03AA901 | UNIT 1 PILOT "A" RING DRAIN | no data | UNIT 1 GT HEADER | no data | no data | FGS | no data | CLOSED | no data | no data | no data | no data
no data | 01MBP03AA910 | UNIT 1 MAIN "A" RING DRAIN | no data | UNIT 1 GT HEADER | no data | no data | FGS | no data | CLOSED | no data | no data | no data | no data
no data | 01MBP03AA911 | UNIT 1 MAIN "A" RING DRAIN | no data | UNIT 1 GT HEADER | no data | no data | FGS | no data | CLOSED | no data | no data | no data | no data
no data | 01MBP03AA920 | UNIT 1 MAIN "B" RING DRAIN | no data | UNIT 1 GT HEADER | no data | no data | FGS | no data | CLOSED | no data | no data | no data | no data
no data | 01MBP03AA921 | UNIT 1 MAIN "B" RING DRAIN | no data | UNIT 1 GT HEADER | no data | no data | FGS | no data | CLOSED | no data | no data | no data | no data
no data | 01MBP03AA930 | UNIT 1 PILOT "B" RING DRAIN | no data | UNIT 1 GT HEADER | no data | no data | FGS | no data | CLOSED | no data | no data | no data | no data
no data | 01MBP03AA931 | UNIT 1 PILOT "B" RING DRAIN | no data | UNIT 1 GT HEADER | no data | no data | FGS | no data | CLOSED | no data | no data | no data | no data
no data | 01MBP03AA940 | UNIT 1 PILOT TOPHAT RING DRAIN | no data | UNIT 1 GT HEADER | no data | no data | FGS | no data | CLOSED | no data | no data | no data | no data
no data | 01MBP03AA941 | UNIT 1 PILOT TOPHAT RING DRAIN | no data | UNIT 1 GT HEADER | no data | no data | FGS | no data | CLOSED | no data | no data | no data | no data
no data | 01-nodata1 | Air ejector suction/discharge | CRT landing | CRT/Air ejector | no data | Iso Vlv | AXS | no data | no data | no data | no data | no data | no data
no data | 01-nodata2 | Cond. Receiver Tank PITs | CRT area | PIT | no data | no data | CND | no data | OPEN | no data | no data | no data | no data
no data | 01-nodata3 | ACC street iso bypass trap (2 sets) | CRT area | ACC | no data | no data | CND | no data | CLOSED | no data | no data | no data | no data
no data | 01-nodata4 | Steam Duct Drip Leg LT iso (6 valves) | ST Drains Tank area | ST DT pump | no data | no data | no data | no data | no data | no data | no data | no data | no data
no data | 01-nodata5 | Drains tank sump pump A | ST Drains Tank area | ST DT pump | no data | no data | VSTP | no data | no data | no data | no data | no data | no data
no data | 01-nodata6 | Drains tank sump pump B | ST Drains Tank area | ST DT pump | no data | no data | VSTP | no data | no data | no data | no data | no data | no data
no data | 01-nodata7 | Condenser Vacuum PITs (127/128/129) | ST upper East | PT | no data | no data | no data | no data | no data | no data | no data | no data | no data
no data | 01-nodata8 | LP steam PIT (turbine side) | ST lower | no data | no data | no data | LPS | no data | no data | no data | no data | no data | no data
no data | 01-nodata9 | BFP "A" CCW inlet/outlet | HRSG lower West | no data | no data | no data | BFW | no data | no data | no data | no data | no data | no data
no data | 01-nodata10 | BFP "B" CCW inlet/outlet | HRSG lower West | no data | no data | no data | BFW | no data | no data | no data | no data | no data | no data
no data | 01-nodata11 | ECA pump"A" drain | HRSG SE | ECA | no data | no data | CND | no data | CLOSED | no data | no data | no data | no data
no data | 01-nodata12 | ECA pump"B" drain | HRSG SE | ECA | no data | no data | CND | no data | CLOSED | no data | no data | no data | no data
no data | 01-nodata13 | HP/IP/LP intermittent blowdown drains | HRSG NE | BDT | no data | no data | HBD | no data | no data | no data | no data | no data | no data
no data | 01-nodata14 | IP continuous BD manual regulator (BD tank) | HRSG NE | BDT | no data | no data | HBD | no data | no data | no data | no data | no data | no data
no data | 01-nodata15 | LP/IP/HP intermitent BD drains (in the pit) | HRSG NE | BDT | no data | no data | HBD | no data | no data | no data | no data | no data | no data
no data | 01-nodata16 | BFP "A" IP FW discharge iso bypass | Pipe Rack 1st | BFP A | no data | no data | BFW | no data | CLOSED | no data | no data | no data | no data
no data | 01-nodata17 | BFP "A" IP FW discharge iso equalizing valve | Pipe Rack 1st | BFP A | no data | no data | BFW | no data | OPEN | no data | no data | no data | no data
no data | 01-nodata18 | BFP "A" HP FW discharge MOV equalizing valve | Pipe Rack 1st | BFP A | no data | no data | BFW | no data | OPEN | no data | no data | no data | no data
no data | 01-nodata19 | BFP "B" IP FW discharge MOV equalizing valve | Pipe Rack 1st | BFP B | no data | no data | BFW IP | no data | OPEN | no data | no data | no data | no data
no data | 01-nodata20 | GAS COMPRESSOR"B" INLET BLOCK VALVE | no data | FUEL GAS COMPRESSOR "B" | no data | no data | FGS | no data | OPEN | no data | no data | no data | no data
no data | 01-nodata21 | GAS COMPRESSOR"B" S/U PURGE INLET BLOCK VALVE | no data | FUEL GAS COMPRESSOR "B" | no data | no data | FGS | no data | OPEN | no data | no data | no data | no data
no data | 01-nodata22 | GAS COMPRESSOR"B" S/U PURGE OUTLET BLOCK VALVE | no data | FUEL GAS COMPRESSOR "B" | no data | no data | FGS | no data | OPEN | no data | no data | no data | no data
no data | 01-nodata23 | GAS COMPRESSOR"B" GAS PURGE NITROGEN FILL/DRAIN VALVE | no data | FUEL GAS COMPRESSOR "B" | no data | no data | FGS | no data | CLOSED | no data | no data | no data | no data
no data | 01-nodata24 | GAS COMPRESSOR"B" INLET HEADER DRAIN | no data | FUEL GAS COMPRESSOR "B" | no data | no data | FGS | no data | CLOSED | no data | no data | no data | no data
no data | 01-nodata25 | GAS COMPRESSOR"B" GAS SUPPLY TO SEAL FILTER | no data | FUEL GAS COMPRESSOR "B" | no data | no data | FGS | no data | OPEN | no data | no data | no data | no data
no data | 01-nodata26 | GAS COMPRESSOR"B" DISCHARGE CONTROL VALVE BLEED | no data | FUEL GAS COMPRESSOR "B" | no data | no data | FGS | no data | CLOSED | no data | no data | no data | no data
no data | 01-nodata27 | GAS COMPRESSOR"B" OUTLET BLOCK VALVE | no data | FUEL GAS COMPRESSOR "B" | no data | no data | FGS | no data | OPEN | no data | no data | no data | no data
no data | 01-nodata28 | GAS COMPRESSOR"B" SEAL SUPPLY FLOW VALVE | no data | FUEL GAS COMPRESSOR "B" | no data | no data | FGS | no data | OPEN | no data | no data | no data | no data
no data | 01-nodata29 | GAS COMPRESSOR"B" SEAL SUPPLY BLOCK VALVE | no data | FUEL GAS COMPRESSOR "B" | no data | no data | FGS | no data | OPEN | no data | no data | no data | no data
no data | 01-nodata30 | NITROGEN SUPPLY TO SEAL BLOCK VALVE | no data | FUEL GAS COMPRESSOR "B" | no data | no data | FGS | no data | Open | no data | no data | no data | no data
no data | 01-nodata31 | GAS COMPRESSOR"B" LUBE OIL FILTER PRESSURE EQUALIZATION VALVE | no data | FUEL GAS COMPRESSOR "B" | no data | no data | FGS | no data | CLOSED | no data | no data | no data | no data
no data | 01-nodata32 | GAS COMPRESSOR"B" 227A OIL FILTER VENT VALVE | no data | FUEL GAS COMPRESSOR "B" | no data | no data | FGS | no data | CLOSED | no data | no data | no data | no data
no data | 01-nodata33 | GAS COMPRESSOR"B" 227B OIL FILTER VENT VALVE | no data | FUEL GAS COMPRESSOR "B" | no data | no data | FGS | no data | CLOSED | no data | no data | no data | no data
no data | 01-nodata34 | GAS COMPRESSOR"B" CONTROL OIL TO VALVE 00-PSV-FGS-421 ISOLATION | no data | FUEL GAS COMPRESSOR "B" | no data | no data | FGS | no data | OPEN | no data | no data | no data | no data
no data | 01-nodata35 | GAS COMPRESSOR"B" OIL RESERVOIR DRAIN | no data | FUEL GAS COMPRESSOR "B" | no data | no data | FGS | no data | CLOSED | no data | no data | no data | no data
no data | 01-nodata36 | GAS COMPRESSOR "B" COMPRESSOR DISCHARGE PRESSURE TRANSMITER | no data | FUEL GAS COMPRESSOR "B" | no data | no data | FGS | no data | OPEN | no data | no data | no data | no data
no data | 01-nodata37 | GAS COMPRESSOR "B" COMPRESSOR INLET PRESSURE TRANSMITER | no data | FUEL GAS COMPRESSOR "B" | no data | no data | FGS | no data | OPEN | no data | no data | no data | no data
no data | 01-nodata38 | GAS COMPRESSOR "B" FLOW METER HIGH SIDE ISOLATION | no data | FUEL GAS COMPRESSOR "B" | no data | no data | FGS | no data | OPEN | no data | no data | no data | no data
no data | 01-nodata39 | GAS COMPRESSOR "B" FLOW METER LOW SIDE ISOLATION | no data | FUEL GAS COMPRESSOR "B" | no data | no data | FGS | no data | OPEN | no data | no data | no data | no data
no data | 01-nodata40 | GAS COMPRESSOR "B" SEAL GAS SUPPLY FILTER DP TRANSMITTER HIGH SIDE | no data | FUEL GAS COMPRESSOR "B" | no data | no data | FGS | no data | OPEN | no data | no data | no data | no data
no data | 01-nodata41 | GAS COMPRESSOR "B" SEAL GAS SUPPLY FILTER DP TRANSMITTER LOW SIDE | no data | FUEL GAS COMPRESSOR "B" | no data | no data | FGS | no data | OPEN | no data | no data | no data | no data
no data | 01-nodata42 | GAS COMPRESSOR "B" SEAL VENT PRESSURE TRANSMITTER ISOLATION | no data | FUEL GAS COMPRESSOR "B" | no data | no data | FGS | no data | OPEN | no data | no data | no data | no data
no data | 01-nodata43 | GAS COMPRESSOR"C" INLET BLOCK VALVE | no data | FUEL GAS COMPRESSOR "C" | no data | no data | FGS | no data | OPEN | no data | no data | no data | no data
no data | 01-nodata44 | GAS COMPRESSOR"C" S/U PURGE INLET BLOCK VALVE | no data | FUEL GAS COMPRESSOR "C" | no data | no data | FGS | no data | OPEN | no data | no data | no data | no data
no data | 01-nodata45 | GAS COMPRESSOR"C" S/U PURGE OUTLET BLOCK VALVE | no data | FUEL GAS COMPRESSOR "C" | no data | no data | FGS | no data | OPEN | no data | no data | no data | no data
no data | 01-nodata46 | GAS COMPRESSOR"C" GAS PURGE NITROGEN FILL/DRAIN VALVE | no data | FUEL GAS COMPRESSOR "C" | no data | no data | FGS | no data | CLOSED | no data | no data | no data | no data
no data | 01-nodata47 | GAS COMPRESSOR"C" INLET HEADER DRAIN | no data | FUEL GAS COMPRESSOR "C" | no data | no data | FGS | no data | CLOSED | no data | no data | no data | no data
no data | 01-nodata48 | GAS COMPRESSOR"C" GAS SUPPLY TO SEAL FILTER | no data | FUEL GAS COMPRESSOR "C" | no data | no data | FGS | no data | OPEN | no data | no data | no data | no data
no data | 01-nodata49 | GAS COMPRESSOR"C" DISCHARGE CONTROL VALVE BLEED | no data | FUEL GAS COMPRESSOR "C" | no data | no data | FGS | no data | CLOSED | no data | no data | no data | no data
no data | 01-nodata50 | GAS COMPRESSOR"C" OUTLET BLOCK VALVE | no data | FUEL GAS COMPRESSOR "C" | no data | no data | FGS | no data | OPEN | no data | no data | no data | no data
no data | 01-nodata51 | GAS COMPRESSOR"C" SEAL SUPPLY FLOW VALVE | no data | FUEL GAS COMPRESSOR "C" | no data | no data | FGS | no data | OPEN | no data | no data | no data | no data
no data | 01-nodata52 | GAS COMPRESSOR"C" SEAL SUPPLY BLOCK VALVE | no data | FUEL GAS COMPRESSOR "C" | no data | no data | FGS | no data | OPEN | no data | no data | no data | no data
no data | 01-nodata53 | NITROGEN SUPPLY TO SEAL BLOCK VALVE | no data | FUEL GAS COMPRESSOR "C" | no data | no data | FGS | no data | Open | no data | no data | no data | no data
no data | 01-nodata54 | GAS COMPRESSOR"C" LUBE OIL FILTER PRESSURE EQUALIZATION VALVE | no data | FUEL GAS COMPRESSOR "C" | no data | no data | FGS | no data | CLOSED | no data | no data | no data | no data
no data | 01-nodata55 | GAS COMPRESSOR"C" 227A OIL FILTER VENT VALVE | no data | FUEL GAS COMPRESSOR "C" | no data | no data | FGS | no data | CLOSED | no data | no data | no data | no data
no data | 01-nodata56 | GAS COMPRESSOR"C" 227B OIL FILTER VENT VALVE | no data | FUEL GAS COMPRESSOR "C" | no data | no data | FGS | no data | CLOSED | no data | no data | no data | no data
no data | 01-nodata57 | GAS COMPRESSOR"C" CONTROL OIL TO VALVE 00-PSV-FGS-421 ISOLATION | no data | FUEL GAS COMPRESSOR "C" | no data | no data | FGS | no data | OPEN | no data | no data | no data | no data
no data | 01-nodata58 | GAS COMPRESSOR"C" OIL RESERVOIR DRAIN | no data | FUEL GAS COMPRESSOR "C" | no data | no data | FGS | no data | CLOSED | no data | no data | no data | no data
no data | 01-nodata59 | GAS COMPRESSOR "C" COMPRESSOR DISCHARGE PRESSURE TRANSMITER | no data | FUEL GAS COMPRESSOR "C" | no data | no data | FGS | no data | OPEN | no data | no data | no data | no data
no data | 01-nodata60 | GAS COMPRESSOR "C" COMPRESSOR INLET PRESSURE TRANSMITER | no data | FUEL GAS COMPRESSOR "C" | no data | no data | FGS | no data | OPEN | no data | no data | no data | no data
no data | 01-nodata61 | GAS COMPRESSOR "C" FLOW METER HIGH SIDE ISOLATION | no data | FUEL GAS COMPRESSOR "C" | no data | no data | FGS | no data | OPEN | no data | no data | no data | no data
no data | 01-nodata62 | GAS COMPRESSOR "C" FLOW METER LOW SIDE ISOLATION | no data | FUEL GAS COMPRESSOR "C" | no data | no data | FGS | no data | OPEN | no data | no data | no data | no data
no data | 01-nodata63 | GAS COMPRESSOR "C" SEAL GAS SUPPLY FILTER DP TRANSMITTER HIGH SIDE | no data | FUEL GAS COMPRESSOR "C" | no data | no data | FGS | no data | OPEN | no data | no data | no data | no data
no data | 01-nodata64 | GAS COMPRESSOR "C" SEAL GAS SUPPLY FILTER DP TRANSMITTER LOW SIDE | no data | FUEL GAS COMPRESSOR "C" | no data | no data | FGS | no data | OPEN | no data | no data | no data | no data
no data | 01-nodata65 | GAS COMPRESSOR "C" SEAL VENT PRESSURE TRANSMITTER ISOLATION | no data | FUEL GAS COMPRESSOR "C" | no data | no data | FGS | no data | OPEN | no data | no data | no data | no data
no data | 01-VAX159 | GS supply iso before superheater | ST lower East | Gland Steam | no data | no data | STP | no data | no data | no data | no data | no data | no data
no data | 01-VAX159 | GS supply iso before superheater | ST lower | ST seals | no data | no data | STP | no data | no data | no data | no data | no data | no data
no data | 01-VAXS |  | Pipe Rack 1st | Aux Steam Header | no data | no data | AXS | no data | no data | no data | no data | no data | no data
no data | 01-VBDN613 | HRSGs sump discharge to SW tank | HRSG NE | BDT | no data | no data | HBD | no data | no data | no data | no data | no data | no data
no data | 01-VBDN614 | HRSGs sump discharge to SW tank vent/drain | HRSG NE | BDT | no data | no data | HBD | no data | no data | no data | no data | no data | no data
no data | 01-VBDN615 | HRSGs sump discharge to SW tank vent/drain | HRSG NE | BDT | no data | no data | HBD | no data | no data | no data | no data | no data | no data
no data | 01-VBDN687 | HRSGs sump discharge to WW sump | HRSG NE | BDT | no data | no data | HBD | no data | no data | no data | no data | no data | no data
no data | 01-VBDN688 | HRSGs sump discharge to WW sump vent/drain | HRSG NE | BDT | no data | no data | HBD | no data | no data | no data | no data | no data | no data
no data | 01-VBDN689 | HRSGs sump discharge to WW sump vent/drain | HRSG NE | BDT | no data | no data | HBD | no data | no data | no data | no data | no data | no data
no data | 01-VBFV | BFP "A" IP FW discharge MOV equalizing valve | Pipe Rack 1st | BFP A | no data | no data | BFW | no data | no data | no data | no data | no data | no data
no data | 01-VBFV189 | BFP "A" HP FW discharge vent (2) valves | Pipe Rack 1st | BFP A | no data | no data | BFW | no data | CLOSED | no data | no data | no data | no data
no data | 01-VBFV190 | BFP "A" HP FW discharge vent (2) valves | Pipe Rack 1st | BFP A | no data | no data | BFW | no data | CLOSED | no data | no data | no data | no data
no data | 01-VBFV192 | BFP "A" HP FW discharge drain (2) valves | Pipe Rack 1st | BFP A | no data | no data | BFW | no data | CLOSED | no data | no data | no data | no data
no data | 01-VBFV193 | BFP "A" HP FW discharge drain (2) valves | Pipe Rack 1st | BFP A | no data | no data | BFW | no data | CLOSED | no data | no data | no data | no data
no data | 01-VBFV271 | BFP "A" HP FW discharge iso | Pipe Rack 1st | BFP A | no data | no data | BFW | no data | OPEN | no data | no data | no data | no data
no data | 01-VBFV271 | BFP "A" HP FW discharge iso equalizing valve | Pipe Rack 1st | BFP A | no data | no data | BFW | no data | OPEN | no data | no data | no data | no data
no data | 01-VBFV271 | BFP "A" HP FW discharge iso bypass | Pipe Rack 1st | BFP A | no data | no data | BFW | no data | CLOSED | no data | no data | no data | no data
no data | 01-VBFW | BFP "A" HP FW recirc iso before CV | CRT landing | CV/CRT | no data | Iso Vlv | BFW | no data | OPEN | CLOSED | no data | no data | no data
no data | 01-VBFW | BFP "B" HP FW recirc iso before CV | CRT landing | CV/CRT | no data | Iso Vlv | BFW | no data | OPEN | CLOSED | no data | no data | no data
no data | 01-VBFW | From TCA to CRT before CV iso | CRT landing | CV/CRT | no data | Iso Vlv | BFW | no data | OPEN | CLOSED | no data | no data | no data
no data | 01-VBFW | BFP suction strainer blowdown | Pipe Rack 1st | BFP A/B suction | no data | no data | BFW | no data | CLOSED | no data | no data | no data | no data
no data | 01-VBFW | BFP "B" IP FW discharge iso bypass | Pipe Rack 1st | BFP B | no data | no data | BFW IP | no data | CLOSED | no data | no data | no data | no data
no data | 01-VBFW | BFP "B" IP FW discharge iso equalizing valve | Pipe Rack 1st | BFP B | no data | no data | BFW IP | no data | OPEN | no data | no data | no data | no data
no data | 01-VBFW | BFP "B" HP FW discharge iso equalizing valve | Pipe Rack 1st | BFP B | no data | no data | BFW HP | no data | OPEN | no data | no data | no data | no data
no data | 01-VBFW | BFP "B" HP FW discharge iso bypass | Pipe Rack 1st | BFP B | no data | no data | BFW HP | no data | CLOSED | no data | no data | no data | no data
no data | 01-VBFW | BFP "B" HP FW discharge MOV equalizing valve | Pipe Rack 1st | BFP B | no data | no data | BFW HP | no data | OPEN | no data | no data | no data | no data
no data | 01-VBFW | From TCA to Cond. Receiver Tank before CV iso | CRT | TCA | no data | no data | BFW HP | no data | OPEN | no data | no data | no data | no data
no data | 01-VBFW | To Gas performance heater MOV bypass | one level under LP Drum | FGPH | no data | no data | BFW IP | no data | CLOSED | no data | no data | no data | no data
no data | 01-VBFW124 | IP FW to HP bypass FT iso | Pipe Rack 3rd | Attemperator HP | no data | no data | BFW IP | no data | OPEN | no data | no data | no data | no data
no data | 01-VBFW124F | HRH terminal atemperator flow meter (3 tramsmitters) | Pipe Rack 2nd | Attemperator HRH | no data | no data | BFW IP | no data | OPEN | no data | no data | no data | no data
no data | 01-VBFW125 | IP FW to HP bypass FT iso | Pipe Rack 3rd | Attemperator HP | no data | no data | BFW IP | no data | OPEN | no data | no data | no data | no data
no data | 01-VBFW126 | IP FW to HP bypass FT iso | Pipe Rack 3rd | Attemperator HP | no data | no data | BFW IP | no data | OPEN | no data | no data | no data | no data
no data | 01-VBFW127 | IP FW to HP bypass FT iso | Pipe Rack 3rd | Attemperator HP | no data | no data | BFW IP | no data | OPEN | no data | no data | no data | no data
no data | 01-VBFW180F | BFP "B" suction PIT iso (3) | HRSG lower West | no data | no data | no data | BFW | no data | OPEN | no data | no data | no data | no data
no data | 01-VBFW180F | BFP "B" suction PIT iso (3) | Pipe Rack 1st | BFP B | no data | no data | BFW | no data | OPEN | no data | no data | no data | no data
no data | 01-VBFW2278 | Gas performance heater Level switch vessel 2 | FGPH | FGPH | no data | no data | BFW IP | no data | OPEN | no data | no data | no data | no data
no data | 01-VBFW245 | FW to HP terminal atemperator strainer PDIT | Pipe Rack 1st | Attemperator HP | no data | no data | BFW HP | no data | OPEN | no data | no data | no data | no data
no data | 01-VBFW3346 | Gas performance heater Low flow CV iso (before) | FGPH | FGPH | no data | no data | BFW IP | no data | OPEN | no data | no data | no data | no data
no data | 01-VBFW385F | FW to HP terminal atemperator (3) Flow meters | Pipe Rack 1st | Attemperator HP | no data | no data | BFW HP | no data | OPEN | no data | no data | no data | no data
no data | 01-VBFW394F | BFP "A" suction PIT iso (3) (at the pump) | HRSG lower West | no data | no data | no data | BFW | no data | OPEN | no data | no data | no data | no data
no data | 01-VBFW394F | BFP "A" suction PIT iso (3) (at the pump) | Pipe Rack 1st | BFP A | no data | no data | BFW | no data | OPEN | no data | no data | no data | no data
no data | 01-VBFW820 | (2) Flow transmitters (8) valves | no data | no data | no data | no data | BFW IP | no data | OPEN | no data | no data | no data | no data
no data | 01-VBFW820 | (2) Flow transmitters (8) valves | HRSG lower | Attemperator HRH | no data | no data | BFW IP | no data | OPEN | no data | no data | no data | no data
no data | 01-VBFW821 | (2) Flow transmitters (8) valves | no data | no data | no data | no data | BFW IP | no data | OPEN | no data | no data | no data | no data
no data | 01-VBFW821 | (2) Flow transmitters (8) valves | HRSG lower | Attemperator HRH | no data | no data | BFW IP | no data | OPEN | no data | no data | no data | no data
no data | 01-VBFW822 | (2) Flow transmitters (8) valves | no data | no data | no data | no data | BFW IP | no data | OPEN | no data | no data | no data | no data
no data | 01-VBFW822 | (2) Flow transmitters (8) valves | HRSG lower | Attemperator HRH | no data | no data | BFW IP | no data | OPEN | no data | no data | no data | no data
no data | 01-VBFW823 | (2) Flow transmitters (8) valves | no data | no data | no data | no data | BFW IP | no data | OPEN | no data | no data | no data | no data
no data | 01-VBFW823 | (2) Flow transmitters (8) valves | HRSG lower | Attemperator HRH | no data | no data | BFW IP | no data | OPEN | no data | no data | no data | no data
no data | 01-VBFW824 | (2) Flow transmitters (8) valves | no data | no data | no data | no data | BFW IP | no data | OPEN | no data | no data | no data | no data
no data | 01-VBFW824 | (2) Flow transmitters (8) valves | HRSG lower | Attemperator HRH | no data | no data | BFW IP | no data | OPEN | no data | no data | no data | no data
no data | 01-VBFW825 | (2) Flow transmitters (8) valves | no data | no data | no data | no data | BFW IP | no data | OPEN | no data | no data | no data | no data
no data | 01-VBFW825 | (2) Flow transmitters (8) valves | HRSG lower | Attemperator HRH | no data | no data | BFW IP | no data | OPEN | no data | no data | no data | no data
no data | 01-VBFW826 | Strainer DPT (4) valves | no data | no data | no data | no data | BFW IP | no data | OPEN | no data | no data | no data | no data
no data | 01-VBFW826 | Strainer DPT (4) valves | HRSG lower | Attemperator HRH | no data | no data | BFW IP | no data | OPEN | no data | no data | no data | no data
no data | 01-VBFW827 | Strainer DPT (4) valves | no data | no data | no data | no data | BFW IP | no data | OPEN | no data | no data | no data | no data
no data | 01-VBFW827 | Strainer DPT (4) valves | HRSG lower | Attemperator HRH | no data | no data | BFW IP | no data | OPEN | no data | no data | no data | no data
no data | 01-VBFW828 | Strainer DPT (4) valves | no data | no data | no data | no data | BFW IP | no data | OPEN | no data | no data | no data | no data
no data | 01-VBFW828 | Strainer DPT (4) valves | HRSG lower | Attemperator HRH | no data | no data | BFW IP | no data | OPEN | no data | no data | no data | no data
no data | 01-VBFW829 | Strainer DPT (4) valves | no data | no data | no data | no data | BFW IP | no data | OPEN | no data | no data | no data | no data
no data | 01-VBFW829 | Strainer DPT (4) valves | HRSG lower | Attemperator HRH | no data | no data | BFW IP | no data | OPEN | no data | no data | no data | no data
no data | 01-VBFW848 | Strainer Drain (2) valves | no data | no data | no data | no data | BFW IP | no data | CLOSED | no data | no data | no data | no data
no data | 01-VBFW848 | Strainer Drain (2) valves | HRSG lower | Attemperator HRH | no data | no data | BFW IP | no data | CLOSED | no data | no data | no data | no data
no data | 01-VBFW849 | Strainer Drain (2) valves | no data | no data | no data | no data | BFW IP | no data | CLOSED | no data | no data | no data | no data
no data | 01-VBFW849 | Strainer Drain (2) valves | HRSG lower | Attemperator HRH | no data | no data | BFW IP | no data | CLOSED | no data | no data | no data | no data
no data | 01-VBFW918 | (2) Flow transmitters (8) valves | no data | no data | no data | no data | BFW IP | no data | OPEN | no data | no data | no data | no data
no data | 01-VBFW918 | (2) Flow transmitters (8) valves | HRSG lower | Attemperator HRH | no data | no data | BFW IP | no data | OPEN | no data | no data | no data | no data
no data | 01-VBFW919 | (2) Flow transmitters (8) valves | no data | no data | no data | no data | BFW IP | no data | OPEN | no data | no data | no data | no data
no data | 01-VBFW919 | (2) Flow transmitters (8) valves | HRSG lower | Attemperator HRH | no data | no data | BFW IP | no data | OPEN | no data | no data | no data | no data
no data | 01-VBFW930 | After CV iso | no data | no data | no data | no data | BFW IP | no data | OPEN | no data | no data | no data | no data
no data | 01-VBFW930 | After CV iso | HRSG lower | Attemperator HRH | no data | no data | BFW IP | no data | OPEN | no data | no data | no data | no data
no data | 01-VBFW960 | Drain before CV | no data | no data | no data | no data | BFW IP | no data | CLOSED | no data | no data | no data | no data
no data | 01-VBFW960 | Drain before CV | HRSG lower | Attemperator HRH | no data | no data | BFW IP | no data | CLOSED | no data | no data | no data | no data
no data | 01-VBFW961 | Drain before CV | no data | no data | no data | no data | BFW IP | no data | CLOSED | no data | no data | no data | no data
no data | 01-VBFW961 | Drain before CV | HRSG lower | Attemperator HRH | no data | no data | BFW IP | no data | CLOSED | no data | no data | no data | no data
no data | 01-VBFW962 | Drain after check (2) valves | no data | no data | no data | no data | BFW IP | no data | CLOSED | no data | no data | no data | no data
no data | 01-VBFW962 | Drain after check (2) valves | HRSG lower | Attemperator HRH | no data | no data | BFW IP | no data | CLOSED | no data | no data | no data | no data
no data | 01-VBFW963 | Drain after check (2) valves | no data | no data | no data | no data | BFW IP | no data | CLOSED | no data | no data | no data | no data
no data | 01-VBFW963 | Drain after check (2) valves | HRSG lower | Attemperator HRH | no data | no data | BFW IP | no data | CLOSED | no data | no data | no data | no data
no data | 01-VBFWF100F | HRH terminal atemperator flow meter (3 tramsmitters) | Pipe Rack 2nd | Attemperator HRH | no data | no data | BFW IP | no data | OPEN | no data | no data | no data | no data
no data | 01-VBFWF102F | HRH terminal atemperator flow meter (3 tramsmitters) | Pipe Rack 2nd | Attemperator HRH | no data | no data | BFW IP | no data | OPEN | no data | no data | no data | no data
no data | 01-VBFWF104F | HRH terminal atemperator flow meter (3 tramsmitters) | Pipe Rack 2nd | Attemperator HRH | no data | no data | BFW IP | no data | OPEN | no data | no data | no data | no data
no data | 01-VBFWF110F | HRH terminal atemperator flow meter (3 tramsmitters) | Pipe Rack 2nd | Attemperator HRH | no data | no data | BFW IP | no data | OPEN | no data | no data | no data | no data
no data | 01-VBFWF117F | FW to HP terminal atemperator (3) Flow meters | Pipe Rack 1st | Attemperator HP | no data | no data | BFW HP | no data | OPEN | no data | no data | no data | no data
no data | 01-VBFWF120F | FW to HP terminal atemperator (3) Flow meters | Pipe Rack 1st | Attemperator HP | no data | no data | BFW HP | no data | OPEN | no data | no data | no data | no data
no data | 01-VBFWF121F | FW to HP terminal atemperator (3) Flow meters | Pipe Rack 1st | Attemperator HP | no data | no data | BFW HP | no data | OPEN | no data | no data | no data | no data
no data | 01-VBFWF122F | FW to HP terminal atemperator (3) Flow meters | Pipe Rack 1st | Attemperator HP | no data | no data | BFW HP | no data | OPEN | no data | no data | no data | no data
no data | 01-VBFWF125F | HRH terminal atemperator flow meter (3 tramsmitters) | Pipe Rack 2nd | Attemperator HRH | no data | no data | BFW IP | no data | OPEN | no data | no data | no data | no data
no data | 01-VBFWF126F | HRH terminal atemperator flow meter (3 tramsmitters) | Pipe Rack 2nd | Attemperator HRH | no data | no data | BFW IP | no data | OPEN | no data | no data | no data | no data
no data | 01-VBFWF127F | HRH terminal atemperator flow meter (3 tramsmitters) | Pipe Rack 2nd | Attemperator HRH | no data | no data | BFW IP | no data | OPEN | no data | no data | no data | no data
no data | 01-VBFWF159F | BFP "A" suction PIT iso (3) (at the pump) | HRSG lower West | no data | no data | no data | BFW | no data | OPEN | no data | no data | no data | no data
no data | 01-VBFWF159F | BFP "A" suction PIT iso (3) (at the pump) | Pipe Rack 1st | BFP A | no data | no data | BFW | no data | OPEN | no data | no data | no data | no data
no data | 01-VBFWF160F | BFP "A" suction PIT iso (3) (at the pump) | HRSG lower West | no data | no data | no data | BFW | no data | OPEN | no data | no data | no data | no data
no data | 01-VBFWF160F | BFP "A" suction PIT iso (3) (at the pump) | Pipe Rack 1st | BFP A | no data | no data | BFW | no data | OPEN | no data | no data | no data | no data
no data | 01-VBFWF179F | BFP "B" suction PIT iso (3) | HRSG lower West | no data | no data | no data | BFW | no data | OPEN | no data | no data | no data | no data
no data | 01-VBFWF179F | BFP "B" suction PIT iso (3) | Pipe Rack 1st | BFP B | no data | no data | BFW | no data | OPEN | no data | no data | no data | no data
no data | 01-VBFWF395F | BFP "B" suction PIT iso (3) | HRSG lower West | no data | no data | no data | BFW | no data | OPEN | no data | no data | no data | no data
no data | 01-VBFWF395F | BFP "B" suction PIT iso (3) | Pipe Rack 1st | BFP B | no data | no data | BFW | no data | OPEN | no data | no data | no data | no data
no data | 01-VBFWF507F | FW to HP terminal atemperator (3) Flow meters | Pipe Rack 1st | Attemperator HP | no data | no data | BFW HP | no data | OPEN | no data | no data | no data | no data
no data | 01-VBFWF515F | FW to HP terminal atemperator (3) Flow meters | Pipe Rack 1st | Attemperator HP | no data | no data | BFW HP | no data | OPEN | no data | no data | no data | no data
no data | 01-VBFWF533F | FW to HP terminal atemperator (3) Flow meters | Pipe Rack 1st | Attemperator HP | no data | no data | BFW HP | no data | OPEN | no data | no data | no data | no data
no data | 01-VBND100 | BD tank sump pump discharge FT | HRSG NE | BDT | no data | no data | HBD | no data | no data | no data | no data | no data | no data
no data | 01-VBND101 | BD tank sump pump discharge FT | HRSG NE | BDT | no data | no data | HBD | no data | no data | no data | no data | no data | no data
no data | 01-V-BUR800 | DUCT BURNER ISOLATION | no data | UNIT 1 DUCT BURNER | no data | no data | FGS | no data | OPEN | no data | no data | no data | no data
no data | 01-V-BUR803 | GAS FLOW INDICATING TRANSMITTER ISOLATION | no data | UNIT 1 DUCT BURNER | no data | no data | FGS | no data | OPEN | no data | no data | no data | no data
no data | 01-V-BUR804 | GAS FLOW INDICATING TRANSMITTER ISOLATION | no data | UNIT 1 DUCT BURNER | no data | no data | FGS | no data | OPEN | no data | no data | no data | no data
no data | 01-V-BUR810 | PURGE ISOLATION | no data | UNIT 1 DUCT BURNER | no data | no data | FGS | no data | CLOSED | no data | no data | no data | no data
no data | 01-V-BUR811 | PRESSURE INDCATING TRANSMITTER | no data | UNIT 1 DUCT BURNER | no data | no data | FGS | no data | OPEN | no data | no data | no data | no data
no data | 01-V-BUR812 | PRESSURE INDCATING TRANSMITTER | no data | UNIT 1 DUCT BURNER | no data | no data | FGS | no data | OPEN | no data | no data | no data | no data
no data | 01-V-BUR820 | PRESSURE INDICATION TRANSMITTER AFTER STOP VALVE | no data | UNIT 1 DUCT BURNER | no data | no data | FGS | no data | OPEN | no data | no data | no data | no data
no data | 01-V-BUR827 | DP TRANSMITTER HIGH SIDE STOP VALVE | no data | UNIT 1 DUCT BURNER | no data | no data | FGS | no data | OPEN | no data | no data | no data | no data
no data | 01-V-BUR828 | DP TRANSMITTER LOW SIDE STOP VALVE | no data | UNIT 1 DUCT BURNER | no data | no data | FGS | no data | OPEN | no data | no data | no data | no data
no data | 01-V-BUR835 | PRESSURE AFTER CONTROL VALVE TRANSMITTER | no data | UNIT 1 DUCT BURNER | no data | no data | FGS | no data | OPEN | no data | no data | no data | no data
no data | 01-V-BUR836 | PRESSURE AFTER CONTROL VALVE TRANSMITTER | no data | UNIT 1 DUCT BURNER | no data | no data | FGS | no data | OPEN | no data | no data | no data | no data
no data | 01-V-BUR845 | DRAIN AFTER STOP VALVE | no data | UNIT 1 DUCT BURNER | no data | no data | FGS | no data | CLOSED | no data | no data | no data | no data
no data | 01-V-BUR846 | DUCT BURNER HEADER DRAIN | no data | UNIT 1 DUCT BURNER | no data | no data | FGS | no data | CLOSED | no data | no data | no data | no data
no data | 01-V-BUR860 | PILOT GAS SUPPLY ISOLATION | no data | UNIT 1 DUCT BURNER | no data | no data | FGS | no data | OPEN | no data | no data | no data | no data
no data | 01-V-BUR866 | PILOT GAS PRESSURE TRANSMITTER ISOLATION | no data | UNIT 1 DUCT BURNER | no data | no data | FGS | no data | OPEN | no data | no data | no data | no data
no data | 01-V-BUR870 | PILOT HEADER STOP VALVE PRESSURE DP HIGH SIDE | no data | UNIT 1 DUCT BURNER | no data | no data | FGS | no data | OPEN | no data | no data | no data | no data
no data | 01-V-BUR871 | PILOT HEADER STOP VALVE PRESSURE DP LOW SIDE | no data | UNIT 1 DUCT BURNER | no data | no data | FGS | no data | OPEN | no data | no data | no data | no data
no data | 01-V-BUR886 | PILIOT HEADER DRAIN BETWEEN PRIMARY STOP VALVES | no data | UNIT 1 DUCT BURNER | no data | no data | FGS | no data | CLOSED | no data | no data | no data | no data
no data | 01-V-BUR887 | PILOT HEADER DRAIN BETWEEN STOP VALVES SECONDARY | no data | UNIT 1 DUCT BURNER | no data | no data | FGS | no data | CLOSED | no data | no data | no data | no data
no data | 01-V-BUR955 | FLAME SCANNER BLOWER DISCHARGE PRESSURE TRANSMITTER | no data | UNIT 1 DUCT BURNER | no data | no data | FGS | no data | OPEN | no data | no data | no data | no data
no data | 01-V-BUR956 | FLAME SCANNER BLOWER DISCHARGE PRESSURE TRANSMITTER | no data | UNIT 1 DUCT BURNER | no data | no data | FGS | no data | OPEN | no data | no data | no data | no data
no data | 01-V-BURXXX | FLAME SCANNER BLOWER DISCHARGE DRAIN VALVE | no data | UNIT 1 DUCT BURNER | no data | no data | FGS | no data | CLOSED | no data | no data | no data | no data
no data | 01-VCND | Condensate Receiver Tank drain valve | CRT area | CRT | no data | no data | CND | no data | CLOSED | no data | no data | no data | no data
no data | 01-VCND | Level indicating instruments (4 lower valves) | CRT area | LIT | no data | no data | CND | no data | OPEN | no data | no data | no data | no data
no data | 01-VCND | Condensate Recirc Strainer DP isolation (2) valves | CRT area | CRT | no data | no data | CND | no data | OPEN | no data | no data | no data | no data
no data | 01-VCND | Inlet valve to strainer #1 | CRT area | CND pump A | no data | no data | CND | no data | OPEN | no data | no data | no data | no data
no data | 01-VCND | Inlet valve to strainer #2 | CRT area | CND pump A | no data | no data | CND | no data | CLOSED | no data | no data | no data | no data
no data | 01-VCND | Outlet valve from strainer 1 | CRT area | CND pump A | no data | no data | CND | no data | OPEN | no data | no data | no data | no data
no data | 01-VCND | Outlet valve from strainer 2 | CRT area | CND pump A | no data | no data | CND | no data | CLOSED | no data | no data | no data | no data
no data | 01-VCND | Inlet valve to strainer 1 | CRT area | CND pump B | no data | no data | CND | no data | OPEN | no data | no data | no data | no data
no data | 01-VCND | Inlet valve to strainer 2 | CRT area | CND pump B | no data | no data | CND | no data | CLOSED | no data | no data | no data | no data
no data | 01-VCND | Outlet valve from strainer 1 | CRT area | CND pump B | no data | no data | CND | no data | OPEN | no data | no data | no data | no data
no data | 01-VCND | Outlet valve from strainer 2 | CRT area | CND pump B | no data | no data | CND | no data | CLOSED | no data | no data | no data | no data
no data | 01-VCND | Inlet valve to strainer 1 | CRT area | CND pump C | no data | no data | CND | no data | OPEN | no data | no data | no data | no data
no data | 01-VCND | Inlet valve to strainer 2 | CRT area | CND pump C | no data | no data | CND | no data | CLOSED | no data | no data | no data | no data
no data | 01-VCND | Outlet valve from strainer 1 | CRT area | CND pump C | no data | no data | CND | no data | OPEN | no data | no data | no data | no data
no data | 01-VCND | Outlet valve from strainer 2 | CRT area | CND pump C | no data | no data | CND | no data | CLOSED | no data | no data | no data | no data
no data | 01-VCND | Vent Before Iron Filters | CRT area | IRON Filter Bypass | no data | no data | CND | no data | CLOSED | no data | no data | no data | no data
no data | 01-VCND | Hood Spray and Gland Steam attemperator | ST upper East | Attemperator | no data | no data | CND | no data | OPEN | no data | no data | no data | no data
no data | 01-VCND217 | Condensate Recirc CV bypass | CRT landing | CV/CRT | no data | Iso Vlv | CND | 20023894-PD-053A | OPEN | CLOSED | no data | no data | no data
no data | 01-VCND329B | CND Pump Discharge bypass valve | CRT area | CND pump C | no data | no data | CND | no data | CLOSED | no data | no data | no data | no data
no data | 01-VCND329E | CND Pump Discharge equalizing valve | CRT area | CND pump C | no data | no data | CND | no data | OPEN | no data | no data | no data | no data
no data | 01-VCND336 | Condensate header pressure transmitters | HRSG lower NW | no data | no data | no data | CND | no data | OPEN | no data | no data | no data | no data
no data | 01-VCND364 | CRH ventilator spray drain (OUTSIDE DECK) | ST upper East (OUTSIDE DECK) | Attemperator | no data | no data | CND | no data | CLOSED | no data | no data | no data | no data
no data | 01-VCND501 | LP turbine exhause pressure PITs | ST upper East | ST | no data | no data | CND | no data | no data | no data | no data | no data | no data
no data | 01-VCND502 | LP turbine exhause pressure PITs | ST upper East | ST | no data | no data | CND | no data | no data | no data | no data | no data | no data
no data | 01-VCND503 | LP turbine exhause pressure PITs | ST upper East | ST | no data | no data | CND | no data | no data | no data | no data | no data | no data
no data | 01-VCND819 | Seal water pressure gauge | CRT area | CND pump A | no data | no data | CND | no data | OPEN | no data | no data | no data | no data
no data | 01-VCRH113 | CRH Drip Leg Level Switche vents | ST lower East | no data | no data | no data | CRH | no data | no data | no data | no data | no data | no data
no data | 01-VCRH116 | CRH Drip Leg Level Switche vents | ST lower East | no data | no data | no data | CRH | no data | no data | no data | no data | no data | no data
no data | 01-VCRH118 | CRH header Drip Leg Level Switche vents | Pipe Rack 2nd | HRSG/ST | no data | no data | CRH | no data | no data | no data | no data | no data | no data
no data | 01-VCRH119 | CRH header Drip Leg Level Switche vents | Pipe Rack 2nd | HRSG/ST | no data | no data | CRH | no data | no data | no data | no data | no data | no data
no data | 01-VCRH126 | HP turbine exhaust Drip Leg Level Switche vents | ST lower East | no data | no data | no data | CRH | no data | no data | no data | no data | no data | no data
no data | 01-VCRH129 | HP turbine exhaust Drip Leg Level Switche vents | ST lower East | no data | no data | no data | CRH | no data | no data | no data | no data | no data | no data
no data | 01-VCRH145 | HP turbine exhaust Drip Leg Level Switche vents | ST lower East | no data | no data | no data | CRH | no data | no data | no data | no data | no data | no data
no data | 01-VCRH149 | HP turbine exhaust Drip Leg Level Switche vents | ST lower East | no data | no data | no data | CRH | no data | no data | no data | no data | no data | no data
no data | 01-VCRH152 | CRH Drip Leg Level Switche vents | ST lower East | no data | no data | no data | CRH | no data | no data | no data | no data | no data | no data
no data | 01-VCRH153 | CRH Drip Leg Level Switche vents | ST lower East | no data | no data | no data | CRH | no data | no data | no data | no data | no data | no data
no data | 01-VCRH167 | CRH header Drip Leg Level Switche vents | Pipe Rack 2nd | HRSG/ST | no data | no data | CRH | no data | no data | no data | no data | no data | no data
no data | 01-VCRH168 | CRH header Drip Leg Level Switche vents | Pipe Rack 2nd | HRSG/ST | no data | no data | CRH | no data | no data | no data | no data | no data | no data
no data | 01-VDWS528F | Normal makeup FT | CRT landing | FIT | no data | Iso Vlv | DWS | no data | OPEN | no data | no data | no data | no data
no data | 01-VDWS532F | Emergency makeup FT | CRT landing | FIT | no data | Iso Vlv | DWS | no data | OPEN | no data | no data | no data | no data
no data | 01-VDWSF530F | Normal makeup FT | CRT landing | FIT | no data | Iso Vlv | DWS | no data | OPEN | no data | no data | no data | no data
no data | 01-VDWSF534F | Emergency makeup FT | CRT landing | FIT | no data | Iso Vlv | DWS | no data | OPEN | no data | no data | no data | no data
no data | 01-VFGS244 | UNIT 1 TURBINE BUILDING GAS ISOLATION | no data | FG SUPPLY TO DUCT BURNERS/BUILDING HEATERS | no data | no data | FGS | no data | OPEN | no data | no data | no data | no data
no data | 01-VFGS783 | LP GAS SUPPLY TO ELECTRIC HEATER | no data | HP REGULATING STATION (08) | no data | no data | FGS | no data | OPEN | no data | no data | no data | no data
no data | 01-VFGS883 | SKID09 HP REG STATION low pressure gas heater isolation | no data | HP REGULATING STATION (09) | no data | no data | FGS | no data | OPEN | no data | no data | no data | no data
no data | 01-VFGS923 | UNIT 1 DUCT BURNER DRAIN BEFORE PRESSURE CONTROL VALVE | no data | UNIT 1 DUCT BURNER | no data | no data | FGS | no data | CLOSED | no data | no data | no data | no data
no data | 01-VFGS925 | UNIT 1 DUCT BURNER INNERSTAGE PRESSURE TRANSMITTER ISOLATION | no data | UNIT 1 DUCT BURNER | no data | no data | FGS | no data | OPEN | no data | no data | no data | no data
no data | 01-VFGS926 | UNIT 1 DUCT BURNER INNERSTAGE PRESSURE TRANSMITTER ISOLATION | no data | UNIT 1 DUCT BURNER | no data | no data | FGS | no data | OPEN | no data | no data | no data | no data
no data | 01-VFGS928 | UNIT 1 DUCT BURNER PRESSURE TRANSMITTER ISOLATION AFTER REGULATION | no data | UNIT 1 DUCT BURNER | no data | no data | FGS | no data | OPEN | no data | no data | no data | no data
no data | 01-VFGS929 | UNIT 1 DUCT BURNER PRESSURE TRANSMITTER ISOLATION AFTER REGULATION | no data | UNIT 1 DUCT BURNER | no data | no data | FGS | no data | OPEN | no data | no data | no data | no data
no data | 01-VFGS941 | UNIT 1 TURBINE BUILING SUPPLY INTERSTAGE REGULATION VALVE VENT | no data | FG SUPPLY TO DUCT BURNERS/BUILDING HEATERS | no data | no data | FGS | no data | CLOSED | no data | no data | no data | no data
no data | 01-VFGS946 | UNIT 1 TURBINE BUILING HEAT REGULATION VALVE ISOLATION PCV-946 | no data | FG SUPPLY TO DUCT BURNERS/BUILDING HEATERS | no data | no data | FGS | no data | OPEN | no data | no data | no data | no data
no data | 01-VFGS950 | UNIT 1 TURBINE BUILING HEAT REGULATION VALVE ISOLATION PCV-950 | no data | FG SUPPLY TO DUCT BURNERS/BUILDING HEATERS | no data | no data | FGS | no data | OPEN | no data | no data | no data | no data
no data | 01-VFGS-YV-922 | DRAIN ON STOP VALVE YV-922 | no data | UNIT 1 DUCT BURNER | no data | no data | FGS | no data | CLOSED | no data | no data | no data | no data
no data | 01-VHBD9802 | PIT | HRSG NE | BDT | no data | no data | HBD | no data | no data | no data | no data | no data | no data
no data | 01-VHBD9804 | LG iso | HRSG NE | BDT | no data | no data | HBD | no data | no data | no data | no data | no data | no data
no data | 01-VHBD9805 | LT iso | HRSG NE | BDT | no data | no data | HBD | no data | no data | no data | no data | no data | no data
no data | 01-VHBD9805 | LG iso | HRSG NE | BDT | no data | no data | HBD | no data | no data | no data | no data | no data | no data
no data | 01-VHBD9806 | LT iso | HRSG NE | BDT | no data | no data | HBD | no data | no data | no data | no data | no data | no data
no data | 01-VHBD9901 | BD tank drain | HRSG NE | BDT | no data | no data | HBD | no data | no data | no data | no data | no data | no data
no data | 01-VHBD9902 | LG drain | HRSG NE | BDT | no data | no data | HBD | no data | no data | no data | no data | no data | no data
no data | 01-VHBD9903 | LG drain | HRSG NE | BDT | no data | no data | HBD | no data | no data | no data | no data | no data | no data
no data | 01-VHBD9904 | BDT Quenching CV iso | HRSG NE | BDT | no data | no data | HBD | no data | no data | no data | no data | no data | no data
no data | 01-VHBD9905 | BDT Quenching CV iso | HRSG NE | BDT | no data | no data | HBD | no data | no data | no data | no data | no data | no data
no data | 01-VHBD9906 | BDT Quenching CV bypass | HRSG NE | BDT | no data | no data | HBD | no data | no data | no data | no data | no data | no data
no data | 01-VHBD9907 | BDT Quenching line drain | HRSG NE | BDT | no data | no data | HBD | no data | no data | no data | no data | no data | no data
no data | 01-VHBD9908 | BDT Quenching line drain | HRSG NE | BDT | no data | no data | HBD | no data | no data | no data | no data | no data | no data
no data | 01-VHHS | HP drum High flow LCV iso bypass | HRSG lower West | no data | no data | no data | BFW HP | no data | CLOSED | no data | no data | no data | no data
no data | 01-VHHS | HP drum High flow LCV iso equalizing valve | HRSG lower West | no data | no data | no data | BFW HP | no data | OPEN | no data | no data | no data | no data
no data | 01-VHHS | HP drum Low flow LCV iso bypass | HRSG lower West | no data | no data | no data | BFW HP | no data | CLOSED | no data | no data | no data | no data
no data | 01-VHHS | HP drum Low flow LCV iso equalizing valve | HRSG lower West | no data | no data | no data | BFW HP | no data | OPEN | no data | no data | no data | no data
no data | 01-VHHS | HP drum High flow LCV outlet iso bypass | HRSG lower West | no data | no data | no data | BFW HP | no data | CLOSED | no data | no data | no data | no data
no data | 01-VHHS | HP drum High flow LCV outlet iso equalizing | HRSG lower West | no data | no data | no data | BFW HP | no data | OPEN | no data | no data | no data | no data
no data | 01-VHHS | HP drum Low flow LCV outlet iso bypass | HRSG lower West | no data | no data | no data | BFW HP | no data | CLOSED | no data | no data | no data | no data
no data | 01-VHHS | HP drum Low flow LCV outlet iso equalizing | HRSG lower West | no data | no data | no data | BFW HP | no data | OPEN | no data | no data | no data | no data
no data | 01-VHHS | MOV 901 bypass | HRSG lower West | no data | no data | no data | BFW HP | no data | CLOSED | no data | no data | no data | no data
no data | 01-VHHS | MOV 901 equalizing | HRSG lower West | no data | no data | no data | BFW HP | no data | OPEN | no data | no data | no data | no data
no data | 01-VHHS | Level Gauge (2) valves | HRSG upper West | HRSG/ HP Drum | no data | no data | HHS | no data | OPEN | no data | no data | no data | no data
no data | 01-VHHS | HP continuous blowdown regulator | HRSG upper East | HRSG/ HP Drum | no data | no data | HHS | no data |  | no data | no data | no data | no data
no data | 01-VHHS | Level Gauge (2) valves | HRSG upper East | HRSG/ HP Drum | no data | no data | HHS | no data | OPEN | no data | no data | no data | no data
no data | 01-VHHS801 | HP drum vent (2) valves | Top of the HP drum | HRSG/ HP Drum | no data | no data | HHS | no data | CLOSED | no data | no data | no data | no data
no data | 01-VHHS802 | HP drum vent (2) valves | Top of the HP drum | HRSG/ HP Drum | no data | no data | HHS | no data | CLOSED | no data | no data | no data | no data
no data | 01-VHHS803 | 1st stage HP superheater Drip leg 2 Lvl switches (8) isolation valves | HRSG lower East | no data | no data | no data | HHS | no data | no data | no data | no data | no data | no data
no data | 01-VHHS804 | 1st stage HP superheater Drip leg 2 Lvl switches (8) isolation valves | HRSG lower East | no data | no data | no data | HHS | no data | no data | no data | no data | no data | no data
no data | 01-VHHS805 | 1st stage HP superheater Drip leg 2 Lvl switches (8) isolation valves | HRSG lower East | no data | no data | no data | HHS | no data | no data | no data | no data | no data | no data
no data | 01-VHHS806 | 1st stage HP superheater Drip leg 2 Lvl switches (8) isolation valves | HRSG lower East | no data | no data | no data | HHS | no data | no data | no data | no data | no data | no data
no data | 01-VHHS807 | 1st stage HP superheater Drip leg 2 Lvl switches (8) isolation valves | HRSG lower East | no data | no data | no data | HHS | no data | no data | no data | no data | no data | no data
no data | 01-VHHS808 | 1st stage HP superheater Drip leg 2 Lvl switches (8) isolation valves | HRSG lower East | no data | no data | no data | HHS | no data | no data | no data | no data | no data | no data
no data | 01-VHHS809 | 1st stage HP superheater Drip leg 2 Lvl switches (8) isolation valves | HRSG lower East | no data | no data | no data | HHS | no data | no data | no data | no data | no data | no data
no data | 01-VHHS810 | 1st stage HP superheater Drip leg 2 Lvl switches (8) isolation valves | HRSG lower East | no data | no data | no data | HHS | no data | no data | no data | no data | no data | no data
no data | 01-VHHS811 | HP Superheater vent to atmoshpere | HRSG lower East | no data | no data | no data | HHS | no data | no data | no data | no data | no data | no data
no data | 01-VHHS812 | HP Superheater vent to atmoshpere | HRSG lower East | no data | no data | no data | HHS | no data | no data | no data | no data | no data | no data
no data | 01-VHHS813 | HP superheater outlet PITs (before MOV) | HRSG upper | HRSG | no data | no data | HHS | no data | no data | no data | no data | no data | no data
no data | 01-VHHS814 | HP superheater outlet PITs (before MOV) | HRSG upper | HRSG | no data | no data | HHS | no data | no data | no data | no data | no data | no data
no data | 01-VHHS818 | HP superheater outlet vent to atmoshpere (before MOV) | HRSG upper | HRSG | no data | no data | HHS | no data | no data | no data | no data | no data | no data
no data | 01-VHHS819 | HP superheater outlet vent to atmoshpere (before MOV) | HRSG upper | HRSG | no data | no data | HHS | no data | no data | no data | no data | no data | no data
no data | 01-VHHS820 | HP steam FT before terminal attemperator | Pipe Rack 3rd | HRSG/ST | no data | no data | HHS | no data | no data | no data | no data | no data | no data
no data | 01-VHHS821 | HP steam FT before terminal attemperator | Pipe Rack 3rd | HRSG/ST | no data | no data | HHS | no data | no data | no data | no data | no data | no data
no data | 01-VHHS822 | HP steam FT before terminal attemperator | Pipe Rack 3rd | HRSG/ST | no data | no data | HHS | no data | no data | no data | no data | no data | no data
no data | 01-VHHS823 | HP steam FT before terminal attemperator | Pipe Rack 3rd | HRSG/ST | no data | no data | HHS | no data | no data | no data | no data | no data | no data
no data | 01-VHHS824 | HP steam FT before terminal attemperator | Pipe Rack 3rd | HRSG/ST | no data | no data | HHS | no data | no data | no data | no data | no data | no data
no data | 01-VHHS825 | HP steam FT before terminal attemperator | Pipe Rack 3rd | HRSG/ST | no data | no data | HHS | no data | no data | no data | no data | no data | no data
no data | 01-VHHS826 | HP steam FT before terminal attemperator | Pipe Rack 3rd | HRSG/ST | no data | no data | HHS | no data | no data | no data | no data | no data | no data
no data | 01-VHHS827 | HP steam FT before terminal attemperator | Pipe Rack 3rd | HRSG/ST | no data | no data | HHS | no data | no data | no data | no data | no data | no data
no data | 01-VHHS-830 | FW to HP interstage atemperator (2) flow transmitters | HRSG West Landing | Attemperator HP | no data | no data | no data | no data | OPEN | no data | no data | no data | no data
no data | 01-VHHS831 | FW to HP interstage atemperator (2) flow transmitters | HRSG West Landing | Attemperator HP | no data | no data | no data | no data | OPEN | no data | no data | no data | no data
no data | 01-VHHS832 | FW to HP interstage atemperator (2) flow transmitters | HRSG West Landing | Attemperator HP | no data | no data | no data | no data | OPEN | no data | no data | no data | no data
no data | 01-VHHS833 | FW to HP interstage atemperator (2) flow transmitters | HRSG West Landing | Attemperator HP | no data | no data | no data | no data | OPEN | no data | no data | no data | no data
no data | 01-VHHS834 | FW to HP interstage atemperator (2) flow transmitters | HRSG West Landing | Attemperator HP | no data | no data | no data | no data | OPEN | no data | no data | no data | no data
no data | 01-VHHS835 | FW to HP interstage atemperator (2) flow transmitters | HRSG West Landing | Attemperator HP | no data | no data | no data | no data | OPEN | no data | no data | no data | no data
no data | 01-VHHS836 | FW to HP interstage atemperator (2) flow transmitters | HRSG West Landing | Attemperator HP | no data | no data | no data | no data | OPEN | no data | no data | no data | no data
no data | 01-VHHS837 | FW to HP interstage atemperator (2) flow transmitters | HRSG West Landing | Attemperator HP | no data | no data | no data | no data | OPEN | no data | no data | no data | no data
no data | 01-VHHS-838 | FW to HP interstage atemperator strainer DP | HRSG West Landing | Attemperator HP | no data | no data | no data | no data | OPEN | no data | no data | no data | no data
no data | 01-VHHS839 | FW to HP interstage atemperator strainer DP | HRSG West Landing | Attemperator HP | no data | no data | no data | no data | OPEN | no data | no data | no data | no data
no data | 01-VHHS840 | FW to HP interstage atemperator strainer DP | HRSG West Landing | Attemperator HP | no data | no data | no data | no data | OPEN | no data | no data | no data | no data
no data | 01-VHHS841 | FW to HP interstage atemperator strainer DP | HRSG West Landing | Attemperator HP | no data | no data | no data | no data | OPEN | no data | no data | no data | no data
no data | 01-VHHS-842 | FW to HP interstage atemperator strainer drain valve | HRSG West Landing | Attemperator HP | no data | no data | no data | no data | CLOSED | no data | no data | no data | no data
no data | 01-VHHS843 | FW to HP interstage atemperator strainer drain valve | HRSG West Landing | Attemperator HP | no data | no data | no data | no data | CLOSED | no data | no data | no data | no data
no data | 01-VHHS-844 | FW to HP interstage atemperator iso | HRSG West Landing | Attemperator HP | no data | no data | no data | no data | OPEN | no data | no data | no data | no data
no data | 01-VHHS856 | HP drum High flow drain | HRSG lower West | no data | no data | no data | BFW HP | no data | CLOSED | no data | no data | no data | no data
no data | 01-VHHS857 | HP drum High flow drain | HRSG lower West | no data | no data | no data | BFW HP | no data | CLOSED | no data | no data | no data | no data
no data | 01-VHHS858 | HP drum Low flow drain | HRSG lower West | no data | no data | no data | BFW HP | no data | CLOSED | no data | no data | no data | no data
no data | 01-VHHS859 | HP drum Low flow drain | HRSG lower West | no data | no data | no data | BFW HP | no data | CLOSED | no data | no data | no data | no data
no data | 01-VHHS-863 | FW to HP interstage atemperator drain (2) valves | HRSG West Landing | Attemperator HP | no data | no data | no data | no data | CLOSED | no data | no data | no data | no data
no data | 01-VHHS864 | FW to HP interstage atemperator drain (2) valves | HRSG West Landing | Attemperator HP | no data | no data | no data | no data | CLOSED | no data | no data | no data | no data
no data | 01-VHHS-865 | FW to HP interstage atemperator vent | HRSG West Landing | Attemperator HP | no data | no data | no data | no data | CLOSED | no data | no data | no data | no data
no data | 01-VHHS866 | FW to HP interstage atemperator vent | HRSG West Landing | Attemperator HP | no data | no data | no data | no data | CLOSED | no data | no data | no data | no data
no data | 01-VHHS867 | 1st stage HP superheater Drip leg drain (2) valves | HRSG lower East | no data | no data | no data | HHS | no data | no data | no data | no data | no data | no data
no data | 01-VHHS868 | 1st stage HP superheater Drip leg drain (2) valves | HRSG lower East | no data | no data | no data | HHS | no data | no data | no data | no data | no data | no data
no data | 01-VHHS871 | HP superheater outlet PITs (before MOV) | HRSG upper | HRSG | no data | no data | HHS | no data | no data | no data | no data | no data | no data
no data | 01-VHHS872 | HP superheater outlet PITs (before MOV) | HRSG upper | HRSG | no data | no data | HHS | no data | no data | no data | no data | no data | no data
no data | 01-VHHS873 | HP superheater outlet PITs (before MOV) | HRSG upper | HRSG | no data | no data | HHS | no data | no data | no data | no data | no data | no data
no data | 01-VHHS874 | HP superheater outlet PITs (before MOV) | HRSG upper | HRSG | no data | no data | HHS | no data | no data | no data | no data | no data | no data
no data | 01-VHHS900 | HP economizer drain block valves | HRSG lower West | no data | no data | no data | BFW HP | no data | CLOSED | no data | no data | no data | no data
no data | 01-VHHS901 | HP drum High flow LCV iso | HRSG lower West | no data | no data | no data | BFW HP | no data | OPEN | no data | no data | no data | no data
no data | 01-VHHS902 | HP drum High flow LCV outlet iso | HRSG lower West | no data | no data | no data | BFW HP | no data | OPEN | no data | no data | no data | no data
no data | 01-VHHS903 | HP drum Low flow LCV iso | HRSG lower West | no data | no data | no data | BFW HP | no data | OPEN | no data | no data | no data | no data
no data | 01-VHHS905 | HP economizer drain block valves | HRSG lower West | no data | no data | no data | BFW HP | no data | CLOSED | no data | no data | no data | no data
no data | 01-VHHS906 | HP economizer drain block valves | HRSG lower West | no data | no data | no data | BFW HP | no data | CLOSED | no data | no data | no data | no data
no data | 01-VHHS906 | 906 MOV bypass (HP steam isolation) | HRSG upper | HRSG/ST | no data | no data | HHS | no data | no data | no data | no data | no data | no data
no data | 01-VHHS907 | HP drum LCV bypass | HRSG lower West | no data | no data | no data | BFW HP | no data | CLOSED | no data | no data | no data | no data
no data | 01-VHHS907 | 907 MOV bypass (HP steam isolation) | HRSG upper | HRSG/ST | no data | no data | HHS | no data | no data | no data | no data | no data | no data
no data | 01-VHHS909 | 3rd stage HP superheater Drip leg drain (2) valves | HRSG lower East | no data | no data | no data | HHS | no data | no data | no data | no data | no data | no data
no data | 01-VHHS910 | 3rd stage HP superheater Drip leg drain (2) valves | HRSG lower East | no data | no data | no data | HHS | no data | no data | no data | no data | no data | no data
no data | 01-VHHS912 | HP drum FW drain before MOV | HRSG lower West | no data | no data | no data | BFW HP | no data | CLOSED | no data | no data | no data | no data
no data | 01-VHHS913 | HP drum FW drain before MOV | HRSG lower West | no data | no data | no data | BFW HP | no data | CLOSED | no data | no data | no data | no data
no data | 01-VHHS914 | HP economizer inlet PIT (after LCV) | HRSG lower West | no data | no data | no data | BFW HP | no data | OPEN | no data | no data | no data | no data
no data | 01-VHHS915 | HP economizer inlet PIT (after LCV) | HRSG lower West | no data | no data | no data | BFW HP | no data | OPEN | no data | no data | no data | no data
no data | 01-VHHS916 | HP FW to economizer PIT (before LCV) | no data | no data | no data | no data | BFW HP | no data | OPEN | no data | no data | no data | no data
no data | 01-VHHS917 | HP FW to economizer PIT (before LCV) | no data | no data | no data | no data | BFW HP | no data | OPEN | no data | no data | no data | no data
no data | 01-VHHS918F | HP BFW (2) flow transmitters to HRSG | Pipe Rack 1st | HRSG/HP Drum | no data | no data | BFW HP | no data | OPEN | no data | no data | no data | no data
no data | 01-VHHS919F | HP BFW (2) flow transmitters to HRSG | Pipe Rack 1st | HRSG/HP Drum | no data | no data | BFW HP | no data | OPEN | no data | no data | no data | no data
no data | 01-VHHS920F | HP BFW (2) flow transmitters to HRSG | Pipe Rack 1st | HRSG/HP Drum | no data | no data | BFW HP | no data | OPEN | no data | no data | no data | no data
no data | 01-VHHS921F | HP BFW (2) flow transmitters to HRSG | Pipe Rack 1st | HRSG/HP Drum | no data | no data | BFW HP | no data | OPEN | no data | no data | no data | no data
no data | 01-VHHS922F | HP BFW (2) flow transmitters to HRSG | Pipe Rack 1st | HRSG/HP Drum | no data | no data | BFW HP | no data | OPEN | no data | no data | no data | no data
no data | 01-VHHS923F | HP BFW (2) flow transmitters to HRSG | Pipe Rack 1st | HRSG/HP Drum | no data | no data | BFW HP | no data | OPEN | no data | no data | no data | no data
no data | 01-VHHS924F | HP BFW (2) flow transmitters to HRSG | Pipe Rack 1st | HRSG/HP Drum | no data | no data | BFW HP | no data | OPEN | no data | no data | no data | no data
no data | 01-VHHS925F | HP BFW (2) flow transmitters to HRSG | Pipe Rack 1st | HRSG/HP Drum | no data | no data | BFW HP | no data | OPEN | no data | no data | no data | no data
no data | 01-VHHS929 | HP economizer drain root valves | HRSG lower West | no data | no data | no data | BFW HP | no data | CLOSED | no data | no data | no data | no data
no data | 01-VHHS930 | HP economizer drain root valves | HRSG lower West | no data | no data | no data | BFW HP | no data | CLOSED | no data | no data | no data | no data
no data | 01-VHHS931 | HP economizer drain root valves | HRSG lower West | no data | no data | no data | BFW HP | no data | CLOSED | no data | no data | no data | no data
no data | 01-VHHS932 | HP economizer drain root valves | HRSG lower West | no data | no data | no data | BFW HP | no data | CLOSED | no data | no data | no data | no data
no data | 01-VHHS933 | HP economizer drain root valves | HRSG lower West | no data | no data | no data | BFW HP | no data | CLOSED | no data | no data | no data | no data
no data | 01-VHHS934 | HP economizer drain root valves | HRSG lower West | no data | no data | no data | BFW HP | no data | CLOSED | no data | no data | no data | no data
no data | 01-VHHS935 | HP economizer drain root valves | HRSG lower West | no data | no data | no data | BFW HP | no data | CLOSED | no data | no data | no data | no data
no data | 01-VHHS936 | HP economizer drain root valves | HRSG lower West | no data | no data | no data | BFW HP | no data | CLOSED | no data | no data | no data | no data
no data | 01-VHHS937 | HP economizer drain root valves | HRSG lower West | no data | no data | no data | BFW HP | no data | CLOSED | no data | no data | no data | no data
no data | 01-VHHS938 | HP economizer drain block valves | HRSG lower West | no data | no data | no data | BFW HP | no data | CLOSED | no data | no data | no data | no data
no data | 01-VHHS939 | HP economizer vent root valves | HRSG upper | HRSG/ HP Drum | no data | no data | BFW HP | no data | CLOSED | no data | no data | no data | no data
no data | 01-VHHS940 | HP economizer vent root valves | HRSG upper | HRSG/ HP Drum | no data | no data | BFW HP | no data | CLOSED | no data | no data | no data | no data
no data | 01-VHHS941 | HP economizer vent root valves | HRSG upper | HRSG/ HP Drum | no data | no data | BFW HP | no data | CLOSED | no data | no data | no data | no data
no data | 01-VHHS942 | HP economizer vent root valves | HRSG upper | HRSG/ HP Drum | no data | no data | BFW HP | no data | CLOSED | no data | no data | no data | no data
no data | 01-VHHS943 | HP economizer vent root valves | HRSG upper | HRSG/ HP Drum | no data | no data | BFW HP | no data | CLOSED | no data | no data | no data | no data
no data | 01-VHHS944 | HP economizer vent root valves | HRSG upper | HRSG/ HP Drum | no data | no data | BFW HP | no data | CLOSED | no data | no data | no data | no data
no data | 01-VHHS945 | HP economizer vent root valves | HRSG upper | HRSG/ HP Drum | no data | no data | BFW HP | no data | CLOSED | no data | no data | no data | no data
no data | 01-VHHS946 | HP economizer vent root valves | HRSG upper | HRSG/ HP Drum | no data | no data | BFW HP | no data | CLOSED | no data | no data | no data | no data
no data | 01-VHHS947 | HP economizer vent root valve | HRSG upper | HRSG/ HP Drum | no data | no data | BFW HP | no data | OPEN | no data | no data | no data | no data
no data | 01-VHHS948 | From TCA to HP economizer isolation | Pipe Rack 1st | TCA | no data | no data | BFW HP | no data | OPEN | no data | no data | no data | no data
no data | 01-VHHS949 | From TCA to HP economizer isolation bypass | Pipe Rack 1st | TCA | no data | no data | BFW HP | no data | CLOSED | no data | no data | no data | no data
no data | 01-VHHS950 | (2) HP Drum PIT (4) valves | Top of the HP drum | HRSG/ HP Drum | no data | no data | HHS | no data | OPEN | no data | no data | no data | no data
no data | 01-VHHS950 | From TCA to HP economizer isolation equalizing | Pipe Rack 1st | TCA | no data | no data | BFW HP | no data | OPEN | no data | no data | no data | no data
no data | 01-VHHS951 | (2) HP Drum PIT (4) valves | Top of the HP drum | HRSG/ HP Drum | no data | no data | HHS | no data | OPEN | no data | no data | no data | no data
no data | 01-VHHS952 | (2) HP Drum PIT (4) valves | Top of the HP drum | HRSG/ HP Drum | no data | no data | HHS | no data | OPEN | no data | no data | no data | no data
no data | 01-VHHS953 | (2) HP Drum PIT (4) valves | Top of the HP drum | HRSG/ HP Drum | no data | no data | HHS | no data | OPEN | no data | no data | no data | no data
no data | 01-VHHS956 | Nitrogen PIT (2) valves | Top of the HP drum | HRSG/ HP Drum | no data | no data | HHS | no data | OPEN | no data | no data | no data | no data
no data | 01-VHHS957 | Nitrogen PIT (2) valves | Top of the HP drum | HRSG/ HP Drum | no data | no data | HHS | no data | OPEN | no data | no data | no data | no data
no data | 01-VHHS959 | Nitrogen Fill iso | Top of the HP drum | HRSG/ HP Drum | no data | no data | HHS | no data | CLOSED | no data | no data | no data | no data
no data | 01-VHHS961 | HP economizer drain root valves | HRSG lower West | no data | no data | no data | BFW HP | no data | CLOSED | no data | no data | no data | no data
no data | 01-VHHS963 | Level Element (4) valves | HRSG upper West | HRSG/ HP Drum | no data | no data | HHS | no data | OPEN | no data | no data | no data | no data
no data | 01-VHHS964 | Level Element (4) valves | HRSG upper West | HRSG/ HP Drum | no data | no data | HHS | no data | OPEN | no data | no data | no data | no data
no data | 01-VHHS965 | Level instruments blowdown | HRSG upper West | HRSG/ HP Drum | no data | no data | HHS | no data | CLOSED | no data | no data | no data | no data
no data | 01-VHHS966 | Level instruments blowdown | HRSG upper West | HRSG/ HP Drum | no data | no data | HHS | no data | CLOSED | no data | no data | no data | no data
no data | 01-VHHS971 | Level Element (4) valves | HRSG upper East | HRSG/ HP Drum | no data | no data | HHS | no data | OPEN | no data | no data | no data | no data
no data | 01-VHHS972 | Level instruments blowdown | HRSG upper West | HRSG/ HP Drum | no data | no data | HHS | no data | CLOSED | no data | no data | no data | no data
no data | 01-VHHS973 | Level instruments blowdown | HRSG upper East | HRSG/ HP Drum | no data | no data | HHS | no data | CLOSED | no data | no data | no data | no data
no data | 01-VHHS974 | Level instruments blowdown | HRSG upper East | HRSG/ HP Drum | no data | no data | HHS | no data | CLOSED | no data | no data | no data | no data
no data | 01-VHHS975 | (2)Level Transmitters (8) valves | HRSG upper East | HRSG/ HP Drum | no data | no data | HHS | no data | OPEN | no data | no data | no data | no data
no data | 01-VHHS976 | (2)Level Transmitters (8) valves | HRSG upper East | HRSG/ HP Drum | no data | no data | HHS | no data | OPEN | no data | no data | no data | no data
no data | 01-VHHS977 | (2)Level Transmitters (8) valves | HRSG upper East | HRSG/ HP Drum | no data | no data | HHS | no data | OPEN | no data | no data | no data | no data
no data | 01-VHHS978 | (2)Level Transmitters (8) valves | HRSG upper East | HRSG/ HP Drum | no data | no data | HHS | no data | OPEN | no data | no data | no data | no data
no data | 01-VHHS979 | (2)Level Transmitters (8) valves | HRSG upper East | HRSG/ HP Drum | no data | no data | HHS | no data | OPEN | no data | no data | no data | no data
no data | 01-VHHS980 | (2)Level Transmitters (8) valves | HRSG upper East | HRSG/ HP Drum | no data | no data | HHS | no data | OPEN | no data | no data | no data | no data
no data | 01-VHHS981 | (2)Level Transmitters (8) valves | HRSG upper East | HRSG/ HP Drum | no data | no data | HHS | no data | OPEN | no data | no data | no data | no data
no data | 01-VHHS982 | (2)Level Transmitters (8) valves | HRSG upper East | HRSG/ HP Drum | no data | no data | HHS | no data | OPEN | no data | no data | no data | no data
no data | 01-VHHS983 | Level Element (4) valves | HRSG upper East | HRSG/ HP Drum | no data | no data | HHS | no data | OPEN | no data | no data | no data | no data
no data | 01-VHHS984 | Level Element (4) valves | HRSG upper East | HRSG/ HP Drum | no data | no data | HHS | no data | OPEN | no data | no data | no data | no data
no data | 01-VHHS985 | Level Element (4) valves | HRSG upper East | HRSG/ HP Drum | no data | no data | HHS | no data | OPEN | no data | no data | no data | no data
no data | 01-VHHS986 | Level Element (4) valves | HRSG upper West | HRSG/ HP Drum | no data | no data | HHS | no data | OPEN | no data | no data | no data | no data
no data | 01-VHHS987 | Level Element (4) valves | HRSG upper West | HRSG/ HP Drum | no data | no data | HHS | no data | OPEN | no data | no data | no data | no data
no data | 01-VHHS988 | Phosphate injection iso | HRSG upper West | HRSG/ HP Drum | no data | no data | HHS | no data | OPEN | no data | no data | no data | no data
no data | 01-VHHS991 | HP drum water sample (2) valves | HRSG upper East | HRSG/ HP Drum | no data | no data | HHS | no data | OPEN | no data | no data | no data | no data
no data | 01-VHHS992 | HP drum water sample (2) valves | HRSG upper East | HRSG/ HP Drum | no data | no data | HHS | no data | OPEN | no data | no data | no data | no data
no data | 01-VHHS994 | Steam to HP Evap drain after MOV | HRSG lower | no data | no data | no data | HHS | no data | no data | no data | no data | no data | no data
no data | 01-VHHS994 | Steam to HP Evap drain after MOV | no data | Sparging | no data | no data | no data | no data | no data | no data | no data | no data | no data
no data | 01-VHHS995 | Steam to HP Evap drain after MOV | HRSG lower | no data | no data | no data | HHS | no data | no data | no data | no data | no data | no data
no data | 01-VHHS995 | Steam to HP Evap drain after MOV | no data | Sparging | no data | no data | no data | no data | no data | no data | no data | no data | no data
no data | 01-VHHS996 | Steam to HP Evap strainer drain | HRSG lower | no data | no data | no data | HHS | no data | no data | no data | no data | no data | no data
no data | 01-VHHS996 | HP sparging steam strainer drain (2) valves (under HRSG) | Top of the HP drum | no data | no data | no data | HHS | no data | CLOSED | no data | no data | no data | no data
no data | 01-VHHS996 | Steam to HP Evap strainer drain | no data | Sparging | no data | no data | no data | no data | no data | no data | no data | no data | no data
no data | 01-VHHS997 | Steam to HP Evap strainer drain | HRSG lower | no data | no data | no data | HHS | no data | no data | no data | no data | no data | no data
no data | 01-VHHS997 | HP sparging steam strainer drain (2) valves (under HRSG) | Top of the HP drum | no data | no data | no data | HHS | no data | CLOSED | no data | no data | no data | no data
no data | 01-VHHS997 | Steam to HP Evap strainer drain | no data | Sparging | no data | no data | no data | no data | no data | no data | no data | no data | no data
no data | 01-VHHS998 | HP saturated steam sample (2) valves (under HP drum) | Top of the HP drum | no data | no data | no data | HHS | no data | OPEN | no data | no data | no data | no data
no data | 01-VHHS998 | HP saturated steam sample (under HP drum) | HRSG upper | HRSG | no data | no data | HHS | no data | no data | no data | no data | no data | no data
no data | 01-VHHS999 | HP saturated steam sample (2) valves (under HP drum) | Top of the HP drum | no data | no data | no data | HHS | no data | OPEN | no data | no data | no data | no data
no data | 01-VHHS999 | HP saturated steam sample (under HP drum) | HRSG upper | HRSG | no data | no data | HHS | no data | no data | no data | no data | no data | no data
no data | 01-VHIS | IP Economizer inlet MOV bypass | HRSG lower | no data | no data | no data | BFW IP | no data | no data | no data | no data | no data | no data
no data | 01-VHIS | IP Economizer inlet MOV equalizing valve | HRSG lower | no data | no data | no data | BFW IP | no data | no data | no data | no data | no data | no data
no data | 01-VHIS | Level Gauge (2) valves | HRSG upper West | HRSG/ IP Drum | no data | no data | HIS | no data | OPEN | no data | no data | no data | no data
no data | 01-VHIS | Level Gauge | HRSG upper East | HRSG/ IP Drum | no data | no data | HIS | no data | OPEN | no data | no data | no data | no data
no data | 01-VHIS801 | IP superheater outlet drain (before MOV) | HRSG lower | no data | no data | no data | HIS | no data | no data | no data | no data | no data | no data
no data | 01-VHIS802 | IP superheater outlet drain (before MOV) | HRSG lower | no data | no data | no data | HIS | no data | no data | no data | no data | no data | no data
no data | 01-VHIS846 | 4 vents to atmosphere (8) iso valves | Top of the IP drum | HRSG/ IP Drum | no data | no data | HIS | no data | OPEN | no data | no data | no data | no data
no data | 01-VHIS847 | 4 vents to atmosphere (8) iso valves | Top of the IP drum | HRSG/ IP Drum | no data | no data | HIS | no data | OPEN | no data | no data | no data | no data
no data | 01-VHIS849 | 4 vents to atmosphere (8) iso valves | Top of the IP drum | HRSG/ IP Drum | no data | no data | HIS | no data | OPEN | no data | no data | no data | no data
no data | 01-VHIS850 | 4 vents to atmosphere (8) iso valves | Top of the IP drum | HRSG/ IP Drum | no data | no data | HIS | no data | OPEN | no data | no data | no data | no data
no data | 01-VHIS851 | 4 vents to atmosphere (8) iso valves | Top of the IP drum | HRSG/ IP Drum | no data | no data | HIS | no data | OPEN | no data | no data | no data | no data
no data | 01-VHIS852 | Steam to IP Evap strainer drain | HRSG lower | no data | no data | no data | HIS | no data | no data | no data | no data | no data | no data
no data | 01-VHIS852 | IP sparging steam strainer drain (2) valves (under HRSG) | HRSG lower West | HRSG/ IP Drum | no data | no data | HIS | no data | CLOSED | no data | no data | no data | no data
no data | 01-VHIS853 | Steam to IP Evap strainer drain | HRSG lower | no data | no data | no data | HIS | no data | no data | no data | no data | no data | no data
no data | 01-VHIS853 | IP sparging steam strainer drain (2) valves (under HRSG) | HRSG lower West | HRSG/ IP Drum | no data | no data | HIS | no data | CLOSED | no data | no data | no data | no data
no data | 01-VHIS853 | Steam to IP Evap strainer drain | HRSG lower | Sparging | no data | no data | AXS | no data | no data | no data | no data | no data | no data
no data | 01-VHIS854 | Drain before CV Iso valve | HRSG upper | HRSG/ IP Drum | no data | no data | BFW IP | no data | CLOSED | no data | no data | no data | no data
no data | 01-VHIS855 | Drain before CV Iso valve | HRSG upper | HRSG/ IP Drum | no data | no data | BFW IP | no data | CLOSED | no data | no data | no data | no data
no data | 01-VHIS856 | IP superheater outlet dripleg drain | HRSG lower | no data | no data | no data | HIS | no data | no data | no data | no data | no data | no data
no data | 01-VHIS857 | IP superheater outlet dripleg drain | HRSG lower | no data | no data | no data | HIS | no data | no data | no data | no data | no data | no data
no data | 01-VHIS860 | Steam to IP Evap drain after MOV | HRSG lower | HRSG | no data | no data | AXS | no data | no data | no data | no data | no data | no data
no data | 01-VHIS860 | IP sparging steam drain (2) valves | HRSG lower West | HRSG/ IP Drum | no data | no data | HIS | no data | CLOSED | no data | no data | no data | no data
no data | 01-VHIS861 | Steam to IP Evap drain after MOV | HRSG lower | HRSG | no data | no data | AXS | no data | no data | no data | no data | no data | no data
no data | 01-VHIS861 | IP sparging steam drain (2) valves | HRSG lower West | HRSG/ IP Drum | no data | no data | HIS | no data | CLOSED | no data | no data | no data | no data
no data | 01-VHIS861 | Steam to IP Evap drain after MOV | HRSG lower | Sparging | no data | no data | AXS | no data | no data | no data | no data | no data | no data
no data | 01-VHIS864 | IP steam flow meter | HRSG lower | no data | no data | no data | HIS | no data | no data | no data | no data | no data | no data
no data | 01-VHIS865 | IP steam flow meter | HRSG lower | no data | no data | no data | HIS | no data | no data | no data | no data | no data | no data
no data | 01-VHIS866 | IP steam flow meter | HRSG lower | no data | no data | no data | HIS | no data | no data | no data | no data | no data | no data
no data | 01-VHIS867 | IP steam flow meter | HRSG lower | no data | no data | no data | HIS | no data | no data | no data | no data | no data | no data
no data | 01-VHIS901 | IP Economizer Inlet Isolation | HRSG lower | no data | no data | no data | BFW IP | no data | no data | no data | no data | no data | no data
no data | 01-VHIS901 | IP Economizer Inlet Isolation bypass | HRSG lower | no data | no data | no data | BFW IP | no data | no data | no data | no data | no data | no data
no data | 01-VHIS901 | IP Economizer Inlet Isolation equalizing valve | HRSG lower | no data | no data | no data | BFW IP | no data | no data | no data | no data | no data | no data
no data | 01-VHIS904 | IP fill line isolation | HRSG lower | no data | no data | no data | BFW IP | no data | no data | no data | no data | no data | no data
no data | 01-VHIS906 | IP Economizer Inlet PIT isolation (2) valves | HRSG lower | no data | no data | no data | BFW IP | no data | no data | no data | no data | no data | no data
no data | 01-VHIS907 | IP Economizer Inlet PIT isolation (2) valves | HRSG lower | no data | no data | no data | BFW IP | no data | no data | no data | no data | no data | no data
no data | 01-VHIS908 | IP superheater outlet MOV bypass | HRSG lower | no data | no data | no data | HIS | no data | no data | no data | no data | no data | no data
no data | 01-VHIS909 | Steam to IP Evap MOV bypass | HRSG lower | HRSG | no data | no data | AXS | no data | no data | no data | no data | no data | no data
no data | 01-VHIS910 | IP Economizer Drains (Root) | HRSG lower | no data | no data | no data | BFW IP | no data | no data | no data | no data | no data | no data
no data | 01-VHIS911 | IP Economizer Drains (Root) | HRSG lower | no data | no data | no data | BFW IP | no data | no data | no data | no data | no data | no data
no data | 01-VHIS912 | IP Economizer Drains (Root) | HRSG lower | no data | no data | no data | BFW IP | no data | no data | no data | no data | no data | no data
no data | 01-VHIS913 | IP Economizer Drain (Block) | HRSG lower | no data | no data | no data | BFW IP | no data | no data | no data | no data | no data | no data
no data | 01-VHIS915 | IP Economizer Vents (Root) | HRSG upper | HRSG/ IP Drum | no data | no data | BFW IP | no data | CLOSED | no data | no data | no data | no data
no data | 01-VHIS917 | IP Economizer Vents (Root) | HRSG upper | HRSG/ IP Drum | no data | no data | BFW IP | no data | CLOSED | no data | no data | no data | no data
no data | 01-VHIS918 | IP economizer Vent | HRSG upper | HRSG/ IP Drum | no data | no data | BFW IP | no data | OPEN | no data | no data | no data | no data
no data | 01-VHIS919 | IP Economizer inlet drain valves (2) | HRSG lower | no data | no data | no data | BFW IP | no data | no data | no data | no data | no data | no data
no data | 01-VHIS920 | IP Economizer inlet drain valves (2) | HRSG lower | no data | no data | no data | BFW IP | no data | no data | no data | no data | no data | no data
no data | 01-VHIS922 | FW to IP drum PIT (2) iso valves | HRSG upper | HRSG/ IP Drum | no data | no data | BFW IP | no data | OPEN | no data | no data | no data | no data
no data | 01-VHIS923 | FW to IP drum PIT (2) iso valves | HRSG upper | HRSG/ IP Drum | no data | no data | BFW IP | no data | OPEN | no data | no data | no data | no data
no data | 01-VHIS924 | FW to IP drum FT (8) iso valves, 2 transmitters | HRSG upper | HRSG/ IP Drum | no data | no data | BFW IP | no data | OPEN | no data | no data | no data | no data
no data | 01-VHIS925 | FW to IP drum FT (8) iso valves, 2 transmitters | HRSG upper | HRSG/ IP Drum | no data | no data | BFW IP | no data | OPEN | no data | no data | no data | no data
no data | 01-VHIS926 | FW to IP drum FT (8) iso valves, 2 transmitters | HRSG upper | HRSG/ IP Drum | no data | no data | BFW IP | no data | OPEN | no data | no data | no data | no data
no data | 01-VHIS927 | FW to IP drum FT (8) iso valves, 2 transmitters | HRSG upper | HRSG/ IP Drum | no data | no data | BFW IP | no data | OPEN | no data | no data | no data | no data
no data | 01-VHIS928 | FW to IP drum FT (8) iso valves, 2 transmitters | HRSG upper | HRSG/ IP Drum | no data | no data | BFW IP | no data | OPEN | no data | no data | no data | no data
no data | 01-VHIS929 | FW to IP drum FT (8) iso valves, 2 transmitters | HRSG upper | HRSG/ IP Drum | no data | no data | BFW IP | no data | OPEN | no data | no data | no data | no data
no data | 01-VHIS930 | FW to IP drum FT (8) iso valves, 2 transmitters | HRSG upper | HRSG/ IP Drum | no data | no data | BFW IP | no data | OPEN | no data | no data | no data | no data
no data | 01-VHIS931 | FW to IP drum FT (8) iso valves, 2 transmitters | HRSG upper | HRSG/ IP Drum | no data | no data | BFW IP | no data | OPEN | no data | no data | no data | no data
no data | 01-VHIS932 | Drain before CV | HRSG upper | HRSG/ IP Drum | no data | no data | BFW IP | no data | CLOSED | no data | no data | no data | no data
no data | 01-VHIS933 | Drain before CV | HRSG upper | HRSG/ IP Drum | no data | no data | BFW IP | no data | CLOSED | no data | no data | no data | no data
no data | 01-VHIS934 | FW to IP drum before CV isolation | HRSG upper | HRSG/ IP Drum | no data | no data | BFW IP | no data | OPEN | no data | no data | no data | no data
no data | 01-VHIS934 | FW to IP drum before CV isolation bypass | HRSG upper | HRSG/ IP Drum | no data | no data | BFW IP | no data | CLOSED | no data | no data | no data | no data
no data | 01-VHIS934 | FW to IP drum before CV isolation equalizing | HRSG upper | HRSG/ IP Drum | no data | no data | BFW IP | no data | OPEN | no data | no data | no data | no data
no data | 01-VHIS935 | FW to IP drum after CV isolation | HRSG upper | HRSG/ IP Drum | no data | no data | BFW IP | no data | OPEN | no data | no data | no data | no data
no data | 01-VHIS935 | FW to IP drum after CV isolation bypass | HRSG upper | HRSG/ IP Drum | no data | no data | BFW IP | no data | CLOSED | no data | no data | no data | no data
no data | 01-VHIS935 | FW to IP drum after CV isolation equalizing | HRSG upper | HRSG/ IP Drum | no data | no data | BFW IP | no data | OPEN | no data | no data | no data | no data
no data | 01-VHIS936 | FW to IP drum CV bypass | HRSG upper | HRSG/ IP Drum | no data | no data | BFW IP | no data | CLOSED | no data | no data | no data | no data
no data | 01-VHIS937 | Drain after CV | HRSG upper | HRSG/ IP Drum | no data | no data | BFW IP | no data | CLOSED | no data | no data | no data | no data
no data | 01-VHIS938 | Drain after CV | HRSG upper | HRSG/ IP Drum | no data | no data | BFW IP | no data | CLOSED | no data | no data | no data | no data
no data | 01-VHIS939 | Level Element | HRSG upper West | HRSG/ IP Drum | no data | no data | HIS | no data | OPEN | no data | no data | no data | no data
no data | 01-VHIS940 | Level Element | HRSG upper West | HRSG/ IP Drum | no data | no data | HIS | no data | OPEN | no data | no data | no data | no data
no data | 01-VHIS941 | Level instrumnt blowdown | HRSG upper West | HRSG/ IP Drum | no data | no data | HIS | no data | CLOSED | no data | no data | no data | no data
no data | 01-VHIS942 | Level instrumnt blowdown | HRSG upper West | HRSG/ IP Drum | no data | no data | HIS | no data | CLOSED | no data | no data | no data | no data
no data | 01-VHIS943 | Level Element | HRSG upper East | HRSG/ IP Drum | no data | no data | HIS | no data | OPEN | no data | no data | no data | no data
no data | 01-VHIS944 | Level instrumnt blowdown | HRSG upper West | HRSG/ IP Drum | no data | no data | HIS | no data | CLOSED | no data | no data | no data | no data
no data | 01-VHIS945 | Level instrumnt blowdown | HRSG upper East | HRSG/ IP Drum | no data | no data | HIS | no data | CLOSED | no data | no data | no data | no data
no data | 01-VHIS946 | Level instrumnt blowdown | HRSG upper East | HRSG/ IP Drum | no data | no data | HIS | no data | CLOSED | no data | no data | no data | no data
no data | 01-VHIS947 | Level Element | HRSG upper East | HRSG/ IP Drum | no data | no data | HIS | no data | OPEN | no data | no data | no data | no data
no data | 01-VHIS948 | Level Element | HRSG upper East | HRSG/ IP Drum | no data | no data | HIS | no data | OPEN | no data | no data | no data | no data
no data | 01-VHIS949 | Level Element | HRSG upper East | HRSG/ IP Drum | no data | no data | HIS | no data | OPEN | no data | no data | no data | no data
no data | 01-VHIS950 | Level Transmitter | HRSG upper West | HRSG/ IP Drum | no data | no data | HIS | no data | OPEN | no data | no data | no data | no data
no data | 01-VHIS951 | Level Transmitter | HRSG upper West | HRSG/ IP Drum | no data | no data | HIS | no data | OPEN | no data | no data | no data | no data
no data | 01-VHIS952 | Level Transmitter | HRSG upper West | HRSG/ IP Drum | no data | no data | HIS | no data | OPEN | no data | no data | no data | no data
no data | 01-VHIS953 | Level Transmitter | HRSG upper West | HRSG/ IP Drum | no data | no data | HIS | no data | OPEN | no data | no data | no data | no data
no data | 01-VHIS954 | Level Transmitter (8) iso valves, 2 transmitters | HRSG upper East | HRSG/ IP Drum | no data | no data | HIS | no data | OPEN | no data | no data | no data | no data
no data | 01-VHIS955 | Level Transmitter (8) iso valves, 2 transmitters | HRSG upper East | HRSG/ IP Drum | no data | no data | HIS | no data | OPEN | no data | no data | no data | no data
no data | 01-VHIS956 | Level Transmitter (8) iso valves, 2 transmitters | HRSG upper East | HRSG/ IP Drum | no data | no data | HIS | no data | OPEN | no data | no data | no data | no data
no data | 01-VHIS957 | Level Transmitter (8) iso valves, 2 transmitters | HRSG upper East | HRSG/ IP Drum | no data | no data | HIS | no data | OPEN | no data | no data | no data | no data
no data | 01-VHIS958 | Level Transmitter (8) iso valves, 2 transmitters | HRSG upper East | HRSG/ IP Drum | no data | no data | HIS | no data | OPEN | no data | no data | no data | no data
no data | 01-VHIS959 | Level Transmitter (8) iso valves, 2 transmitters | HRSG upper East | HRSG/ IP Drum | no data | no data | HIS | no data | OPEN | no data | no data | no data | no data
no data | 01-VHIS960 | Level Transmitter (8) iso valves, 2 transmitters | HRSG upper East | HRSG/ IP Drum | no data | no data | HIS | no data | OPEN | no data | no data | no data | no data
no data | 01-VHIS961 | Level Transmitter (8) iso valves, 2 transmitters | HRSG upper East | HRSG/ IP Drum | no data | no data | HIS | no data | OPEN | no data | no data | no data | no data
no data | 01-VHIS963 | IP drum (2) PIT (4) iso valves | Top of the IP drum | HRSG/ IP Drum | no data | no data | HIS | no data | OPEN | no data | no data | no data | no data
no data | 01-VHIS964 | IP drum (2) PIT (4) iso valves | Top of the IP drum | HRSG/ IP Drum | no data | no data | HIS | no data | OPEN | no data | no data | no data | no data
no data | 01-VHIS965 | IP drum (2) PIT (4) iso valves | Top of the IP drum | HRSG/ IP Drum | no data | no data | HIS | no data | OPEN | no data | no data | no data | no data
no data | 01-VHIS966 | IP drum (2) PIT (4) iso valves | Top of the IP drum | HRSG/ IP Drum | no data | no data | HIS | no data | OPEN | no data | no data | no data | no data
no data | 01-VHIS967 | Nitrogen (2) PIT (4) iso valves | Top of the IP drum | HRSG/ IP Drum | no data | no data | HIS | no data | OPEN | no data | no data | no data | no data
no data | 01-VHIS968 | Nitrogen (2) PIT (4) iso valves | Top of the IP drum | HRSG/ IP Drum | no data | no data | HIS | no data | OPEN | no data | no data | no data | no data
no data | 01-VHIS969 | Nitrogen (2) PIT (4) iso valves | Top of the IP drum | HRSG/ IP Drum | no data | no data | HIS | no data | OPEN | no data | no data | no data | no data
no data | 01-VHIS970 | Nitrogen (2) PIT (4) iso valves | Top of the IP drum | HRSG/ IP Drum | no data | no data | HIS | no data | OPEN | no data | no data | no data | no data
no data | 01-VHIS971 | Nitrogen Fill iso | Top of the IP drum | HRSG/ IP Drum | no data | no data | HIS | no data | CLOSED | no data | no data | no data | no data
no data | 01-VHIS973 | IP drum water sample (2) valves | Under IP drum | HRSG/ IP Drum | no data | no data | HIS | no data | OPEN | no data | no data | no data | no data
no data | 01-VHIS974 | IP drum water sample (2) valves | Under IP drum | HRSG/ IP Drum | no data | no data | HIS | no data | OPEN | no data | no data | no data | no data
no data | 01-VHIS976 | 4 vents to atmosphere (8) iso valves | Top of the IP drum | HRSG/ IP Drum | no data | no data | HIS | no data | OPEN | no data | no data | no data | no data
no data | 01-VHIS977 | 4 vents to atmosphere (8) iso valves | Top of the IP drum | HRSG/ IP Drum | no data | no data | HIS | no data | OPEN | no data | no data | no data | no data
no data | 01-VHIS978 | Pegging steam to LP drum iso | Top of the IP drum | HRSG/ IP Drum | no data | no data | HIS | no data | OPEN | no data | no data | no data | no data
no data | 01-VHIS978 | Pegging steam to LP drum iso bypass | Top of the IP drum | HRSG/ IP Drum | no data | no data | HIS | no data | CLOSED | no data | no data | no data | no data
no data | 01-VHIS978 | Pegging steam to LP drum iso equalizing | Top of the IP drum | HRSG/ IP Drum | no data | no data | HIS | no data | OPEN | no data | no data | no data | no data
no data | 01-VHIS979 | Level Element | HRSG upper West | HRSG/ IP Drum | no data | no data | HIS | no data | OPEN | no data | no data | no data | no data
no data | 01-VHIS987 | IP superheater outlet PIT | HRSG lower | no data | no data | no data | HIS | no data | no data | no data | no data | no data | no data
no data | 01-VHIS988 | IP superheater outlet PIT | HRSG lower | no data | no data | no data | HIS | no data | no data | no data | no data | no data | no data
no data | 01-VHIS992 | Phosphate injection iso | HRSG upper West | HRSG/ IP Drum | no data | no data | HIS | no data | OPEN | no data | no data | no data | no data
no data | 01-VHIS993 | Level Element | HRSG upper West | HRSG/ IP Drum | no data | no data | HIS | no data | OPEN | no data | no data | no data | no data
no data | 01-VHIS994 | IP steam flow meter | HRSG lower | no data | no data | no data | HIS | no data | no data | no data | no data | no data | no data
no data | 01-VHIS995 | IP steam flow meter | HRSG lower | no data | no data | no data | HIS | no data | no data | no data | no data | no data | no data
no data | 01-VHIS996 | IP steam flow meter | HRSG lower | no data | no data | no data | HIS | no data | no data | no data | no data | no data | no data
no data | 01-VHIS997 | IP steam flow meter | HRSG lower | no data | no data | no data | HIS | no data | no data | no data | no data | no data | no data
no data | 01-VHIS998 | Pegging steam to LP drum vent (2) iso valves | Top of the IP drum | HRSG/ IP Drum | no data | no data | HIS | no data | CLOSED | no data | no data | no data | no data
no data | 01-VHIS999 | Pegging steam to LP drum vent (2) iso valves | Top of the IP drum | HRSG/ IP Drum | no data | no data | HIS | no data | CLOSED | no data | no data | no data | no data
no data | 01-VHLS | MOV bypass | HRSG lower NW | no data | no data | no data | CND | no data | CLOSED | no data | no data | no data | no data
no data | 01-VHLS801 | Drain after Heat Exchanger | HRSG lower NE | no data | no data | no data | CND | no data | CLOSED | no data | no data | no data | no data
no data | 01-VHLS802 | Drain after Heat Exchanger | HRSG lower NE | no data | no data | no data | CND | no data | CLOSED | no data | no data | no data | no data
no data | 01-VHLS803 | Pressure Transmitter isolations | HRSG lower NW | no data | no data | no data | CND | no data | OPEN | no data | no data | no data | no data
no data | 01-VHLS804 | Pressure Transmitter isolations | HRSG lower NW | no data | no data | no data | CND | no data | OPEN | no data | no data | no data | no data
no data | 01-VHLS807 | Drain after Heat Exchanger | HRSG lower NE | no data | no data | no data | CND | no data | CLOSED | no data | no data | no data | no data
no data | 01-VHLS808 | Sampling | HRSG lower West | no data | no data | no data | HLS | no data | no data | no data | no data | no data | no data
no data | 01-VHLS809 | Sampling | HRSG lower West | no data | no data | no data | HLS | no data | no data | no data | no data | no data | no data
no data | 01-VHLS810 | Drain after Heat Exchanger | HRSG lower NE | no data | no data | no data | CND | no data | CLOSED | no data | no data | no data | no data
no data | 01-VHLS811 | 3 PIT (6) iso valves | HRSG lower West | no data | no data | no data | HLS | no data | no data | no data | no data | no data | no data
no data | 01-VHLS812 | 3 PIT (6) iso valves | HRSG lower West | no data | no data | no data | HLS | no data | no data | no data | no data | no data | no data
no data | 01-VHLS813 | 3 PIT (6) iso valves | HRSG lower West | no data | no data | no data | HLS | no data | no data | no data | no data | no data | no data
no data | 01-VHLS814 | 3 PIT (6) iso valves | HRSG lower West | no data | no data | no data | HLS | no data | no data | no data | no data | no data | no data
no data | 01-VHLS815 | 3 PIT (6) iso valves | HRSG lower West | no data | no data | no data | HLS | no data | no data | no data | no data | no data | no data
no data | 01-VHLS816 | 3 PIT (6) iso valves | HRSG lower West | no data | no data | no data | HLS | no data | no data | no data | no data | no data | no data
no data | 01-VHLS819 | LP steam flow transmitters | Pipe Rack 2nd | HRSG | no data | no data | HLS | no data | no data | no data | no data | no data | no data
no data | 01-VHLS820 | LP steam flow transmitters | Pipe Rack 2nd | HRSG | no data | no data | HLS | no data | no data | no data | no data | no data | no data
no data | 01-VHLS821 | LP Economizer Drains (Block) | HRSG lower NW | no data | no data | no data | CND | no data | CLOSED | no data | no data | no data | no data
no data | 01-VHLS821 | LP steam flow transmitters | Pipe Rack 2nd | HRSG | no data | no data | HLS | no data | no data | no data | no data | no data | no data
no data | 01-VHLS822 | LP steam flow transmitters | Pipe Rack 2nd | HRSG | no data | no data | HLS | no data | no data | no data | no data | no data | no data
no data | 01-VHLS823 | LP Economizer Drains (Block) | HRSG lower NW | no data | no data | no data | CND | no data | CLOSED | no data | no data | no data | no data
no data | 01-VHLS824 | LP Economizer Drains (Block) | HRSG lower NW | no data | no data | no data | CND | no data | CLOSED | no data | no data | no data | no data
no data | 01-VHLS825 | LP steam flow transmitters | Pipe Rack 2nd | HRSG | no data | no data | HLS | no data | no data | no data | no data | no data | no data
no data | 01-VHLS826 | LP steam flow transmitters | Pipe Rack 2nd | HRSG | no data | no data | HLS | no data | no data | no data | no data | no data | no data
no data | 01-VHLS827 | LP steam flow transmitters | Pipe Rack 2nd | HRSG | no data | no data | HLS | no data | no data | no data | no data | no data | no data
no data | 01-VHLS828 | LP steam flow transmitters | Pipe Rack 2nd | HRSG | no data | no data | HLS | no data | no data | no data | no data | no data | no data
no data | 01-VHLS829 | Cold condensate drain | HRSG lower NE | no data | no data | no data | CND | no data | CLOSED | no data | no data | no data | no data
no data | 01-VHLS830 | Cold condensate drain | HRSG lower NE | no data | no data | no data | CND | no data | CLOSED | no data | no data | no data | no data
no data | 01-VHLS851 | Cold Condensate outlet vent | HRSG lower NE | no data | no data | no data | CND | no data | CLOSED | no data | no data | no data | no data
no data | 01-VHLS852 | Cold Condensate outlet vent | HRSG lower NE | no data | no data | no data | CND | no data | CLOSED | no data | no data | no data | no data
no data | 01-VHLS902 | Drain before LP Economizer inlet MOV | HRSG lower NW | no data | no data | no data | CND | no data | CLOSED | no data | no data | no data | no data
no data | 01-VHLS903 | Drain before LP Economizer inlet MOV | HRSG lower NW | no data | no data | no data | CND | no data | CLOSED | no data | no data | no data | no data
no data | 01-VHLS904 | Steam to LP Evap MOV bypass | HRSG lower | no data | no data | no data | HLS | no data | no data | no data | no data | no data | no data
no data | 01-VHLS904 | Cold Condensate inlet isolation | HRSG lower NE | no data | no data | no data | CND | no data | OPEN | no data | no data | no data | no data
no data | 01-VHLS905 | Hot Condensate inlet isolation | HRSG lower NE | no data | no data | no data | CND | no data | OPEN | no data | no data | no data | no data
no data | 01-VHLS907 | Cold Condensate outlet isolation | HRSG lower NE | no data | no data | no data | CND | no data | OPEN | no data | no data | no data | no data
no data | 01-VHLS908 | Hot Condensate outlet isolation | HRSG lower NE | no data | no data | no data | CND | no data | OPEN | no data | no data | no data | no data
no data | 01-VHLS909 | Cold Condensate bypass around heat exchanger | HRSG lower NE | no data | no data | no data | CND | no data | CLOSED | no data | no data | no data | no data
no data | 01-VHLS913 | LP Economizer Drains (Root) | HRSG lower NW | no data | no data | no data | CND | no data | CLOSED | no data | no data | no data | no data
no data | 01-VHLS916 | LP Economizer Drains (Root) | HRSG lower NW | no data | no data | no data | CND | no data | CLOSED | no data | no data | no data | no data
no data | 01-VHLS918 | LP Economizer Drains (Root) | HRSG lower NW | no data | no data | no data | CND | no data | CLOSED | no data | no data | no data | no data
no data | 01-VHLS920 | LP Economizer Drains (Root) | HRSG lower NW | no data | no data | no data | CND | no data | CLOSED | no data | no data | no data | no data
no data | 01-VHLS924 | BFP suction iso | one level down under LP drum | BFP A/B suction | no data | no data | BFW | no data | OPEN | no data | no data | no data | no data
no data | 01-VHLS985 | Steam to LP Evap drain after MOV | HRSG lower | no data | no data | no data | HLS | no data | no data | no data | no data | no data | no data
no data | 01-VHLS986 | Drip leg drain before MOV | HRSG lower West | no data | no data | no data | HLS | no data | no data | no data | no data | no data | no data
no data | 01-VHLS987 | Drip leg drain before MOV | HRSG lower West | no data | no data | no data | HLS | no data | no data | no data | no data | no data | no data
no data | 01-VHLS992 | Steam to LP Evap strainer drain | HRSG lower | no data | no data | no data | HLS | no data | no data | no data | no data | no data | no data
no data | 01-VHLS993 | Steam to LP Evap strainer drain | HRSG lower | no data | no data | no data | HLS | no data | no data | no data | no data | no data | no data
no data | 01-VHLS993 | Steam to LP Evap strainer drain | HRSG lower | Sparging | no data | no data | AXS | no data | no data | no data | no data | no data | no data
no data | 01-VHLS999 | Steam to LP Evap drain after MOV | HRSG lower | no data | no data | no data | HLS | no data | no data | no data | no data | no data | no data
no data | 01-VHLS999 | Steam to LP Evap drain after MOV | HRSG lower | Sparging | no data | no data | AXS | no data | no data | no data | no data | no data | no data
no data | 01-VHPS828F | HPS superheated steam sample isolation | Pipe Rack 3rd | HRSG/ST | no data | no data | HHS | no data | no data | no data | no data | no data | no data
no data | 01-VHPSF829F | HPS superheated steam sample isolation | Pipe Rack 3rd | HRSG/ST | no data | no data | HHS | no data | no data | no data | no data | no data | no data
no data | 01-VHRS803 | CRH header PIT (HRSG) | HRSG upper | HRSG/ST | no data | no data | HRH | no data | no data | no data | no data | no data | no data
no data | 01-VHRS804 | CRH header PIT (HRSG) | HRSG upper | HRSG/ST | no data | no data | HRH | no data | no data | no data | no data | no data | no data
no data | 01-VHRS807 | Nitrogen to CRH vent | HRSG upper | HRSG/ST | no data | no data | HRH | no data | no data | no data | no data | no data | no data
no data | 01-VHRS808 | Nitrogen to CRH vent | HRSG upper | HRSG/ST | no data | no data | HRH | no data | no data | no data | no data | no data | no data
no data | 01-VHRS813 | Reheater outet PITs | HRSG upper | HRSG/ST | no data | no data | HRH | no data | no data | no data | no data | no data | no data
no data | 01-VHRS814 | Reheater outet PITs | HRSG upper | HRSG/ST | no data | no data | HRH | no data | no data | no data | no data | no data | no data
no data | 01-VHRS901 | HRH sample | Pipe Rack 3rd | HRSG/ST | no data | no data | HRH | no data | no data | no data | no data | no data | no data
no data | 01-VHRS902 | HRH sample | Pipe Rack 3rd | HRSG/ST | no data | no data | HRH | no data | no data | no data | no data | no data | no data
no data | 01-VHRS903 | Reheater outet PITs | HRSG upper | HRSG/ST | no data | no data | HRH | no data | no data | no data | no data | no data | no data
no data | 01-VHRS904 | Reheater outet PITs | HRSG upper | HRSG/ST | no data | no data | HRH | no data | no data | no data | no data | no data | no data
no data | 01-VHRS909 | Nitrogen to CRH | HRSG upper | HRSG/ST | no data | no data | HRH | no data | no data | no data | no data | no data | no data
no data | 01-VHRS911 | Reheater outet PITs | HRSG upper | HRSG/ST | no data | no data | HRH | no data | no data | no data | no data | no data | no data
no data | 01-VHRS912 | Reheater outet PITs | HRSG upper | HRSG/ST | no data | no data | HRH | no data | no data | no data | no data | no data | no data
no data | 01-VHRS969 | Reheater interstage Dripleg drain | HRSG lower West | no data | no data | no data | HRS | no data | no data | no data | no data | no data | no data
no data | 01-VHRS969 | Reheater interstage Dripleg drain | HRSG upper | HRSG/ST | no data | no data | HRH | no data | no data | no data | no data | no data | no data
no data | 01-VHRS970 | Reheater interstage Dripleg drain | HRSG lower West | no data | no data | no data | HRS | no data | no data | no data | no data | no data | no data
no data | 01-VHRS970 | Reheater interstage Dripleg drain | HRSG upper | HRSG/ST | no data | no data | HRH | no data | no data | no data | no data | no data | no data
no data | 01-VHS982 | IP superheater outlet sampl | HRSG lower | Sample | no data | no data | no data | no data | no data | no data | no data | no data | no data
no data | 01-VHS983 | IP superheater outlet sampl | HRSG lower | Sample | no data | no data | no data | no data | no data | no data | no data | no data | no data
no data | 01-VLPS | LP steam strainer drain | ST lower | no data | no data | no data | LPS | no data | no data | no data | no data | no data | no data
no data | 01-VLPS | Manuall iso drain before and after LP steam CV | ST lower | no data | no data | no data | LPS | no data | no data | no data | no data | no data | no data
no data | 01-VLPS149 | Drip leg drans | ST lower | no data | no data | no data | LPS | no data | no data | no data | no data | no data | no data
no data | 01-VLPS150 | Drip leg drans | ST lower | no data | no data | no data | LPS | no data | no data | no data | no data | no data | no data
no data | 01-VLPS151 | Drip leg CV iso | ST lower | no data | no data | no data | LPS | no data | no data | no data | no data | no data | no data
no data | 01-VLPS152 | Drains on LP steam Bypass line | ST lower East | no data | no data | no data | LPS | no data | no data | no data | no data | no data | no data
no data | 01-VLPS163 | LP steam header vent (before drip leg) | ST lower | no data | no data | no data | LPS | no data | no data | no data | no data | no data | no data
no data | 01-VLPS164 | Drains on LP steam Bypass line | ST lower East | no data | no data | no data | LPS | no data | no data | no data | no data | no data | no data
no data | 01-VLPS167 | 2 pressure transmitters (before stop) | ST lower | PT | no data | no data | LPS | no data | no data | no data | no data | no data | no data
no data | 01-VLPS169 | LP steam Drip Leg level swithc iso | ST lower | no data | no data | no data | LPS | no data | no data | no data | no data | no data | no data
no data | 01-VLPS170 | LP steam Drip Leg level swithc iso | ST lower | no data | no data | no data | LPS | no data | no data | no data | no data | no data | no data
no data | 01-VLPS171 | LP steam Drip Leg level swithc iso | ST lower | no data | no data | no data | LPS | no data | no data | no data | no data | no data | no data
no data | 01-VLPS172 | LP steam Drip Leg level swithc iso | ST lower | no data | no data | no data | LPS | no data | no data | no data | no data | no data | no data
no data | 01-VLPS173 | LP header vent after strainer | ST lower | no data | no data | no data | LPS | no data | no data | no data | no data | no data | no data
no data | 01-VLPS174 | Vents and drains on level switches | ST lower | no data | no data | no data | LPS | no data | no data | no data | no data | no data | no data
no data | 01-VLPS175 | Vents and drains on level switches | ST lower | no data | no data | no data | LPS | no data | no data | no data | no data | no data | no data
no data | 01-VLPS176 | Vents and drains on level switches | ST lower | no data | no data | no data | LPS | no data | no data | no data | no data | no data | no data
no data | 01-VLPS177 | Vents and drains on level switches | ST lower | no data | no data | no data | LPS | no data | no data | no data | no data | no data | no data
no data | 01-VSMP130F | Aux steam sample iso | Pipe Rack 1st | Aux Steam Header | no data | no data | AXS | no data | no data | no data | no data | no data | no data
no data | 01-VSTP204 | GS supply CV bypass | ST upper East | GS condenser | no data | no data | STP | no data | no data | no data | no data | no data | no data
no data | 01-VSTP204 | GS supply CV bypass | ST upper West | ST seals | no data | no data | STP | no data | no data | no data | no data | no data | no data
no data | 01-VSTP258 | DT pump discharge vent | ST Drains Tank area | ST DT pump | no data | no data | STP | no data | CLOSED | no data | no data | no data | no data
no data | 01-VSTP259 | DT pump discharge drain | ST Drains Tank area | ST DT pump | no data | no data | STP | no data | CLOSED | no data | no data | no data | no data
no data | 01-VSWS112 | BD tank sump pump discharge vent | HRSG NE | BDT | no data | no data | HBD | no data | no data | no data | no data | no data | no data
no data | 01-VSWS123 | BD tank sump B pump discharge | HRSG NE | BDT | no data | no data | HBD | no data | no data | no data | no data | no data | no data
no data | 01-VSWS124 | BD tank sump A pump discharge | HRSG NE | BDT | no data | no data | HBD | no data | no data | no data | no data | no data | no data
no data | 02-FG-V-0942 | DRAIN AFTER FLOW CONTROL VALVE | no data | UNIT 2 DUCT BURNER | no data | no data | FGS | no data | CLOSED | no data | no data | no data | no data
no data | 02-FG-V-0943 | PILOT HEADER DRAIN AFTER LAST STOP VALVE | no data | UNIT 2 DUCT BURNER | no data | no data | FGS | no data | CLOSED | no data | no data | no data | no data
no data | 02-IV-863A | LIT863A (upper iso) | CRT landing | LIT | no data | Iso Vlv | CND | 94.03.40.100.02-PD-0001-00 (4of13) | OPEN | CLOSED | no data | no data | no data
no data | 02-IV-863C | LIT863B (upper iso) | CRT landing | LIT | no data | Iso Vlv | CND | 94.03.40.100.02-PD-0001-00 (4of13) | OPEN | CLOSED | no data | no data | no data
no data | 02-IV-863E | LIT863C (upper iso) | CRT landing | LIT | no data | Iso Vlv | CND | 94.03.40.100.02-PD-0001-00 (4of13) | OPEN | CLOSED | no data | no data | no data
no data | 02-IV-864A | Level Gauge 864 (upper iso) | CRT landing | LIT | no data | Iso Vlv | CND | 94.03.40.100.02-PD-0001-00 (4of13) | OPEN | CLOSED | no data | no data | no data
no data | 02-IV-866 | PIT866 iso | CRT landing | PIT | no data | Iso Vlv | CND | 94.03.40.100.02-PD-0001-00 (4of13) | OPEN | CLOSED | no data | no data | no data
no data | 02-IV-867A | PIT867A iso | CRT landing | PIT | no data | Iso Vlv | CND | 94.03.40.100.02-PD-0001-00 (4of13) | OPEN | CLOSED | no data | no data | no data
no data | 02-IV-867B | PIT867B iso | CRT landing | PIT | no data | Iso Vlv | CND | 94.03.40.100.02-PD-0001-00 (4of13) | OPEN | CLOSED | no data | no data | no data
no data | 02-IV-867C | PIT867C iso | CRT landing | PIT | no data | Iso Vlv | CND | 94.03.40.100.02-PD-0001-00 (4of13) | OPEN | CLOSED | no data | no data | no data
no data | 02-IV-868 | PIT868 iso | CRT landing | PIT | no data | Iso Vlv | CND | 94.03.40.100.02-PD-0001-00 (4of13) | OPEN | CLOSED | no data | no data | no data
no data | 02-MAA03AA801 | HP turbine inlet steam PITs (101/102/103) | ST lower East | no data | no data | no data | HPS | no data | no data | no data | no data | no data | no data
no data | 02-MAA41AA801 | HP turbine exhaust PITs (110/111/112) | ST lower East | no data | no data | no data | CRH | no data | no data | no data | no data | no data | no data
no data | 02-MAAAA802 | HP turbine inlet steam PITs (101/102/103) | ST lower East | no data | no data | no data | HPS | no data | no data | no data | no data | no data | no data
no data | 02-MAAAA802 | HP turbine exhaust PITs (110/111/112) | ST lower East | no data | no data | no data | CRH | no data | no data | no data | no data | no data | no data
no data | 02-MAAAA803 | HP turbine inlet steam PITs (101/102/103) | ST lower East | no data | no data | no data | HPS | no data | no data | no data | no data | no data | no data
no data | 02-MAAAA803 | HP turbine exhaust PITs (110/111/112) | ST lower East | no data | no data | no data | CRH | no data | no data | no data | no data | no data | no data
no data | 02-MAAAA804 | HP turbine inlet steam PITs (101/102/103) | ST lower East | no data | no data | no data | HPS | no data | no data | no data | no data | no data | no data
no data | 02-MAAAA805 | HP turbine inlet steam PITs (101/102/103) | ST lower East | no data | no data | no data | HPS | no data | no data | no data | no data | no data | no data
no data | 02-MAAAA806 | HP turbine inlet steam PITs (101/102/103) | ST lower East | no data | no data | no data | HPS | no data | no data | no data | no data | no data | no data
no data | 02-MAB03BR801 | IP Turbine Inlet steam PITs (113/114/115) | ST lower East | no data | no data | no data | HRH | no data | no data | no data | no data | no data | no data
no data | 02-MABBR802 | IP Turbine Inlet steam PITs (113/114/115) | ST lower East | no data | no data | no data | HRH | no data | no data | no data | no data | no data | no data
no data | 02-MABBR803 | IP Turbine Inlet steam PITs (113/114/115) | ST lower East | no data | no data | no data | HRH | no data | no data | no data | no data | no data | no data
no data | 02-MAC03AA801 | LP Turbine inlet steam PIT (123) | ST lower | no data | no data | no data | LPS | no data | no data | no data | no data | no data | no data
no data | 02-MAW01AA001 | GS Exhauster A inlet | ST upper East | GS condenser | no data | no data | STP | no data | no data | no data | no data | no data | no data
no data | 02-MAW01AA001 | GS Exhauster A inlet | ST upper West | ST seals | no data | no data | STP | no data | no data | no data | no data | no data | no data
no data | 02-MAW01AA002 | GS Exhauster B inlet | ST upper East | GS condenser | no data | no data | STP | no data | no data | no data | no data | no data | no data
no data | 02-MAW01AA002 | GS Exhauster B inlet | ST upper West | ST seals | no data | no data | STP | no data | no data | no data | no data | no data | no data
no data | 02MBP01AA801 | UNIT 2 GAS FLOW METER PRESSURE TRANSMITTER ISOLATION | no data | UNIT 2 GT HEADER | no data | no data | FGS | no data | OPEN | no data | no data | no data | no data
no data | 02MBP01AA802 | UNIT 2 GAS FLOW METER PRESSURE TRANSMITTER ISOLATION | no data | UNIT 2 GT HEADER | no data | no data | FGS | no data | OPEN | no data | no data | no data | no data
no data | 02MBP01AA842 | UNIT 2 FILTER DP HIGH SIDE ISOLATION | no data | UNIT 2 GT HEADER | no data | no data | FGS | no data | OPEN | no data | no data | no data | no data
no data | 02MBP01AA843 | UNIT 2 FILTER DP HIGH SIDE ISOLATION | no data | UNIT 2 GT HEADER | no data | no data | FGS | no data | OPEN | no data | no data | no data | no data
no data | 02MBP01AA844 | UNIT 2 FILTER DP LOW SIDE ISOLATION | no data | UNIT 2 GT HEADER | no data | no data | FGS | no data | OPEN | no data | no data | no data | no data
no data | 02MBP01AA845 | UNIT 2 FILTER DP LOW SIDE ISOLATION | no data | UNIT 2 GT HEADER | no data | no data | FGS | no data | OPEN | no data | no data | no data | no data
no data | 02MBP01AA907 | UNIT 2 FILTER DRAIN | no data | UNIT 2 GT HEADER | no data | no data | FGS | no data | CLOSED | no data | no data | no data | no data
no data | 02MBP01AA907 | UNIT 2 FILTER NITROGEN PURGE/DRAIN | no data | UNIT 2 GT HEADER | no data | no data | FGS | no data | CLOSED | no data | no data | no data | no data
no data | 02MBP01AA908 | UNIT 2 FILTER DRAIN | no data | UNIT 2 GT HEADER | no data | no data | FGS | no data | CLOSED | no data | no data | no data | no data
no data | 02MBP01AA908 | UNIT 2 FILTER NITROGEN PURGE/DRAIN | no data | UNIT 2 GT HEADER | no data | no data | FGS | no data | CLOSED | no data | no data | no data | no data
no data | 02MBP01AA909 | UNIT 2 FILTER NITROGEN PURGE/DRAIN | no data | UNIT 2 GT HEADER | no data | no data | FGS | no data | CLOSED | no data | no data | no data | no data
no data | 02MBP01AA910 | UNIT 2 FILTER NITROGEN PURGE/DRAIN | no data | UNIT 2 GT HEADER | no data | no data | FGS | no data | CLOSED | no data | no data | no data | no data
no data | 02MBP01AA911 | UNIT 2 FILTER DRAIN | no data | UNIT 2 GT HEADER | no data | no data | FGS | no data | CLOSED | no data | no data | no data | no data
no data | 02MBP01AA911 | UNIT 2 FILTER NITROGEN PURGE/DRAIN | no data | UNIT 2 GT HEADER | no data | no data | FGS | no data | CLOSED | no data | no data | no data | no data
no data | 02MBP01AA912 | UNIT 2 FILTER NITROGEN PURGE/DRAIN | no data | UNIT 2 GT HEADER | no data | no data | FGS | no data | CLOSED | no data | no data | no data | no data
no data | 02MBP02AA801 | UNIT 2 GAS SUPPLY PRESSURE TRANSMITTER 01MBP02CP101 ISOLATION | no data | UNIT 2 GT HEADER | no data | no data | FGS | no data | OPEN | no data | no data | no data | no data
no data | 02MBP02AA802 | UNIT 2 GAS SUPPLY PRESSURE TRANSMITTER 01MBP02CP101 ISOLATION | no data | UNIT 2 GT HEADER | no data | no data | FGS | no data | OPEN | no data | no data | no data | no data
no data | 02MBP02AA803 | UNIT 2 GAS SUPPLY PRESSURE TRANSMITTER 02MBP02CP102 ISOLATION | no data | UNIT 2 GT HEADER | no data | no data | FGS | no data | OPEN | no data | no data | no data | no data
no data | 02MBP02AA804 | UNIT 2 GAS SUPPLY PRESSURE TRANSMITTER 02MBP02CP102 ISOLATION | no data | UNIT 2 GT HEADER | no data | no data | FGS | no data | OPEN | no data | no data | no data | no data
no data | 02MBP02AA805 | UNIT 2 GAS SUPPLY PRESSURE TRANSMITTER 02MBP02CP103 ISOLATION | no data | UNIT 2 GT HEADER | no data | no data | FGS | no data | OPEN | no data | no data | no data | no data
no data | 02MBP02AA806 | UNIT 2 GAS SUPPLY PRESSURE TRANSMITTER 02MBP02CP103 ISOLATION | no data | UNIT 2 GT HEADER | no data | no data | FGS | no data | OPEN | no data | no data | no data | no data
no data | 02MBP02AA807 | UNIT 2 GAS HEADER INLET PRESSURE TRANSMITTER 02MBP02CP141 ISOLATION | no data | UNIT 2 GT HEADER | no data | no data | FGS | no data | OPEN | no data | no data | no data | no data
no data | 02MBP02AA808 | UNIT 2 GAS HEADER INLET PRESSURE TRANSMITTER 02MBP02CP141 ISOLATION | no data | UNIT 2 GT HEADER | no data | no data | FGS | no data | OPEN | no data | no data | no data | no data
no data | 02MBP02AA820 | UPPER TRANSMITTER ISOLATION 02MBP01CL121 | no data | UNIT 2 GT HEADER | no data | no data | FGS | no data | OPEN | no data | no data | no data | no data
no data | 02MBP02AA821 | LOWER TRANSMITTER ISOLATION 02MBP01CL121 | no data | UNIT 2 GT HEADER | no data | no data | FGS | no data | OPEN | no data | no data | no data | no data
no data | 02MBP02AA822 | UPPER TRANSMITTER ISOLATION 02MBP01CL122 | no data | UNIT 2 GT HEADER | no data | no data | FGS | no data | OPEN | no data | no data | no data | no data
no data | 02MBP02AA823 | LOWER TRANSMITTER ISOLATION 02MBP01CL122 | no data | UNIT 2 GT HEADER | no data | no data | FGS | no data | OPEN | no data | no data | no data | no data
no data | 02MBP02AA830 | UPPER TRANSMITTER ISOLATION 02MBP01CL131 | no data | UNIT 2 GT HEADER | no data | no data | FGS | no data | OPEN | no data | no data | no data | no data
no data | 02MBP02AA831 | LOWER TRANSMITTER ISOLATION 02MBP01CL131 | no data | UNIT 2 GT HEADER | no data | no data | FGS | no data | OPEN | no data | no data | no data | no data
no data | 02MBP02AA832 | UPPER TRANSMITTER ISOLATION 02MBPCL132 | no data | UNIT 2 GT HEADER | no data | no data | FGS | no data | OPEN | no data | no data | no data | no data
no data | 02MBP02AA833 | LOWER TRANSMITTER ISOLATION 02MBPCL132 | no data | UNIT 2 GT HEADER | no data | no data | FGS | no data | OPEN | no data | no data | no data | no data
no data | 02MBP02AA922 | UPPER ISOLTION FOR VESSEL LEVEL TRANSMITTER | no data | UNIT 2 GT HEADER | no data | no data | FGS | no data | OPEN | no data | no data | no data | no data
no data | 02MBP02AA924 | LOWER ISOLTION FOR VESSEL LEVEL TRANSMITTER | no data | UNIT 2 GT HEADER | no data | no data | FGS | no data | OPEN | no data | no data | no data | no data
no data | 02MBP02AA932 | UPPER ISOLTION FOR VESSEL LEVEL TRANSMITTER | no data | UNIT 2 GT HEADER | no data | no data | FGS | no data | OPEN | no data | no data | no data | no data
no data | 02MBP02AA934 | LOWER ISOLTION FOR VESSEL LEVEL TRANSMITTER | no data | UNIT 2 GT HEADER | no data | no data | FGS | no data | OPEN | no data | no data | no data | no data
no data | 02MBP03AA811 | UNIT 2 PILOT "A" PRESSURE TRANSMITTER 02MBP03CP126 ISOLATION | no data | UNIT 2 GT HEADER | no data | no data | FGS | no data | OPEN | no data | no data | no data | no data
no data | 02MBP03AA812 | UNIT 2 PILOT "A" PRESSURE TRANSMITTER 02MBP03CP126 ISOLATION | no data | UNIT 2 GT HEADER | no data | no data | FGS | no data | OPEN | no data | no data | no data | no data
no data | 02MBP03AA815 | UNIT 2 PILOT "A" DP TRANSMITTER 02MBP03CP501 HIGH SIDE ISOLATION | no data | UNIT 2 GT HEADER | no data | no data | FGS | no data | OPEN | no data | no data | no data | no data
no data | 02MBP03AA816 | UNIT 2 PILOT "A" DP TRANSMITTER 02MBP03CP501 HIGH SIDE ISOLATION | no data | UNIT 2 GT HEADER | no data | no data | FGS | no data | OPEN | no data | no data | no data | no data
no data | 02MBP03AA817 | UNIT 2 PILOT "A" DP TRANSMITTER 02MBP03CP501 LOW SIDE ISOLATION | no data | UNIT 2 GT HEADER | no data | no data | FGS | no data | OPEN | no data | no data | no data | no data
no data | 02MBP03AA818 | UNIT 2 PILOT "A" DP TRANSMITTER 02MBP03CP501 LOW SIDE ISOLATION | no data | UNIT 2 GT HEADER | no data | no data | FGS | no data | OPEN | no data | no data | no data | no data
no data | 02MBP03AA821 | UNIT 2 MAIN "A" PRESSURE TRANSMITTER 02MBP03CP136 ISOLATION | no data | UNIT 2 GT HEADER | no data | no data | FGS | no data | OPEN | no data | no data | no data | no data
no data | 02MBP03AA822 | UNIT 2 MAIN "A" PRESSURE TRANSMITTER 02MBP03CP136 ISOLATION | no data | UNIT 2 GT HEADER | no data | no data | FGS | no data | OPEN | no data | no data | no data | no data
no data | 02MBP03AA825 | UNIT 2 MAIN "A" DP TRANSMITTER 02MBP03CP521 HIGH SIDE ISOLATION | no data | UNIT 2 GT HEADER | no data | no data | FGS | no data | OPEN | no data | no data | no data | no data
no data | 02MBP03AA826 | UNIT 2 MAIN "A" DP TRANSMITTER 02MBP03CP521 HIGH SIDE ISOLATION | no data | UNIT 2 GT HEADER | no data | no data | FGS | no data | OPEN | no data | no data | no data | no data
no data | 02MBP03AA827 | UNIT 2 MAIN "A" DP TRANSMITTER 02MBP03CP521 LOW SIDE ISOLATION | no data | UNIT 2 GT HEADER | no data | no data | FGS | no data | OPEN | no data | no data | no data | no data
no data | 02MBP03AA828 | UNIT 2 MAIN "A" DP TRANSMITTER 02MBP03CP521 LOW SIDE ISOLATION | no data | UNIT 2 GT HEADER | no data | no data | FGS | no data | OPEN | no data | no data | no data | no data
no data | 02MBP03AA831 | UNIT 2 MAIN "B" PRESSURE TRANSMITTER 02MBP03CP146 ISOLATION | no data | UNIT 2 GT HEADER | no data | no data | FGS | no data | OPEN | no data | no data | no data | no data
no data | 02MBP03AA832 | UNIT 2 MAIN "B" PRESSURE TRANSMITTER 02MBP03CP146 ISOLATION | no data | UNIT 2 GT HEADER | no data | no data | FGS | no data | OPEN | no data | no data | no data | no data
no data | 02MBP03AA835 | UNIT 2 MAIN "B" DP TRANSMITTER 02MBP03CP531 HIGH SIDE ISOLATION | no data | UNIT 2 GT HEADER | no data | no data | FGS | no data | OPEN | no data | no data | no data | no data
no data | 02MBP03AA836 | UNIT 2 MAIN "B" DP TRANSMITTER 02MBP03CP531 HIGH SIDE ISOLATION | no data | UNIT 2 GT HEADER | no data | no data | FGS | no data | OPEN | no data | no data | no data | no data
no data | 02MBP03AA837 | UNIT 2 MAIN "B" DP TRANSMITTER 02MBP03CP531 LOW SIDE ISOLATION | no data | UNIT 2 GT HEADER | no data | no data | FGS | no data | OPEN | no data | no data | no data | no data
no data | 02MBP03AA838 | UNIT 2 MAIN "B" DP TRANSMITTER 02MBP03CP531 LOW SIDE ISOLATION | no data | UNIT 2 GT HEADER | no data | no data | FGS | no data | OPEN | no data | no data | no data | no data
no data | 02MBP03AA841 | UNIT 2 PILOT "B" PRESSURE TRANSMITTER 02MBP03CP156 ISOLATION | no data | UNIT 2 GT HEADER | no data | no data | FGS | no data | OPEN | no data | no data | no data | no data
no data | 02MBP03AA842 | UNIT 2 PILOT "B" PRESSURE TRANSMITTER 02MBP03CP156 ISOLATION | no data | UNIT 2 GT HEADER | no data | no data | FGS | no data | OPEN | no data | no data | no data | no data
no data | 02MBP03AA845 | UNIT 2 PILOT "B" DP TRANSMITTER 02MBP03CP511 HIGH SIDE ISOLATION | no data | UNIT 2 GT HEADER | no data | no data | FGS | no data | OPEN | no data | no data | no data | no data
no data | 02MBP03AA846 | UNIT 2 PILOT "B" DP TRANSMITTER 02MBP03CP511 HIGH SIDE ISOLATION | no data | UNIT 2 GT HEADER | no data | no data | FGS | no data | OPEN | no data | no data | no data | no data
no data | 02MBP03AA847 | UNIT 2 PILOT "B" DP TRANSMITTER 02MBP03CP511 LOW SIDE ISOLATION | no data | UNIT 2 GT HEADER | no data | no data | FGS | no data | OPEN | no data | no data | no data | no data
no data | 02MBP03AA848 | UNIT 2 PILOT "B" DP TRANSMITTER 02MBP03CP511 LOW SIDE ISOLATION | no data | UNIT 2 GT HEADER | no data | no data | FGS | no data | OPEN | no data | no data | no data | no data
no data | 02MBP03AA851 | UNIT 2 PILOT TOPHAT PRESSURE TRANSMITTER 02MBP03CP166 ISOLATION | no data | UNIT 2 GT HEADER | no data | no data | FGS | no data | OPEN | no data | no data | no data | no data
no data | 02MBP03AA852 | UNIT 2 PILOT TOPHAT PRESSURE TRANSMITTER 02MBP03CP166 ISOLATION | no data | UNIT 2 GT HEADER | no data | no data | FGS | no data | OPEN | no data | no data | no data | no data
no data | 02MBP03AA855 | UNIT 2 PILOT TOPHAT DP TRANSMITTER 01MBP03CP541 HIGH SIDE ISOLATION | no data | UNIT 2 GT HEADER | no data | no data | FGS | no data | OPEN | no data | no data | no data | no data
no data | 02MBP03AA856 | UNIT 2 PILOT TOPHAT DP TRANSMITTER 02MBP03CP541 HIGH SIDE ISOLATION | no data | UNIT 2 GT HEADER | no data | no data | FGS | no data | OPEN | no data | no data | no data | no data
no data | 02MBP03AA857 | UNIT 2 PILOT TOPHAT DP TRANSMITTER 02MBP03CP541 LOW SIDE ISOLATION | no data | UNIT 2 GT HEADER | no data | no data | FGS | no data | OPEN | no data | no data | no data | no data
no data | 02MBP03AA858 | UNIT 2 PILOT TOPHAT DP TRANSMITTER 02MBP03CP541 LOW SIDE ISOLATION | no data | UNIT 2 GT HEADER | no data | no data | FGS | no data | OPEN | no data | no data | no data | no data
no data | 02MBP03AA900 | UNIT 2 PILOT "A" RING DRAIN | no data | UNIT 2 GT HEADER | no data | no data | FGS | no data | CLOSED | no data | no data | no data | no data
no data | 02MBP03AA902 | UNIT 2 PILOT "A" RING DRAIN | no data | UNIT 2 GT HEADER | no data | no data | FGS | no data | CLOSED | no data | no data | no data | no data
no data | 02MBP03AA910 | UNIT 2 MAIN "A" RING DRAIN | no data | UNIT 2 GT HEADER | no data | no data | FGS | no data | CLOSED | no data | no data | no data | no data
no data | 02MBP03AA911 | UNIT 2 MAIN "A" RING DRAIN | no data | UNIT 2 GT HEADER | no data | no data | FGS | no data | CLOSED | no data | no data | no data | no data
no data | 02MBP03AA920 | UNIT 2 MAIN "B" RING DRAIN | no data | UNIT 2 GT HEADER | no data | no data | FGS | no data | CLOSED | no data | no data | no data | no data
no data | 02MBP03AA921 | UNIT 2 MAIN "B" RING DRAIN | no data | UNIT 2 GT HEADER | no data | no data | FGS | no data | CLOSED | no data | no data | no data | no data
no data | 02MBP03AA930 | UNIT 2 PILOT "B" RING DRAIN | no data | UNIT 2 GT HEADER | no data | no data | FGS | no data | CLOSED | no data | no data | no data | no data
no data | 02MBP03AA931 | UNIT 2 PILOT "B" RING DRAIN | no data | UNIT 2 GT HEADER | no data | no data | FGS | no data | CLOSED | no data | no data | no data | no data
no data | 02MBP03AA940 | UNIT 2 PILOT TOPHAT RING DRAIN | no data | UNIT 2 GT HEADER | no data | no data | FGS | no data | CLOSED | no data | no data | no data | no data
no data | 02MBP03AA941 | UNIT 2 PILOT TOPHAT RING DRAIN | no data | UNIT 2 GT HEADER | no data | no data | FGS | no data | CLOSED | no data | no data | no data | no data
no data | 02-nodata1 | Air ejector suction/discharge | CRT landing | CRT/Air ejector | no data | Iso Vlv | AXS | no data | no data | no data | no data | no data | no data
no data | 02-nodata2 | Cond. Receiver Tank PITs | CRT area | PIT | no data | no data | CND | no data | OPEN | no data | no data | no data | no data
no data | 02-nodata3 | ACC street iso bypass trap (2 sets) | CRT area | ACC | no data | no data | CND | no data | CLOSED | no data | no data | no data | no data
no data | 02-nodata4 | Steam Duct Drip Leg LT iso (6 valves) | ST Drains Tank area | ST DT pump | no data | no data | no data | no data | no data | no data | no data | no data | no data
no data | 02-nodata5 | Drains tank sump pump A | ST Drains Tank area | ST DT pump | no data | no data | VSTP | no data | no data | no data | no data | no data | no data
no data | 02-nodata6 | Drains tank sump pump B | ST Drains Tank area | ST DT pump | no data | no data | VSTP | no data | no data | no data | no data | no data | no data
no data | 02-nodata7 | Condenser Vacuum PITs (127/128/129) | ST upper East | PT | no data | no data | no data | no data | no data | no data | no data | no data | no data
no data | 02-nodata8 | LP steam PIT (turbine side) | ST lower | no data | no data | no data | LPS | no data | no data | no data | no data | no data | no data
no data | 02-nodata9 | BFP "A" CCW inlet/outlet | HRSG lower West | no data | no data | no data | BFW | no data | no data | no data | no data | no data | no data
no data | 02-nodata10 | BFP "B" CCW inlet/outlet | HRSG lower West | no data | no data | no data | BFW | no data | no data | no data | no data | no data | no data
no data | 02-nodata11 | ECA pump"A" drain | HRSG SE | ECA | no data | no data | CND | no data | CLOSED | no data | no data | no data | no data
no data | 02-nodata12 | ECA pump"B" drain | HRSG SE | ECA | no data | no data | CND | no data | CLOSED | no data | no data | no data | no data
no data | 02-nodata13 | HP/IP/LP intermittent blowdown drains | HRSG NE | BDT | no data | no data | HBD | no data | no data | no data | no data | no data | no data
no data | 02-nodata14 | IP continuous BD manual regulator (BD tank) | HRSG NE | BDT | no data | no data | HBD | no data | no data | no data | no data | no data | no data
no data | 02-nodata15 | LP/IP/HP intermitent BD drains (in the pit) | HRSG NE | BDT | no data | no data | HBD | no data | no data | no data | no data | no data | no data
no data | 02-nodata16 | BFP "A" IP FW discharge iso bypass | Pipe Rack 1st | BFP A | no data | no data | BFW | no data | CLOSED | no data | no data | no data | no data
no data | 02-nodata17 | BFP "A" IP FW discharge iso equalizing valve | Pipe Rack 1st | BFP A | no data | no data | BFW | no data | OPEN | no data | no data | no data | no data
no data | 02-nodata18 | BFP "A" HP FW discharge MOV equalizing valve | Pipe Rack 1st | BFP A | no data | no data | BFW | no data | OPEN | no data | no data | no data | no data
no data | 02-nodata19 | BFP "B" IP FW discharge MOV equalizing valve | Pipe Rack 1st | BFP B | no data | no data | BFW IP | no data | OPEN | no data | no data | no data | no data
no data | 02-nodata20 | GAS COMPRESSOR"B" INLET BLOCK VALVE | no data | FUEL GAS COMPRESSOR "B" | no data | no data | FGS | no data | OPEN | no data | no data | no data | no data
no data | 02-nodata21 | GAS COMPRESSOR"B" S/U PURGE INLET BLOCK VALVE | no data | FUEL GAS COMPRESSOR "B" | no data | no data | FGS | no data | OPEN | no data | no data | no data | no data
no data | 02-nodata22 | GAS COMPRESSOR"B" S/U PURGE OUTLET BLOCK VALVE | no data | FUEL GAS COMPRESSOR "B" | no data | no data | FGS | no data | OPEN | no data | no data | no data | no data
no data | 02-nodata23 | GAS COMPRESSOR"B" GAS PURGE NITROGEN FILL/DRAIN VALVE | no data | FUEL GAS COMPRESSOR "B" | no data | no data | FGS | no data | CLOSED | no data | no data | no data | no data
no data | 02-nodata24 | GAS COMPRESSOR"B" INLET HEADER DRAIN | no data | FUEL GAS COMPRESSOR "B" | no data | no data | FGS | no data | CLOSED | no data | no data | no data | no data
no data | 02-nodata25 | GAS COMPRESSOR"B" GAS SUPPLY TO SEAL FILTER | no data | FUEL GAS COMPRESSOR "B" | no data | no data | FGS | no data | OPEN | no data | no data | no data | no data
no data | 02-nodata26 | GAS COMPRESSOR"B" DISCHARGE CONTROL VALVE BLEED | no data | FUEL GAS COMPRESSOR "B" | no data | no data | FGS | no data | CLOSED | no data | no data | no data | no data
no data | 02-nodata27 | GAS COMPRESSOR"B" OUTLET BLOCK VALVE | no data | FUEL GAS COMPRESSOR "B" | no data | no data | FGS | no data | OPEN | no data | no data | no data | no data
no data | 02-nodata28 | GAS COMPRESSOR"B" SEAL SUPPLY FLOW VALVE | no data | FUEL GAS COMPRESSOR "B" | no data | no data | FGS | no data | OPEN | no data | no data | no data | no data
no data | 02-nodata29 | GAS COMPRESSOR"B" SEAL SUPPLY BLOCK VALVE | no data | FUEL GAS COMPRESSOR "B" | no data | no data | FGS | no data | OPEN | no data | no data | no data | no data
no data | 02-nodata30 | NITROGEN SUPPLY TO SEAL BLOCK VALVE | no data | FUEL GAS COMPRESSOR "B" | no data | no data | FGS | no data | Open | no data | no data | no data | no data
no data | 02-nodata31 | GAS COMPRESSOR"B" LUBE OIL FILTER PRESSURE EQUALIZATION VALVE | no data | FUEL GAS COMPRESSOR "B" | no data | no data | FGS | no data | CLOSED | no data | no data | no data | no data
no data | 02-nodata32 | GAS COMPRESSOR"B" 227A OIL FILTER VENT VALVE | no data | FUEL GAS COMPRESSOR "B" | no data | no data | FGS | no data | CLOSED | no data | no data | no data | no data
no data | 02-nodata33 | GAS COMPRESSOR"B" 227B OIL FILTER VENT VALVE | no data | FUEL GAS COMPRESSOR "B" | no data | no data | FGS | no data | CLOSED | no data | no data | no data | no data
no data | 02-nodata34 | GAS COMPRESSOR"B" CONTROL OIL TO VALVE 00-PSV-FGS-421 ISOLATION | no data | FUEL GAS COMPRESSOR "B" | no data | no data | FGS | no data | OPEN | no data | no data | no data | no data
no data | 02-nodata35 | GAS COMPRESSOR"B" OIL RESERVOIR DRAIN | no data | FUEL GAS COMPRESSOR "B" | no data | no data | FGS | no data | CLOSED | no data | no data | no data | no data
no data | 02-nodata36 | GAS COMPRESSOR "B" COMPRESSOR DISCHARGE PRESSURE TRANSMITER | no data | FUEL GAS COMPRESSOR "B" | no data | no data | FGS | no data | OPEN | no data | no data | no data | no data
no data | 02-nodata37 | GAS COMPRESSOR "B" COMPRESSOR INLET PRESSURE TRANSMITER | no data | FUEL GAS COMPRESSOR "B" | no data | no data | FGS | no data | OPEN | no data | no data | no data | no data
no data | 02-nodata38 | GAS COMPRESSOR "B" FLOW METER HIGH SIDE ISOLATION | no data | FUEL GAS COMPRESSOR "B" | no data | no data | FGS | no data | OPEN | no data | no data | no data | no data
no data | 02-nodata39 | GAS COMPRESSOR "B" FLOW METER LOW SIDE ISOLATION | no data | FUEL GAS COMPRESSOR "B" | no data | no data | FGS | no data | OPEN | no data | no data | no data | no data
no data | 02-nodata40 | GAS COMPRESSOR "B" SEAL GAS SUPPLY FILTER DP TRANSMITTER HIGH SIDE | no data | FUEL GAS COMPRESSOR "B" | no data | no data | FGS | no data | OPEN | no data | no data | no data | no data
no data | 02-nodata41 | GAS COMPRESSOR "B" SEAL GAS SUPPLY FILTER DP TRANSMITTER LOW SIDE | no data | FUEL GAS COMPRESSOR "B" | no data | no data | FGS | no data | OPEN | no data | no data | no data | no data
no data | 02-nodata42 | GAS COMPRESSOR "B" SEAL VENT PRESSURE TRANSMITTER ISOLATION | no data | FUEL GAS COMPRESSOR "B" | no data | no data | FGS | no data | OPEN | no data | no data | no data | no data
no data | 02-nodata43 | GAS COMPRESSOR"C" INLET BLOCK VALVE | no data | FUEL GAS COMPRESSOR "C" | no data | no data | FGS | no data | OPEN | no data | no data | no data | no data
no data | 02-nodata44 | GAS COMPRESSOR"C" S/U PURGE INLET BLOCK VALVE | no data | FUEL GAS COMPRESSOR "C" | no data | no data | FGS | no data | OPEN | no data | no data | no data | no data
no data | 02-nodata45 | GAS COMPRESSOR"C" S/U PURGE OUTLET BLOCK VALVE | no data | FUEL GAS COMPRESSOR "C" | no data | no data | FGS | no data | OPEN | no data | no data | no data | no data
no data | 02-nodata46 | GAS COMPRESSOR"C" GAS PURGE NITROGEN FILL/DRAIN VALVE | no data | FUEL GAS COMPRESSOR "C" | no data | no data | FGS | no data | CLOSED | no data | no data | no data | no data
no data | 02-nodata47 | GAS COMPRESSOR"C" INLET HEADER DRAIN | no data | FUEL GAS COMPRESSOR "C" | no data | no data | FGS | no data | CLOSED | no data | no data | no data | no data
no data | 02-nodata48 | GAS COMPRESSOR"C" GAS SUPPLY TO SEAL FILTER | no data | FUEL GAS COMPRESSOR "C" | no data | no data | FGS | no data | OPEN | no data | no data | no data | no data
no data | 02-nodata49 | GAS COMPRESSOR"C" DISCHARGE CONTROL VALVE BLEED | no data | FUEL GAS COMPRESSOR "C" | no data | no data | FGS | no data | CLOSED | no data | no data | no data | no data
no data | 02-nodata50 | GAS COMPRESSOR"C" OUTLET BLOCK VALVE | no data | FUEL GAS COMPRESSOR "C" | no data | no data | FGS | no data | OPEN | no data | no data | no data | no data
no data | 02-nodata51 | GAS COMPRESSOR"C" SEAL SUPPLY FLOW VALVE | no data | FUEL GAS COMPRESSOR "C" | no data | no data | FGS | no data | OPEN | no data | no data | no data | no data
no data | 02-nodata52 | GAS COMPRESSOR"C" SEAL SUPPLY BLOCK VALVE | no data | FUEL GAS COMPRESSOR "C" | no data | no data | FGS | no data | OPEN | no data | no data | no data | no data
no data | 02-nodata53 | NITROGEN SUPPLY TO SEAL BLOCK VALVE | no data | FUEL GAS COMPRESSOR "C" | no data | no data | FGS | no data | Open | no data | no data | no data | no data
no data | 02-nodata54 | GAS COMPRESSOR"C" LUBE OIL FILTER PRESSURE EQUALIZATION VALVE | no data | FUEL GAS COMPRESSOR "C" | no data | no data | FGS | no data | CLOSED | no data | no data | no data | no data
no data | 02-nodata55 | GAS COMPRESSOR"C" 227A OIL FILTER VENT VALVE | no data | FUEL GAS COMPRESSOR "C" | no data | no data | FGS | no data | CLOSED | no data | no data | no data | no data
no data | 02-nodata56 | GAS COMPRESSOR"C" 227B OIL FILTER VENT VALVE | no data | FUEL GAS COMPRESSOR "C" | no data | no data | FGS | no data | CLOSED | no data | no data | no data | no data
no data | 02-nodata57 | GAS COMPRESSOR"C" CONTROL OIL TO VALVE 00-PSV-FGS-421 ISOLATION | no data | FUEL GAS COMPRESSOR "C" | no data | no data | FGS | no data | OPEN | no data | no data | no data | no data
no data | 02-nodata58 | GAS COMPRESSOR"C" OIL RESERVOIR DRAIN | no data | FUEL GAS COMPRESSOR "C" | no data | no data | FGS | no data | CLOSED | no data | no data | no data | no data
no data | 02-nodata59 | GAS COMPRESSOR "C" COMPRESSOR DISCHARGE PRESSURE TRANSMITER | no data | FUEL GAS COMPRESSOR "C" | no data | no data | FGS | no data | OPEN | no data | no data | no data | no data
no data | 02-nodata60 | GAS COMPRESSOR "C" COMPRESSOR INLET PRESSURE TRANSMITER | no data | FUEL GAS COMPRESSOR "C" | no data | no data | FGS | no data | OPEN | no data | no data | no data | no data
no data | 02-nodata61 | GAS COMPRESSOR "C" FLOW METER HIGH SIDE ISOLATION | no data | FUEL GAS COMPRESSOR "C" | no data | no data | FGS | no data | OPEN | no data | no data | no data | no data
no data | 02-nodata62 | GAS COMPRESSOR "C" FLOW METER LOW SIDE ISOLATION | no data | FUEL GAS COMPRESSOR "C" | no data | no data | FGS | no data | OPEN | no data | no data | no data | no data
no data | 02-nodata63 | GAS COMPRESSOR "C" SEAL GAS SUPPLY FILTER DP TRANSMITTER HIGH SIDE | no data | FUEL GAS COMPRESSOR "C" | no data | no data | FGS | no data | OPEN | no data | no data | no data | no data
no data | 02-nodata64 | GAS COMPRESSOR "C" SEAL GAS SUPPLY FILTER DP TRANSMITTER LOW SIDE | no data | FUEL GAS COMPRESSOR "C" | no data | no data | FGS | no data | OPEN | no data | no data | no data | no data
no data | 02-nodata65 | GAS COMPRESSOR "C" SEAL VENT PRESSURE TRANSMITTER ISOLATION | no data | FUEL GAS COMPRESSOR "C" | no data | no data | FGS | no data | OPEN | no data | no data | no data | no data
no data | 02-VAX159 | GS supply iso before superheater | ST lower East | Gland Steam | no data | no data | STP | no data | no data | no data | no data | no data | no data
no data | 02-VAX159 | GS supply iso before superheater | ST lower | ST seals | no data | no data | STP | no data | no data | no data | no data | no data | no data
no data | 02-VAXS292 | Aux steam header vent | HRSG lower West | no data | no data | no data | AXS | no data | no data | no data | no data | no data | no data
no data | 02-VBDN613 | HRSGs sump discharge to SW tank | HRSG NE | BDT | no data | no data | HBD | no data | no data | no data | no data | no data | no data
no data | 02-VBDN614 | HRSGs sump discharge to SW tank vent/drain | HRSG NE | BDT | no data | no data | HBD | no data | no data | no data | no data | no data | no data
no data | 02-VBDN615 | HRSGs sump discharge to SW tank vent/drain | HRSG NE | BDT | no data | no data | HBD | no data | no data | no data | no data | no data | no data
no data | 02-VBDN687 | HRSGs sump discharge to WW sump | HRSG NE | BDT | no data | no data | HBD | no data | no data | no data | no data | no data | no data
no data | 02-VBDN688 | HRSGs sump discharge to WW sump vent/drain | HRSG NE | BDT | no data | no data | HBD | no data | no data | no data | no data | no data | no data
no data | 02-VBDN689 | HRSGs sump discharge to WW sump vent/drain | HRSG NE | BDT | no data | no data | HBD | no data | no data | no data | no data | no data | no data
no data | 02-VBFVnodata1 | BFP "A" IP FW discharge MOV equalizing valve | Pipe Rack 1st | BFP A | no data | no data | BFW | no data | no data | no data | no data | no data | no data
no data | 02-VBFV189 | BFP "A" HP FW discharge vent (2) valves | Pipe Rack 1st | BFP A | no data | no data | BFW | no data | CLOSED | no data | no data | no data | no data
no data | 02-VBFV190 | BFP "A" HP FW discharge vent (2) valves | Pipe Rack 1st | BFP A | no data | no data | BFW | no data | CLOSED | no data | no data | no data | no data
no data | 02-VBFV192 | BFP "A" HP FW discharge drain (2) valves | Pipe Rack 1st | BFP A | no data | no data | BFW | no data | CLOSED | no data | no data | no data | no data
no data | 02-VBFV193 | BFP "A" HP FW discharge drain (2) valves | Pipe Rack 1st | BFP A | no data | no data | BFW | no data | CLOSED | no data | no data | no data | no data
no data | 02-VBFV271 | BFP "A" HP FW discharge iso | Pipe Rack 1st | BFP A | no data | no data | BFW | no data | OPEN | no data | no data | no data | no data
no data | 02-VBFV271 | BFP "A" HP FW discharge iso equalizing valve | Pipe Rack 1st | BFP A | no data | no data | BFW | no data | OPEN | no data | no data | no data | no data
no data | 02-VBFV271 | BFP "A" HP FW discharge iso bypass | Pipe Rack 1st | BFP A | no data | no data | BFW | no data | CLOSED | no data | no data | no data | no data
no data | 02-VBFWnodata1 | BFP "A" HP FW recirc iso before CV | CRT landing | CV/CRT | no data | Iso Vlv | BFW | no data | OPEN | CLOSED | no data | no data | no data
no data | 02-VBFWnodata2 | BFP "B" HP FW recirc iso before CV | CRT landing | CV/CRT | no data | Iso Vlv | BFW | no data | OPEN | CLOSED | no data | no data | no data
no data | 02-VBFWnodata3 | From TCA to CRT before CV iso | CRT landing | CV/CRT | no data | Iso Vlv | BFW | no data | OPEN | CLOSED | no data | no data | no data
no data | 02-VBFWnodata4 | BFP suction strainer blowdown | Pipe Rack 1st | BFP A/B suction | no data | no data | BFW | no data | CLOSED | no data | no data | no data | no data
no data | 02-VBFWnodata5 | BFP "B" IP FW discharge iso bypass | Pipe Rack 1st | BFP B | no data | no data | BFW IP | no data | CLOSED | no data | no data | no data | no data
no data | 02-VBFWnodata6 | BFP "B" IP FW discharge iso equalizing valve | Pipe Rack 1st | BFP B | no data | no data | BFW IP | no data | OPEN | no data | no data | no data | no data
no data | 02-VBFWnodata7 | BFP "B" HP FW discharge iso equalizing valve | Pipe Rack 1st | BFP B | no data | no data | BFW HP | no data | OPEN | no data | no data | no data | no data
no data | 02-VBFWnodata8 | BFP "B" HP FW discharge iso bypass | Pipe Rack 1st | BFP B | no data | no data | BFW HP | no data | CLOSED | no data | no data | no data | no data
no data | 02-VBFWnodata9 | BFP "B" HP FW discharge MOV equalizing valve | Pipe Rack 1st | BFP B | no data | no data | BFW HP | no data | OPEN | no data | no data | no data | no data
no data | 02-VBFWnodata10 | From TCA to Cond. Receiver Tank before CV iso | CRT | TCA | no data | no data | BFW HP | no data | OPEN | no data | no data | no data | no data
no data | 02-VBFWnodata11 | To Gas performance heater MOV bypass | one level under LP Drum | FGPH | no data | no data | BFW IP | no data | CLOSED | no data | no data | no data | no data
no data | 02-VBFW124 | IP FW to HP bypass FT iso | Pipe Rack 3rd | Attemperator HP | no data | no data | BFW IP | no data | OPEN | no data | no data | no data | no data
no data | 02-VBFW124F | HRH terminal atemperator flow meter (3 tramsmitters) | Pipe Rack 2nd | Attemperator HRH | no data | no data | BFW IP | no data | OPEN | no data | no data | no data | no data
no data | 02-VBFW125 | IP FW to HP bypass FT iso | Pipe Rack 3rd | Attemperator HP | no data | no data | BFW IP | no data | OPEN | no data | no data | no data | no data
no data | 02-VBFW126 | IP FW to HP bypass FT iso | Pipe Rack 3rd | Attemperator HP | no data | no data | BFW IP | no data | OPEN | no data | no data | no data | no data
no data | 02-VBFW127 | IP FW to HP bypass FT iso | Pipe Rack 3rd | Attemperator HP | no data | no data | BFW IP | no data | OPEN | no data | no data | no data | no data
no data | 02-VBFW180F | BFP "B" suction PIT iso (3) | HRSG lower West | no data | no data | no data | BFW | no data | OPEN | no data | no data | no data | no data
no data | 02-VBFW180F | BFP "B" suction PIT iso (3) | Pipe Rack 1st | BFP B | no data | no data | BFW | no data | OPEN | no data | no data | no data | no data
no data | 02-VBFW2278 | Gas performance heater Level switch vessel 2 | FGPH | FGPH | no data | no data | BFW IP | no data | OPEN | no data | no data | no data | no data
no data | 02-VBFW3346 | Gas performance heater Low flow CV iso (before) | FGPH | FGPH | no data | no data | BFW IP | no data | OPEN | no data | no data | no data | no data
no data | 02-VBFW385F | FW to HP terminal atemperator (3) Flow meters | Pipe Rack 1st | Attemperator HP | no data | no data | BFW HP | no data | OPEN | no data | no data | no data | no data
no data | 02-VBFW394F | BFP "A" suction PIT iso (3) (at the pump) | HRSG lower West | no data | no data | no data | BFW | no data | OPEN | no data | no data | no data | no data
no data | 02-VBFW394F | BFP "A" suction PIT iso (3) (at the pump) | Pipe Rack 1st | BFP A | no data | no data | BFW | no data | OPEN | no data | no data | no data | no data
no data | 02-VBFW820 | (2) Flow transmitters (8) valves | no data | no data | no data | no data | BFW IP | no data | OPEN | no data | no data | no data | no data
no data | 02-VBFW820 | (2) Flow transmitters (8) valves | HRSG lower | Attemperator HRH | no data | no data | BFW IP | no data | OPEN | no data | no data | no data | no data
no data | 02-VBFW821 | (2) Flow transmitters (8) valves | no data | no data | no data | no data | BFW IP | no data | OPEN | no data | no data | no data | no data
no data | 02-VBFW821 | (2) Flow transmitters (8) valves | HRSG lower | Attemperator HRH | no data | no data | BFW IP | no data | OPEN | no data | no data | no data | no data
no data | 02-VBFW822 | (2) Flow transmitters (8) valves | no data | no data | no data | no data | BFW IP | no data | OPEN | no data | no data | no data | no data
no data | 02-VBFW822 | (2) Flow transmitters (8) valves | HRSG lower | Attemperator HRH | no data | no data | BFW IP | no data | OPEN | no data | no data | no data | no data
no data | 02-VBFW823 | (2) Flow transmitters (8) valves | no data | no data | no data | no data | BFW IP | no data | OPEN | no data | no data | no data | no data
no data | 02-VBFW823 | (2) Flow transmitters (8) valves | HRSG lower | Attemperator HRH | no data | no data | BFW IP | no data | OPEN | no data | no data | no data | no data
no data | 02-VBFW824 | (2) Flow transmitters (8) valves | no data | no data | no data | no data | BFW IP | no data | OPEN | no data | no data | no data | no data
no data | 02-VBFW824 | (2) Flow transmitters (8) valves | HRSG lower | Attemperator HRH | no data | no data | BFW IP | no data | OPEN | no data | no data | no data | no data
no data | 02-VBFW825 | (2) Flow transmitters (8) valves | no data | no data | no data | no data | BFW IP | no data | OPEN | no data | no data | no data | no data
no data | 02-VBFW825 | (2) Flow transmitters (8) valves | HRSG lower | Attemperator HRH | no data | no data | BFW IP | no data | OPEN | no data | no data | no data | no data
no data | 02-VBFW826 | Strainer DPT (4) valves | no data | no data | no data | no data | BFW IP | no data | OPEN | no data | no data | no data | no data
no data | 02-VBFW826 | Strainer DPT (4) valves | HRSG lower | Attemperator HRH | no data | no data | BFW IP | no data | OPEN | no data | no data | no data | no data
no data | 02-VBFW827 | Strainer DPT (4) valves | no data | no data | no data | no data | BFW IP | no data | OPEN | no data | no data | no data | no data
no data | 02-VBFW827 | Strainer DPT (4) valves | HRSG lower | Attemperator HRH | no data | no data | BFW IP | no data | OPEN | no data | no data | no data | no data
no data | 02-VBFW828 | Strainer DPT (4) valves | no data | no data | no data | no data | BFW IP | no data | OPEN | no data | no data | no data | no data
no data | 02-VBFW828 | Strainer DPT (4) valves | HRSG lower | Attemperator HRH | no data | no data | BFW IP | no data | OPEN | no data | no data | no data | no data
no data | 02-VBFW829 | Strainer DPT (4) valves | no data | no data | no data | no data | BFW IP | no data | OPEN | no data | no data | no data | no data
no data | 02-VBFW829 | Strainer DPT (4) valves | HRSG lower | Attemperator HRH | no data | no data | BFW IP | no data | OPEN | no data | no data | no data | no data
no data | 02-VBFW848 | Strainer Drain (2) valves | no data | no data | no data | no data | BFW IP | no data | CLOSED | no data | no data | no data | no data
no data | 02-VBFW848 | Strainer Drain (2) valves | HRSG lower | Attemperator HRH | no data | no data | BFW IP | no data | CLOSED | no data | no data | no data | no data
no data | 02-VBFW849 | Strainer Drain (2) valves | no data | no data | no data | no data | BFW IP | no data | CLOSED | no data | no data | no data | no data
no data | 02-VBFW849 | Strainer Drain (2) valves | HRSG lower | Attemperator HRH | no data | no data | BFW IP | no data | CLOSED | no data | no data | no data | no data
no data | 02-VBFW918 | (2) Flow transmitters (8) valves | no data | no data | no data | no data | BFW IP | no data | OPEN | no data | no data | no data | no data
no data | 02-VBFW918 | (2) Flow transmitters (8) valves | HRSG lower | Attemperator HRH | no data | no data | BFW IP | no data | OPEN | no data | no data | no data | no data
no data | 02-VBFW919 | (2) Flow transmitters (8) valves | no data | no data | no data | no data | BFW IP | no data | OPEN | no data | no data | no data | no data
no data | 02-VBFW919 | (2) Flow transmitters (8) valves | HRSG lower | Attemperator HRH | no data | no data | BFW IP | no data | OPEN | no data | no data | no data | no data
no data | 02-VBFW930 | After CV iso | no data | no data | no data | no data | BFW IP | no data | OPEN | no data | no data | no data | no data
no data | 02-VBFW930 | After CV iso | HRSG lower | Attemperator HRH | no data | no data | BFW IP | no data | OPEN | no data | no data | no data | no data
no data | 02-VBFW960 | Drain before CV | no data | no data | no data | no data | BFW IP | no data | CLOSED | no data | no data | no data | no data
no data | 02-VBFW960 | Drain before CV | HRSG lower | Attemperator HRH | no data | no data | BFW IP | no data | CLOSED | no data | no data | no data | no data
no data | 02-VBFW961 | Drain before CV | no data | no data | no data | no data | BFW IP | no data | CLOSED | no data | no data | no data | no data
no data | 02-VBFW961 | Drain before CV | HRSG lower | Attemperator HRH | no data | no data | BFW IP | no data | CLOSED | no data | no data | no data | no data
no data | 02-VBFW962 | Drain after check (2) valves | no data | no data | no data | no data | BFW IP | no data | CLOSED | no data | no data | no data | no data
no data | 02-VBFW962 | Drain after check (2) valves | HRSG lower | Attemperator HRH | no data | no data | BFW IP | no data | CLOSED | no data | no data | no data | no data
no data | 02-VBFW963 | Drain after check (2) valves | no data | no data | no data | no data | BFW IP | no data | CLOSED | no data | no data | no data | no data
no data | 02-VBFW963 | Drain after check (2) valves | HRSG lower | Attemperator HRH | no data | no data | BFW IP | no data | CLOSED | no data | no data | no data | no data
no data | 02-VBFWF100F | HRH terminal atemperator flow meter (3 tramsmitters) | Pipe Rack 2nd | Attemperator HRH | no data | no data | BFW IP | no data | OPEN | no data | no data | no data | no data
no data | 02-VBFWF102F | HRH terminal atemperator flow meter (3 tramsmitters) | Pipe Rack 2nd | Attemperator HRH | no data | no data | BFW IP | no data | OPEN | no data | no data | no data | no data
no data | 02-VBFWF104F | HRH terminal atemperator flow meter (3 tramsmitters) | Pipe Rack 2nd | Attemperator HRH | no data | no data | BFW IP | no data | OPEN | no data | no data | no data | no data
no data | 02-VBFWF110F | HRH terminal atemperator flow meter (3 tramsmitters) | Pipe Rack 2nd | Attemperator HRH | no data | no data | BFW IP | no data | OPEN | no data | no data | no data | no data
no data | 02-VBFWF117F | FW to HP terminal atemperator (3) Flow meters | Pipe Rack 1st | Attemperator HP | no data | no data | BFW HP | no data | OPEN | no data | no data | no data | no data
no data | 02-VBFWF120F | FW to HP terminal atemperator (3) Flow meters | Pipe Rack 1st | Attemperator HP | no data | no data | BFW HP | no data | OPEN | no data | no data | no data | no data
no data | 02-VBFWF121F | FW to HP terminal atemperator (3) Flow meters | Pipe Rack 1st | Attemperator HP | no data | no data | BFW HP | no data | OPEN | no data | no data | no data | no data
no data | 02-VBFWF122F | FW to HP terminal atemperator (3) Flow meters | Pipe Rack 1st | Attemperator HP | no data | no data | BFW HP | no data | OPEN | no data | no data | no data | no data
no data | 02-VBFWF125F | HRH terminal atemperator flow meter (3 tramsmitters) | Pipe Rack 2nd | Attemperator HRH | no data | no data | BFW IP | no data | OPEN | no data | no data | no data | no data
no data | 02-VBFWF126F | HRH terminal atemperator flow meter (3 tramsmitters) | Pipe Rack 2nd | Attemperator HRH | no data | no data | BFW IP | no data | OPEN | no data | no data | no data | no data
no data | 02-VBFWF127F | HRH terminal atemperator flow meter (3 tramsmitters) | Pipe Rack 2nd | Attemperator HRH | no data | no data | BFW IP | no data | OPEN | no data | no data | no data | no data
no data | 02-VBFWF159F | BFP "A" suction PIT iso (3) (at the pump) | HRSG lower West | no data | no data | no data | BFW | no data | OPEN | no data | no data | no data | no data
no data | 02-VBFWF159F | BFP "A" suction PIT iso (3) (at the pump) | Pipe Rack 1st | BFP A | no data | no data | BFW | no data | OPEN | no data | no data | no data | no data
no data | 02-VBFWF160F | BFP "A" suction PIT iso (3) (at the pump) | HRSG lower West | no data | no data | no data | BFW | no data | OPEN | no data | no data | no data | no data
no data | 02-VBFWF160F | BFP "A" suction PIT iso (3) (at the pump) | Pipe Rack 1st | BFP A | no data | no data | BFW | no data | OPEN | no data | no data | no data | no data
no data | 02-VBFWF179F | BFP "B" suction PIT iso (3) | HRSG lower West | no data | no data | no data | BFW | no data | OPEN | no data | no data | no data | no data
no data | 02-VBFWF179F | BFP "B" suction PIT iso (3) | Pipe Rack 1st | BFP B | no data | no data | BFW | no data | OPEN | no data | no data | no data | no data
no data | 02-VBFWF395F | BFP "B" suction PIT iso (3) | HRSG lower West | no data | no data | no data | BFW | no data | OPEN | no data | no data | no data | no data
no data | 02-VBFWF395F | BFP "B" suction PIT iso (3) | Pipe Rack 1st | BFP B | no data | no data | BFW | no data | OPEN | no data | no data | no data | no data
no data | 02-VBFWF507F | FW to HP terminal atemperator (3) Flow meters | Pipe Rack 1st | Attemperator HP | no data | no data | BFW HP | no data | OPEN | no data | no data | no data | no data
no data | 02-VBFWF515F | FW to HP terminal atemperator (3) Flow meters | Pipe Rack 1st | Attemperator HP | no data | no data | BFW HP | no data | OPEN | no data | no data | no data | no data
no data | 02-VBFWF533F | FW to HP terminal atemperator (3) Flow meters | Pipe Rack 1st | Attemperator HP | no data | no data | BFW HP | no data | OPEN | no data | no data | no data | no data
no data | 02-VBND100 | BD tank sump pump discharge FT | HRSG NE | BDT | no data | no data | HBD | no data | no data | no data | no data | no data | no data
no data | 02-VBND101 | BD tank sump pump discharge FT | HRSG NE | BDT | no data | no data | HBD | no data | no data | no data | no data | no data | no data
no data | 02-V-BUR800 | DUCT BURNER ISOLATION | no data | UNIT 2 DUCT BURNER | no data | no data | FGS | no data | OPEN | no data | no data | no data | no data
no data | 02-V-BUR803 | GAS FLOW INDICATING TRANSMITTER ISOLATION | no data | UNIT 2 DUCT BURNER | no data | no data | FGS | no data | OPEN | no data | no data | no data | no data
no data | 02-V-BUR804 | GAS FLOW INDICATING TRANSMITTER ISOLATION | no data | UNIT 2 DUCT BURNER | no data | no data | FGS | no data | OPEN | no data | no data | no data | no data
no data | 02-V-BUR810 | PURGE ISOLATION | no data | UNIT 2 DUCT BURNER | no data | no data | FGS | no data | CLOSED | no data | no data | no data | no data
no data | 02-V-BUR811 | PRESSURE INDCATING TRANSMITTER | no data | UNIT 2 DUCT BURNER | no data | no data | FGS | no data | OPEN | no data | no data | no data | no data
no data | 02-V-BUR812 | PRESSURE INDCATING TRANSMITTER | no data | UNIT 2 DUCT BURNER | no data | no data | FGS | no data | OPEN | no data | no data | no data | no data
no data | 02-V-BUR820 | PRESSURE INDICATION TRANSMITTER AFTER STOP VALVE | no data | UNIT 2 DUCT BURNER | no data | no data | FGS | no data | OPEN | no data | no data | no data | no data
no data | 02-V-BUR827 | DP TRANSMITTER HIGH SIDE STOP VALVE | no data | UNIT 2 DUCT BURNER | no data | no data | FGS | no data | OPEN | no data | no data | no data | no data
no data | 02-V-BUR828 | DP TRANSMITTER LOW SIDE STOP VALVE | no data | UNIT 2 DUCT BURNER | no data | no data | FGS | no data | OPEN | no data | no data | no data | no data
no data | 02-V-BUR835 | PRESSURE AFTER CONTROL VALVE TRANSMITTER | no data | UNIT 2 DUCT BURNER | no data | no data | FGS | no data | OPEN | no data | no data | no data | no data
no data | 02-V-BUR836 | PRESSURE AFTER CONTROL VALVE TRANSMITTER | no data | UNIT 2 DUCT BURNER | no data | no data | FGS | no data | OPEN | no data | no data | no data | no data
no data | 02-V-BUR845 | DRAIN AFTER STOP VALVE | no data | UNIT 2 DUCT BURNER | no data | no data | FGS | no data | CLOSED | no data | no data | no data | no data
no data | 02-V-BUR846 | DUCT BURNER HEADER DRAIN | no data | UNIT 2 DUCT BURNER | no data | no data | FGS | no data | CLOSED | no data | no data | no data | no data
no data | 02-V-BUR860 | PILOT GAS SUPPLY ISOLATION | no data | UNIT 2 DUCT BURNER | no data | no data | FGS | no data | OPEN | no data | no data | no data | no data
no data | 02-V-BUR866 | PILOT GAS PRESSURE TRANSMITTER ISOLATION | no data | UNIT 2 DUCT BURNER | no data | no data | FGS | no data | OPEN | no data | no data | no data | no data
no data | 02-V-BUR870 | PILOT HEADER STOP VALVE PRESSURE DP HIGH SIDE | no data | UNIT 2 DUCT BURNER | no data | no data | FGS | no data | OPEN | no data | no data | no data | no data
no data | 02-V-BUR871 | PILOT HEADER STOP VALVE PRESSURE DP LOW SIDE | no data | UNIT 2 DUCT BURNER | no data | no data | FGS | no data | OPEN | no data | no data | no data | no data
no data | 02-V-BUR886 | PILIOT HEADER DRAIN BETWEEN PRIMARY STOP VALVES | no data | UNIT 2 DUCT BURNER | no data | no data | FGS | no data | CLOSED | no data | no data | no data | no data
no data | 02-V-BUR887 | PILOT HEADER DRAIN BETWEEN STOP VALVES SECONDARY | no data | UNIT 2 DUCT BURNER | no data | no data | FGS | no data | CLOSED | no data | no data | no data | no data
no data | 02-V-BUR955 | FLAME SCANNER BLOWER DISCHARGE PRESSURE TRANSMITTER | no data | UNIT 2 DUCT BURNER | no data | no data | FGS | no data | OPEN | no data | no data | no data | no data
no data | 02-V-BUR956 | FLAME SCANNER BLOWER DISCHARGE PRESSURE TRANSMITTER | no data | UNIT 2 DUCT BURNER | no data | no data | FGS | no data | OPEN | no data | no data | no data | no data
no data | 02-V-BURXXX | FLAME SCANNER BLOWER DISCHARGE DRAIN VALVE | no data | UNIT 2 DUCT BURNER | no data | no data | FGS | no data | CLOSED | no data | no data | no data | no data
no data | 02-VCNDnodata1 | Condensate Receiver Tank drain valve | CRT area | CRT | no data | no data | CND | no data | CLOSED | no data | no data | no data | no data
no data | 02-VCNDnodata2 | Level indicating instruments (4 lower valves) | CRT area | LIT | no data | no data | CND | no data | OPEN | no data | no data | no data | no data
no data | 02-VCNDnodata3 | Condensate Recirc Strainer DP isolation (2) valves | CRT area | CRT | no data | no data | CND | no data | OPEN | no data | no data | no data | no data
no data | 02-VCNDnodata4 | Inlet valve to strainer #1 | CRT area | CND pump A | no data | no data | CND | no data | OPEN | no data | no data | no data | no data
no data | 02-VCNDnodata5 | Inlet valve to strainer #2 | CRT area | CND pump A | no data | no data | CND | no data | CLOSED | no data | no data | no data | no data
no data | 02-VCNDnodata6 | Outlet valve from strainer 1 | CRT area | CND pump A | no data | no data | CND | no data | OPEN | no data | no data | no data | no data
no data | 02-VCNDnodata7 | Outlet valve from strainer 2 | CRT area | CND pump A | no data | no data | CND | no data | CLOSED | no data | no data | no data | no data
no data | 02-VCNDnodata8 | Inlet valve to strainer 1 | CRT area | CND pump B | no data | no data | CND | no data | OPEN | no data | no data | no data | no data
no data | 02-VCNDnodata9 | Inlet valve to strainer 2 | CRT area | CND pump B | no data | no data | CND | no data | CLOSED | no data | no data | no data | no data
no data | 02-VCNDnodata10 | Outlet valve from strainer 1 | CRT area | CND pump B | no data | no data | CND | no data | OPEN | no data | no data | no data | no data
no data | 02-VCNDnodata11 | Outlet valve from strainer 2 | CRT area | CND pump B | no data | no data | CND | no data | CLOSED | no data | no data | no data | no data
no data | 02-VCNDnodata12 | Inlet valve to strainer 1 | CRT area | CND pump C | no data | no data | CND | no data | OPEN | no data | no data | no data | no data
no data | 02-VCNDnodata13 | Inlet valve to strainer 2 | CRT area | CND pump C | no data | no data | CND | no data | CLOSED | no data | no data | no data | no data
no data | 02-VCNDnodata14 | Outlet valve from strainer 1 | CRT area | CND pump C | no data | no data | CND | no data | OPEN | no data | no data | no data | no data
no data | 02-VCNDnodata15 | Outlet valve from strainer 2 | CRT area | CND pump C | no data | no data | CND | no data | CLOSED | no data | no data | no data | no data
no data | 02-VCNDnodata16 | Vent Before Iron Filters | CRT area | IRON Filter Bypass | no data | no data | CND | no data | CLOSED | no data | no data | no data | no data
no data | 02-VCNDnodata17 | Hood Spray and Gland Steam attemperator | ST upper East | Attemperator | no data | no data | CND | no data | OPEN | no data | no data | no data | no data
no data | 02-VCND216 | Condensate Recirc before CV | CRT landing | CV/CRT | no data | Iso Vlv | CND | 20023894-PD-053A | OPEN | CLOSED | no data | no data | no data
no data | 02-VCND216 | CRH ventilator spray vent (OUTSIDE DECK) | ST upper East (OUTSIDE DECK) | Attemperator | no data | no data | CND | no data | CLOSED | no data | no data | no data | no data
no data | 02-VCND217 | Condensate Recirc CV bypass | CRT landing | CV/CRT | no data | Iso Vlv | CND | 20023894-PD-053A | OPEN | CLOSED | no data | no data | no data
no data | 02-VCND329B | CND Pump Discharge bypass valve | CRT area | CND pump C | no data | no data | CND | no data | CLOSED | no data | no data | no data | no data
no data | 02-VCND329E | CND Pump Discharge equalizing valve | CRT area | CND pump C | no data | no data | CND | no data | OPEN | no data | no data | no data | no data
no data | 02-VCND336 | Condensate header pressure transmitters | HRSG lower NW | no data | no data | no data | CND | no data | OPEN | no data | no data | no data | no data
no data | 02-VCND364 | CRH ventilator spray drain (OUTSIDE DECK) | ST upper East (OUTSIDE DECK) | Attemperator | no data | no data | CND | no data | CLOSED | no data | no data | no data | no data
no data | 02-VCND501 | LP turbine exhause pressure PITs | ST upper East | ST | no data | no data | CND | no data | no data | no data | no data | no data | no data
no data | 02-VCND502 | LP turbine exhause pressure PITs | ST upper East | ST | no data | no data | CND | no data | no data | no data | no data | no data | no data
no data | 02-VCND503 | LP turbine exhause pressure PITs | ST upper East | ST | no data | no data | CND | no data | no data | no data | no data | no data | no data
no data | 02-VCND819 | Seal water pressure gauge | CRT area | CND pump A | no data | no data | CND | no data | OPEN | no data | no data | no data | no data
no data | 02-VCRH113 | CRH Drip Leg Level Switche vents | ST lower East | no data | no data | no data | CRH | no data | no data | no data | no data | no data | no data
no data | 02-VCRH116 | CRH Drip Leg Level Switche vents | ST lower East | no data | no data | no data | CRH | no data | no data | no data | no data | no data | no data
no data | 02-VCRH118 | CRH header Drip Leg Level Switche vents | Pipe Rack 2nd | HRSG/ST | no data | no data | CRH | no data | no data | no data | no data | no data | no data
no data | 02-VCRH119 | CRH header Drip Leg Level Switche vents | Pipe Rack 2nd | HRSG/ST | no data | no data | CRH | no data | no data | no data | no data | no data | no data
no data | 02-VCRH126 | HP turbine exhaust Drip Leg Level Switche vents | ST lower East | no data | no data | no data | CRH | no data | no data | no data | no data | no data | no data
no data | 02-VCRH129 | HP turbine exhaust Drip Leg Level Switche vents | ST lower East | no data | no data | no data | CRH | no data | no data | no data | no data | no data | no data
no data | 02-VCRH145 | HP turbine exhaust Drip Leg Level Switche vents | ST lower East | no data | no data | no data | CRH | no data | no data | no data | no data | no data | no data
no data | 02-VCRH149 | HP turbine exhaust Drip Leg Level Switche vents | ST lower East | no data | no data | no data | CRH | no data | no data | no data | no data | no data | no data
no data | 02-VCRH152 | CRH Drip Leg Level Switche vents | ST lower East | no data | no data | no data | CRH | no data | no data | no data | no data | no data | no data
no data | 02-VCRH153 | CRH Drip Leg Level Switche vents | ST lower East | no data | no data | no data | CRH | no data | no data | no data | no data | no data | no data
no data | 02-VCRH167 | CRH header Drip Leg Level Switche vents | Pipe Rack 2nd | HRSG/ST | no data | no data | CRH | no data | no data | no data | no data | no data | no data
no data | 02-VCRH168 | CRH header Drip Leg Level Switche vents | Pipe Rack 2nd | HRSG/ST | no data | no data | CRH | no data | no data | no data | no data | no data | no data
no data | 02-VDWS528F | Normal makeup FT | CRT landing | FIT | no data | Iso Vlv | DWS | no data | OPEN | no data | no data | no data | no data
no data | 02-VDWS532F | Emergency makeup FT | CRT landing | FIT | no data | Iso Vlv | DWS | no data | OPEN | no data | no data | no data | no data
no data | 02-VDWSF530F | Normal makeup FT | CRT landing | FIT | no data | Iso Vlv | DWS | no data | OPEN | no data | no data | no data | no data
no data | 02-VDWSF534F | Emergency makeup FT | CRT landing | FIT | no data | Iso Vlv | DWS | no data | OPEN | no data | no data | no data | no data
no data | 02-VFGS241 | UNIT 2 TURBINE BUILDING GAS ISOLATION | no data | FG SUPPLY TO DUCT BURNERS/BUILDING HEATERS | no data | no data | FGS | no data | OPEN | no data | no data | no data | no data
no data | 02-VFGS783 | LP GAS SUPPLY TO ELECTRIC HEATER | no data | HP REGULATING STATION (08) | no data | no data | FGS | no data | OPEN | no data | no data | no data | no data
no data | 02-VFGS883 | SKID09 HP REG STATION low pressure gas heater isolation | no data | HP REGULATING STATION (09) | no data | no data | FGS | no data | OPEN | no data | no data | no data | no data
no data | 02-VFGS923 | UNIT 2 DUCT BURNER DRAIN BEFORE PRESSURE CONTROL VALVE | no data | UNIT 2 DUCT BURNER | no data | no data | FGS | no data | CLOSED | no data | no data | no data | no data
no data | 02-VFGS925 | UNIT 2 DUCT BURNER INNERSTAGE PRESSURE TRANSMITTER ISOLATION | no data | UNIT 2 DUCT BURNER | no data | no data | FGS | no data | OPEN | no data | no data | no data | no data
no data | 02-VFGS926 | UNIT 2 DUCT BURNER INNERSTAGE PRESSURE TRANSMITTER ISOLATION | no data | UNIT 2 DUCT BURNER | no data | no data | FGS | no data | OPEN | no data | no data | no data | no data
no data | 02-VFGS928 | UNIT 2 DUCT BURNER PRESSURE TRANSMITTER ISOLATION AFTER REGULATION | no data | UNIT 2 DUCT BURNER | no data | no data | FGS | no data | OPEN | no data | no data | no data | no data
no data | 02-VFGS929 | UNIT 2 DUCT BURNER PRESSURE TRANSMITTER ISOLATION AFTER REGULATION | no data | UNIT 2 DUCT BURNER | no data | no data | FGS | no data | OPEN | no data | no data | no data | no data
no data | 02-VFGS932 | UNIT 2 DUCT BURNER INTERSTAGE VENT | no data | UNIT 2 DUCT BURNER | no data | no data | FGS | no data | CLOSED | no data | no data | no data | no data
no data | 02-VFGS941 | UNIT 2 TURBINE BUILING SUPPLY INTERSTAGE REGULATION VALVE VENT | no data | FG SUPPLY TO DUCT BURNERS/BUILDING HEATERS | no data | no data | FGS | no data | CLOSED | no data | no data | no data | no data
no data | 02-VFGS946 | UNIT 2 TURBINE BUILING HEAT REGULATION VALVE ISOLATION PCV-946 | no data | FG SUPPLY TO DUCT BURNERS/BUILDING HEATERS | no data | no data | FGS | no data | OPEN | no data | no data | no data | no data
no data | 02-VFGS950 | UNIT 2 TURBINE BUILING HEAT REGULATION VALVE ISOLATION PCV-950 | no data | FG SUPPLY TO DUCT BURNERS/BUILDING HEATERS | no data | no data | FGS | no data | OPEN | no data | no data | no data | no data
no data | 02-VFGS-YV-922 | DRAIN ON STOP VALVE YV-922 | no data | UNIT 2 DUCT BURNER | no data | no data | FGS | no data | CLOSED | no data | no data | no data | no data
no data | 02-VHBD9802 | PIT | HRSG NE | BDT | no data | no data | HBD | no data | no data | no data | no data | no data | no data
no data | 02-VHBD9804 | LG iso | HRSG NE | BDT | no data | no data | HBD | no data | no data | no data | no data | no data | no data
no data | 02-VHBD9805 | LT iso | HRSG NE | BDT | no data | no data | HBD | no data | no data | no data | no data | no data | no data
no data | 02-VHBD9805 | LG iso | HRSG NE | BDT | no data | no data | HBD | no data | no data | no data | no data | no data | no data
no data | 02-VHBD9806 | LT iso | HRSG NE | BDT | no data | no data | HBD | no data | no data | no data | no data | no data | no data
no data | 02-VHBD9901 | BD tank drain | HRSG NE | BDT | no data | no data | HBD | no data | no data | no data | no data | no data | no data
no data | 02-VHBD9902 | LG drain | HRSG NE | BDT | no data | no data | HBD | no data | no data | no data | no data | no data | no data
no data | 02-VHBD9903 | LG drain | HRSG NE | BDT | no data | no data | HBD | no data | no data | no data | no data | no data | no data
no data | 02-VHBD9904 | BDT Quenching CV iso | HRSG NE | BDT | no data | no data | HBD | no data | no data | no data | no data | no data | no data
no data | 02-VHBD9905 | BDT Quenching CV iso | HRSG NE | BDT | no data | no data | HBD | no data | no data | no data | no data | no data | no data
no data | 02-VHBD9906 | BDT Quenching CV bypass | HRSG NE | BDT | no data | no data | HBD | no data | no data | no data | no data | no data | no data
no data | 02-VHBD9907 | BDT Quenching line drain | HRSG NE | BDT | no data | no data | HBD | no data | no data | no data | no data | no data | no data
no data | 02-VHBD9908 | BDT Quenching line drain | HRSG NE | BDT | no data | no data | HBD | no data | no data | no data | no data | no data | no data
no data | 02-VHHSnodata1 | HP drum High flow LCV iso bypass | HRSG lower West | no data | no data | no data | BFW HP | no data | CLOSED | no data | no data | no data | no data
no data | 02-VHHSnodata2 | HP drum High flow LCV iso equalizing valve | HRSG lower West | no data | no data | no data | BFW HP | no data | OPEN | no data | no data | no data | no data
no data | 02-VHHSnodata3 | HP drum Low flow LCV iso bypass | HRSG lower West | no data | no data | no data | BFW HP | no data | CLOSED | no data | no data | no data | no data
no data | 02-VHHSnodata4 | HP drum Low flow LCV iso equalizing valve | HRSG lower West | no data | no data | no data | BFW HP | no data | OPEN | no data | no data | no data | no data
no data | 02-VHHSnodata5 | HP drum High flow LCV outlet iso bypass | HRSG lower West | no data | no data | no data | BFW HP | no data | CLOSED | no data | no data | no data | no data
no data | 02-VHHSnodata6 | HP drum High flow LCV outlet iso equalizing | HRSG lower West | no data | no data | no data | BFW HP | no data | OPEN | no data | no data | no data | no data
no data | 02-VHHSnodata7 | HP drum Low flow LCV outlet iso bypass | HRSG lower West | no data | no data | no data | BFW HP | no data | CLOSED | no data | no data | no data | no data
no data | 02-VHHSnodata8 | HP drum Low flow LCV outlet iso equalizing | HRSG lower West | no data | no data | no data | BFW HP | no data | OPEN | no data | no data | no data | no data
no data | 02-VHHSnodata9 | MOV 901 bypass | HRSG lower West | no data | no data | no data | BFW HP | no data | CLOSED | no data | no data | no data | no data
no data | 02-VHHSnodata10 | MOV 901 equalizing | HRSG lower West | no data | no data | no data | BFW HP | no data | OPEN | no data | no data | no data | no data
no data | 02-VHHSnodata11 | Level Gauge (2) valves | HRSG upper West | HRSG/ HP Drum | no data | no data | HHS | no data | OPEN | no data | no data | no data | no data
no data | 02-VHHSnodata12 | HP continuous blowdown regulator | HRSG upper East | HRSG/ HP Drum | no data | no data | HHS | no data |  | no data | no data | no data | no data
no data | 02-VHHSnodata13 | Level Gauge (2) valves | HRSG upper East | HRSG/ HP Drum | no data | no data | HHS | no data | OPEN | no data | no data | no data | no data
no data | 02-VHHS801 | HP drum vent (2) valves | Top of the HP drum | HRSG/ HP Drum | no data | no data | HHS | no data | CLOSED | no data | no data | no data | no data
no data | 02-VHHS802 | HP drum vent (2) valves | Top of the HP drum | HRSG/ HP Drum | no data | no data | HHS | no data | CLOSED | no data | no data | no data | no data
no data | 02-VHHS803 | 1st stage HP superheater Drip leg 2 Lvl switches (8) isolation valves | HRSG lower East | no data | no data | no data | HHS | no data | no data | no data | no data | no data | no data
no data | 02-VHHS804 | 1st stage HP superheater Drip leg 2 Lvl switches (8) isolation valves | HRSG lower East | no data | no data | no data | HHS | no data | no data | no data | no data | no data | no data
no data | 02-VHHS805 | 1st stage HP superheater Drip leg 2 Lvl switches (8) isolation valves | HRSG lower East | no data | no data | no data | HHS | no data | no data | no data | no data | no data | no data
no data | 02-VHHS806 | 1st stage HP superheater Drip leg 2 Lvl switches (8) isolation valves | HRSG lower East | no data | no data | no data | HHS | no data | no data | no data | no data | no data | no data
no data | 02-VHHS807 | 1st stage HP superheater Drip leg 2 Lvl switches (8) isolation valves | HRSG lower East | no data | no data | no data | HHS | no data | no data | no data | no data | no data | no data
no data | 02-VHHS808 | 1st stage HP superheater Drip leg 2 Lvl switches (8) isolation valves | HRSG lower East | no data | no data | no data | HHS | no data | no data | no data | no data | no data | no data
no data | 02-VHHS809 | 1st stage HP superheater Drip leg 2 Lvl switches (8) isolation valves | HRSG lower East | no data | no data | no data | HHS | no data | no data | no data | no data | no data | no data
no data | 02-VHHS810 | 1st stage HP superheater Drip leg 2 Lvl switches (8) isolation valves | HRSG lower East | no data | no data | no data | HHS | no data | no data | no data | no data | no data | no data
no data | 02-VHHS811 | HP Superheater vent to atmoshpere | HRSG lower East | no data | no data | no data | HHS | no data | no data | no data | no data | no data | no data
no data | 02-VHHS812 | HP Superheater vent to atmoshpere | HRSG lower East | no data | no data | no data | HHS | no data | no data | no data | no data | no data | no data
no data | 02-VHHS813 | HP superheater outlet PITs (before MOV) | HRSG upper | HRSG | no data | no data | HHS | no data | no data | no data | no data | no data | no data
no data | 02-VHHS814 | HP superheater outlet PITs (before MOV) | HRSG upper | HRSG | no data | no data | HHS | no data | no data | no data | no data | no data | no data
no data | 02-VHHS818 | HP superheater outlet vent to atmoshpere (before MOV) | HRSG upper | HRSG | no data | no data | HHS | no data | no data | no data | no data | no data | no data
no data | 02-VHHS819 | HP superheater outlet vent to atmoshpere (before MOV) | HRSG upper | HRSG | no data | no data | HHS | no data | no data | no data | no data | no data | no data
no data | 02-VHHS820 | HP steam FT before terminal attemperator | Pipe Rack 3rd | HRSG/ST | no data | no data | HHS | no data | no data | no data | no data | no data | no data
no data | 02-VHHS821 | HP steam FT before terminal attemperator | Pipe Rack 3rd | HRSG/ST | no data | no data | HHS | no data | no data | no data | no data | no data | no data
no data | 02-VHHS822 | HP steam FT before terminal attemperator | Pipe Rack 3rd | HRSG/ST | no data | no data | HHS | no data | no data | no data | no data | no data | no data
no data | 02-VHHS823 | HP steam FT before terminal attemperator | Pipe Rack 3rd | HRSG/ST | no data | no data | HHS | no data | no data | no data | no data | no data | no data
no data | 02-VHHS824 | HP steam FT before terminal attemperator | Pipe Rack 3rd | HRSG/ST | no data | no data | HHS | no data | no data | no data | no data | no data | no data
no data | 02-VHHS825 | HP steam FT before terminal attemperator | Pipe Rack 3rd | HRSG/ST | no data | no data | HHS | no data | no data | no data | no data | no data | no data
no data | 02-VHHS826 | HP steam FT before terminal attemperator | Pipe Rack 3rd | HRSG/ST | no data | no data | HHS | no data | no data | no data | no data | no data | no data
no data | 02-VHHS827 | HP steam FT before terminal attemperator | Pipe Rack 3rd | HRSG/ST | no data | no data | HHS | no data | no data | no data | no data | no data | no data
no data | 02-VHHS-830 | FW to HP interstage atemperator (2) flow transmitters | HRSG West Landing | Attemperator HP | no data | no data | no data | no data | OPEN | no data | no data | no data | no data
no data | 02-VHHS831 | FW to HP interstage atemperator (2) flow transmitters | HRSG West Landing | Attemperator HP | no data | no data | no data | no data | OPEN | no data | no data | no data | no data
no data | 02-VHHS832 | FW to HP interstage atemperator (2) flow transmitters | HRSG West Landing | Attemperator HP | no data | no data | no data | no data | OPEN | no data | no data | no data | no data
no data | 02-VHHS833 | FW to HP interstage atemperator (2) flow transmitters | HRSG West Landing | Attemperator HP | no data | no data | no data | no data | OPEN | no data | no data | no data | no data
no data | 02-VHHS834 | FW to HP interstage atemperator (2) flow transmitters | HRSG West Landing | Attemperator HP | no data | no data | no data | no data | OPEN | no data | no data | no data | no data
no data | 02-VHHS835 | FW to HP interstage atemperator (2) flow transmitters | HRSG West Landing | Attemperator HP | no data | no data | no data | no data | OPEN | no data | no data | no data | no data
no data | 02-VHHS836 | FW to HP interstage atemperator (2) flow transmitters | HRSG West Landing | Attemperator HP | no data | no data | no data | no data | OPEN | no data | no data | no data | no data
no data | 02-VHHS837 | FW to HP interstage atemperator (2) flow transmitters | HRSG West Landing | Attemperator HP | no data | no data | no data | no data | OPEN | no data | no data | no data | no data
no data | 02-VHHS-838 | FW to HP interstage atemperator strainer DP | HRSG West Landing | Attemperator HP | no data | no data | no data | no data | OPEN | no data | no data | no data | no data
no data | 02-VHHS839 | FW to HP interstage atemperator strainer DP | HRSG West Landing | Attemperator HP | no data | no data | no data | no data | OPEN | no data | no data | no data | no data
no data | 02-VHHS840 | FW to HP interstage atemperator strainer DP | HRSG West Landing | Attemperator HP | no data | no data | no data | no data | OPEN | no data | no data | no data | no data
no data | 02-VHHS841 | FW to HP interstage atemperator strainer DP | HRSG West Landing | Attemperator HP | no data | no data | no data | no data | OPEN | no data | no data | no data | no data
no data | 02-VHHS-842 | FW to HP interstage atemperator strainer drain valve | HRSG West Landing | Attemperator HP | no data | no data | no data | no data | CLOSED | no data | no data | no data | no data
no data | 02-VHHS843 | FW to HP interstage atemperator strainer drain valve | HRSG West Landing | Attemperator HP | no data | no data | no data | no data | CLOSED | no data | no data | no data | no data
no data | 02-VHHS-844 | FW to HP interstage atemperator iso | HRSG West Landing | Attemperator HP | no data | no data | no data | no data | OPEN | no data | no data | no data | no data
no data | 02-VHHS856 | HP drum High flow drain | HRSG lower West | no data | no data | no data | BFW HP | no data | CLOSED | no data | no data | no data | no data
no data | 02-VHHS857 | HP drum High flow drain | HRSG lower West | no data | no data | no data | BFW HP | no data | CLOSED | no data | no data | no data | no data
no data | 02-VHHS858 | HP drum Low flow drain | HRSG lower West | no data | no data | no data | BFW HP | no data | CLOSED | no data | no data | no data | no data
no data | 02-VHHS859 | HP drum Low flow drain | HRSG lower West | no data | no data | no data | BFW HP | no data | CLOSED | no data | no data | no data | no data
no data | 02-VHHS-863 | FW to HP interstage atemperator drain (2) valves | HRSG West Landing | Attemperator HP | no data | no data | no data | no data | CLOSED | no data | no data | no data | no data
no data | 02-VHHS864 | FW to HP interstage atemperator drain (2) valves | HRSG West Landing | Attemperator HP | no data | no data | no data | no data | CLOSED | no data | no data | no data | no data
no data | 02-VHHS-865 | FW to HP interstage atemperator vent | HRSG West Landing | Attemperator HP | no data | no data | no data | no data | CLOSED | no data | no data | no data | no data
no data | 02-VHHS866 | FW to HP interstage atemperator vent | HRSG West Landing | Attemperator HP | no data | no data | no data | no data | CLOSED | no data | no data | no data | no data
no data | 02-VHHS867 | 1st stage HP superheater Drip leg drain (2) valves | HRSG lower East | no data | no data | no data | HHS | no data | no data | no data | no data | no data | no data
no data | 02-VHHS868 | 1st stage HP superheater Drip leg drain (2) valves | HRSG lower East | no data | no data | no data | HHS | no data | no data | no data | no data | no data | no data
no data | 02-VHHS871 | HP superheater outlet PITs (before MOV) | HRSG upper | HRSG | no data | no data | HHS | no data | no data | no data | no data | no data | no data
no data | 02-VHHS872 | HP superheater outlet PITs (before MOV) | HRSG upper | HRSG | no data | no data | HHS | no data | no data | no data | no data | no data | no data
no data | 02-VHHS873 | HP superheater outlet PITs (before MOV) | HRSG upper | HRSG | no data | no data | HHS | no data | no data | no data | no data | no data | no data
no data | 02-VHHS874 | HP superheater outlet PITs (before MOV) | HRSG upper | HRSG | no data | no data | HHS | no data | no data | no data | no data | no data | no data
no data | 02-VHHS900 | HP economizer drain block valves | HRSG lower West | no data | no data | no data | BFW HP | no data | CLOSED | no data | no data | no data | no data
no data | 02-VHHS901 | HP drum High flow LCV iso | HRSG lower West | no data | no data | no data | BFW HP | no data | OPEN | no data | no data | no data | no data
no data | 02-VHHS902 | HP drum High flow LCV outlet iso | HRSG lower West | no data | no data | no data | BFW HP | no data | OPEN | no data | no data | no data | no data
no data | 02-VHHS903 | HP drum Low flow LCV iso | HRSG lower West | no data | no data | no data | BFW HP | no data | OPEN | no data | no data | no data | no data
no data | 02-VHHS905 | HP economizer drain block valves | HRSG lower West | no data | no data | no data | BFW HP | no data | CLOSED | no data | no data | no data | no data
no data | 02-VHHS906 | HP economizer drain block valves | HRSG lower West | no data | no data | no data | BFW HP | no data | CLOSED | no data | no data | no data | no data
no data | 02-VHHS906 | 906 MOV bypass (HP steam isolation) | HRSG upper | HRSG/ST | no data | no data | HHS | no data | no data | no data | no data | no data | no data
no data | 02-VHHS907 | HP drum LCV bypass | HRSG lower West | no data | no data | no data | BFW HP | no data | CLOSED | no data | no data | no data | no data
no data | 02-VHHS907 | 907 MOV bypass (HP steam isolation) | HRSG upper | HRSG/ST | no data | no data | HHS | no data | no data | no data | no data | no data | no data
no data | 02-VHHS909 | 3rd stage HP superheater Drip leg drain (2) valves | HRSG lower East | no data | no data | no data | HHS | no data | no data | no data | no data | no data | no data
no data | 02-VHHS910 | 3rd stage HP superheater Drip leg drain (2) valves | HRSG lower East | no data | no data | no data | HHS | no data | no data | no data | no data | no data | no data
no data | 02-VHHS912 | HP drum FW drain before MOV | HRSG lower West | no data | no data | no data | BFW HP | no data | CLOSED | no data | no data | no data | no data
no data | 02-VHHS913 | HP drum FW drain before MOV | HRSG lower West | no data | no data | no data | BFW HP | no data | CLOSED | no data | no data | no data | no data
no data | 02-VHHS914 | HP economizer inlet PIT (after LCV) | HRSG lower West | no data | no data | no data | BFW HP | no data | OPEN | no data | no data | no data | no data
no data | 02-VHHS915 | HP economizer inlet PIT (after LCV) | HRSG lower West | no data | no data | no data | BFW HP | no data | OPEN | no data | no data | no data | no data
no data | 02-VHHS916 | HP FW to economizer PIT (before LCV) | no data | no data | no data | no data | BFW HP | no data | OPEN | no data | no data | no data | no data
no data | 02-VHHS917 | HP FW to economizer PIT (before LCV) | no data | no data | no data | no data | BFW HP | no data | OPEN | no data | no data | no data | no data
no data | 02-VHHS918F | HP BFW (2) flow transmitters to HRSG | Pipe Rack 1st | HRSG/HP Drum | no data | no data | BFW HP | no data | OPEN | no data | no data | no data | no data
no data | 02-VHHS919F | HP BFW (2) flow transmitters to HRSG | Pipe Rack 1st | HRSG/HP Drum | no data | no data | BFW HP | no data | OPEN | no data | no data | no data | no data
no data | 02-VHHS920F | HP BFW (2) flow transmitters to HRSG | Pipe Rack 1st | HRSG/HP Drum | no data | no data | BFW HP | no data | OPEN | no data | no data | no data | no data
no data | 02-VHHS921F | HP BFW (2) flow transmitters to HRSG | Pipe Rack 1st | HRSG/HP Drum | no data | no data | BFW HP | no data | OPEN | no data | no data | no data | no data
no data | 02-VHHS922F | HP BFW (2) flow transmitters to HRSG | Pipe Rack 1st | HRSG/HP Drum | no data | no data | BFW HP | no data | OPEN | no data | no data | no data | no data
no data | 02-VHHS923F | HP BFW (2) flow transmitters to HRSG | Pipe Rack 1st | HRSG/HP Drum | no data | no data | BFW HP | no data | OPEN | no data | no data | no data | no data
no data | 02-VHHS924F | HP BFW (2) flow transmitters to HRSG | Pipe Rack 1st | HRSG/HP Drum | no data | no data | BFW HP | no data | OPEN | no data | no data | no data | no data
no data | 02-VHHS925F | HP BFW (2) flow transmitters to HRSG | Pipe Rack 1st | HRSG/HP Drum | no data | no data | BFW HP | no data | OPEN | no data | no data | no data | no data
no data | 02-VHHS929 | HP economizer drain root valves | HRSG lower West | no data | no data | no data | BFW HP | no data | CLOSED | no data | no data | no data | no data
no data | 02-VHHS930 | HP economizer drain root valves | HRSG lower West | no data | no data | no data | BFW HP | no data | CLOSED | no data | no data | no data | no data
no data | 02-VHHS931 | HP economizer drain root valves | HRSG lower West | no data | no data | no data | BFW HP | no data | CLOSED | no data | no data | no data | no data
no data | 02-VHHS932 | HP economizer drain root valves | HRSG lower West | no data | no data | no data | BFW HP | no data | CLOSED | no data | no data | no data | no data
no data | 02-VHHS933 | HP economizer drain root valves | HRSG lower West | no data | no data | no data | BFW HP | no data | CLOSED | no data | no data | no data | no data
no data | 02-VHHS934 | HP economizer drain root valves | HRSG lower West | no data | no data | no data | BFW HP | no data | CLOSED | no data | no data | no data | no data
no data | 02-VHHS935 | HP economizer drain root valves | HRSG lower West | no data | no data | no data | BFW HP | no data | CLOSED | no data | no data | no data | no data
no data | 02-VHHS936 | HP economizer drain root valves | HRSG lower West | no data | no data | no data | BFW HP | no data | CLOSED | no data | no data | no data | no data
no data | 02-VHHS937 | HP economizer drain root valves | HRSG lower West | no data | no data | no data | BFW HP | no data | CLOSED | no data | no data | no data | no data
no data | 02-VHHS938 | HP economizer drain block valves | HRSG lower West | no data | no data | no data | BFW HP | no data | CLOSED | no data | no data | no data | no data
no data | 02-VHHS939 | HP economizer vent root valves | HRSG upper | HRSG/ HP Drum | no data | no data | BFW HP | no data | CLOSED | no data | no data | no data | no data
no data | 02-VHHS940 | HP economizer vent root valves | HRSG upper | HRSG/ HP Drum | no data | no data | BFW HP | no data | CLOSED | no data | no data | no data | no data
no data | 02-VHHS941 | HP economizer vent root valves | HRSG upper | HRSG/ HP Drum | no data | no data | BFW HP | no data | CLOSED | no data | no data | no data | no data
no data | 02-VHHS942 | HP economizer vent root valves | HRSG upper | HRSG/ HP Drum | no data | no data | BFW HP | no data | CLOSED | no data | no data | no data | no data
no data | 02-VHHS943 | HP economizer vent root valves | HRSG upper | HRSG/ HP Drum | no data | no data | BFW HP | no data | CLOSED | no data | no data | no data | no data
no data | 02-VHHS944 | HP economizer vent root valves | HRSG upper | HRSG/ HP Drum | no data | no data | BFW HP | no data | CLOSED | no data | no data | no data | no data
no data | 02-VHHS945 | HP economizer vent root valves | HRSG upper | HRSG/ HP Drum | no data | no data | BFW HP | no data | CLOSED | no data | no data | no data | no data
no data | 02-VHHS946 | HP economizer vent root valves | HRSG upper | HRSG/ HP Drum | no data | no data | BFW HP | no data | CLOSED | no data | no data | no data | no data
no data | 02-VHHS947 | HP economizer vent root valve | HRSG upper | HRSG/ HP Drum | no data | no data | BFW HP | no data | OPEN | no data | no data | no data | no data
no data | 02-VHHS948 | From TCA to HP economizer isolation | Pipe Rack 1st | TCA | no data | no data | BFW HP | no data | OPEN | no data | no data | no data | no data
no data | 02-VHHS949 | From TCA to HP economizer isolation bypass | Pipe Rack 1st | TCA | no data | no data | BFW HP | no data | CLOSED | no data | no data | no data | no data
no data | 02-VHHS950 | (2) HP Drum PIT (4) valves | Top of the HP drum | HRSG/ HP Drum | no data | no data | HHS | no data | OPEN | no data | no data | no data | no data
no data | 02-VHHS950 | From TCA to HP economizer isolation equalizing | Pipe Rack 1st | TCA | no data | no data | BFW HP | no data | OPEN | no data | no data | no data | no data
no data | 02-VHHS951 | (2) HP Drum PIT (4) valves | Top of the HP drum | HRSG/ HP Drum | no data | no data | HHS | no data | OPEN | no data | no data | no data | no data
no data | 02-VHHS952 | (2) HP Drum PIT (4) valves | Top of the HP drum | HRSG/ HP Drum | no data | no data | HHS | no data | OPEN | no data | no data | no data | no data
no data | 02-VHHS953 | (2) HP Drum PIT (4) valves | Top of the HP drum | HRSG/ HP Drum | no data | no data | HHS | no data | OPEN | no data | no data | no data | no data
no data | 02-VHHS956 | Nitrogen PIT (2) valves | Top of the HP drum | HRSG/ HP Drum | no data | no data | HHS | no data | OPEN | no data | no data | no data | no data
no data | 02-VHHS957 | Nitrogen PIT (2) valves | Top of the HP drum | HRSG/ HP Drum | no data | no data | HHS | no data | OPEN | no data | no data | no data | no data
no data | 02-VHHS959 | Nitrogen Fill iso | Top of the HP drum | HRSG/ HP Drum | no data | no data | HHS | no data | CLOSED | no data | no data | no data | no data
no data | 02-VHHS961 | HP economizer drain root valves | HRSG lower West | no data | no data | no data | BFW HP | no data | CLOSED | no data | no data | no data | no data
no data | 02-VHHS963 | Level Element (4) valves | HRSG upper West | HRSG/ HP Drum | no data | no data | HHS | no data | OPEN | no data | no data | no data | no data
no data | 02-VHHS964 | Level Element (4) valves | HRSG upper West | HRSG/ HP Drum | no data | no data | HHS | no data | OPEN | no data | no data | no data | no data
no data | 02-VHHS965 | Level instruments blowdown | HRSG upper West | HRSG/ HP Drum | no data | no data | HHS | no data | CLOSED | no data | no data | no data | no data
no data | 02-VHHS966 | Level instruments blowdown | HRSG upper West | HRSG/ HP Drum | no data | no data | HHS | no data | CLOSED | no data | no data | no data | no data
no data | 02-VHHS967 | Level Transmitter (4) valves | HRSG upper West | HRSG/ HP Drum | no data | no data | HHS | no data | OPEN | no data | no data | no data | no data
no data | 02-VHHS968 | Level Transmitter (4) valves | HRSG upper West | HRSG/ HP Drum | no data | no data | HHS | no data | OPEN | no data | no data | no data | no data
no data | 02-VHHS969 | Level Transmitter (4) valves | HRSG upper West | HRSG/ HP Drum | no data | no data | HHS | no data | OPEN | no data | no data | no data | no data
no data | 02-VHHS970 | Level Transmitter (4) valves | HRSG upper West | HRSG/ HP Drum | no data | no data | HHS | no data | OPEN | no data | no data | no data | no data
no data | 02-VHHS971 | Level Element (4) valves | HRSG upper East | HRSG/ HP Drum | no data | no data | HHS | no data | OPEN | no data | no data | no data | no data
no data | 02-VHHS972 | Level instruments blowdown | HRSG upper West | HRSG/ HP Drum | no data | no data | HHS | no data | CLOSED | no data | no data | no data | no data
no data | 02-VHHS973 | Level instruments blowdown | HRSG upper East | HRSG/ HP Drum | no data | no data | HHS | no data | CLOSED | no data | no data | no data | no data
no data | 02-VHHS974 | Level instruments blowdown | HRSG upper East | HRSG/ HP Drum | no data | no data | HHS | no data | CLOSED | no data | no data | no data | no data
no data | 02-VHHS975 | (2)Level Transmitters (8) valves | HRSG upper East | HRSG/ HP Drum | no data | no data | HHS | no data | OPEN | no data | no data | no data | no data
no data | 02-VHHS976 | (2)Level Transmitters (8) valves | HRSG upper East | HRSG/ HP Drum | no data | no data | HHS | no data | OPEN | no data | no data | no data | no data
no data | 02-VHHS977 | (2)Level Transmitters (8) valves | HRSG upper East | HRSG/ HP Drum | no data | no data | HHS | no data | OPEN | no data | no data | no data | no data
no data | 02-VHHS978 | (2)Level Transmitters (8) valves | HRSG upper East | HRSG/ HP Drum | no data | no data | HHS | no data | OPEN | no data | no data | no data | no data
no data | 02-VHHS979 | (2)Level Transmitters (8) valves | HRSG upper East | HRSG/ HP Drum | no data | no data | HHS | no data | OPEN | no data | no data | no data | no data
no data | 02-VHHS980 | (2)Level Transmitters (8) valves | HRSG upper East | HRSG/ HP Drum | no data | no data | HHS | no data | OPEN | no data | no data | no data | no data
no data | 02-VHHS981 | (2)Level Transmitters (8) valves | HRSG upper East | HRSG/ HP Drum | no data | no data | HHS | no data | OPEN | no data | no data | no data | no data
no data | 02-VHHS982 | (2)Level Transmitters (8) valves | HRSG upper East | HRSG/ HP Drum | no data | no data | HHS | no data | OPEN | no data | no data | no data | no data
no data | 02-VHHS983 | Level Element (4) valves | HRSG upper East | HRSG/ HP Drum | no data | no data | HHS | no data | OPEN | no data | no data | no data | no data
no data | 02-VHHS984 | Level Element (4) valves | HRSG upper East | HRSG/ HP Drum | no data | no data | HHS | no data | OPEN | no data | no data | no data | no data
no data | 02-VHHS985 | Level Element (4) valves | HRSG upper East | HRSG/ HP Drum | no data | no data | HHS | no data | OPEN | no data | no data | no data | no data
no data | 02-VHHS986 | Level Element (4) valves | HRSG upper West | HRSG/ HP Drum | no data | no data | HHS | no data | OPEN | no data | no data | no data | no data
no data | 02-VHHS987 | Level Element (4) valves | HRSG upper West | HRSG/ HP Drum | no data | no data | HHS | no data | OPEN | no data | no data | no data | no data
no data | 02-VHHS988 | Phosphate injection iso | HRSG upper West | HRSG/ HP Drum | no data | no data | HHS | no data | OPEN | no data | no data | no data | no data
no data | 02-VHHS991 | HP drum water sample (2) valves | HRSG upper East | HRSG/ HP Drum | no data | no data | HHS | no data | OPEN | no data | no data | no data | no data
no data | 02-VHHS992 | HP drum water sample (2) valves | HRSG upper East | HRSG/ HP Drum | no data | no data | HHS | no data | OPEN | no data | no data | no data | no data
no data | 02-VHHS996 | Steam to HP Evap strainer drain | HRSG lower | no data | no data | no data | HHS | no data | no data | no data | no data | no data | no data
no data | 02-VHHS996 | HP sparging steam strainer drain (2) valves (under HRSG) | Top of the HP drum | no data | no data | no data | HHS | no data | CLOSED | no data | no data | no data | no data
no data | 02-VHHS996 | Steam to HP Evap strainer drain | no data | Sparging | no data | no data | no data | no data | no data | no data | no data | no data | no data
no data | 02-VHHS997 | Steam to HP Evap strainer drain | HRSG lower | no data | no data | no data | HHS | no data | no data | no data | no data | no data | no data
no data | 02-VHHS997 | HP sparging steam strainer drain (2) valves (under HRSG) | Top of the HP drum | no data | no data | no data | HHS | no data | CLOSED | no data | no data | no data | no data
no data | 02-VHHS997 | Steam to HP Evap strainer drain | no data | Sparging | no data | no data | no data | no data | no data | no data | no data | no data | no data
no data | 02-VHHS998 | HP saturated steam sample (2) valves (under HP drum) | Top of the HP drum | no data | no data | no data | HHS | no data | OPEN | no data | no data | no data | no data
no data | 02-VHHS998 | HP saturated steam sample (under HP drum) | HRSG upper | HRSG | no data | no data | HHS | no data | no data | no data | no data | no data | no data
no data | 02-VHHS999 | HP saturated steam sample (2) valves (under HP drum) | Top of the HP drum | no data | no data | no data | HHS | no data | OPEN | no data | no data | no data | no data
no data | 02-VHHS999 | HP saturated steam sample (under HP drum) | HRSG upper | HRSG | no data | no data | HHS | no data | no data | no data | no data | no data | no data
no data | 02-VHISnodata1 | IP Economizer inlet MOV bypass | HRSG lower | no data | no data | no data | BFW IP | no data | no data | no data | no data | no data | no data
no data | 02-VHISnodata2 | IP Economizer inlet MOV equalizing valve | HRSG lower | no data | no data | no data | BFW IP | no data | no data | no data | no data | no data | no data
no data | 02-VHISnodata3 | Level Gauge (2) valves | HRSG upper West | HRSG/ IP Drum | no data | no data | HIS | no data | OPEN | no data | no data | no data | no data
no data | 02-VHISnodata4 | Level Gauge | HRSG upper East | HRSG/ IP Drum | no data | no data | HIS | no data | OPEN | no data | no data | no data | no data
no data | 02-VHIS801 | IP superheater outlet drain (before MOV) | HRSG lower | no data | no data | no data | HIS | no data | no data | no data | no data | no data | no data
no data | 02-VHIS802 | IP superheater outlet drain (before MOV) | HRSG lower | no data | no data | no data | HIS | no data | no data | no data | no data | no data | no data
no data | 02-VHIS846 | 4 vents to atmosphere (8) iso valves | Top of the IP drum | HRSG/ IP Drum | no data | no data | HIS | no data | OPEN | no data | no data | no data | no data
no data | 02-VHIS847 | 4 vents to atmosphere (8) iso valves | Top of the IP drum | HRSG/ IP Drum | no data | no data | HIS | no data | OPEN | no data | no data | no data | no data
no data | 02-VHIS849 | 4 vents to atmosphere (8) iso valves | Top of the IP drum | HRSG/ IP Drum | no data | no data | HIS | no data | OPEN | no data | no data | no data | no data
no data | 02-VHIS850 | 4 vents to atmosphere (8) iso valves | Top of the IP drum | HRSG/ IP Drum | no data | no data | HIS | no data | OPEN | no data | no data | no data | no data
no data | 02-VHIS851 | 4 vents to atmosphere (8) iso valves | Top of the IP drum | HRSG/ IP Drum | no data | no data | HIS | no data | OPEN | no data | no data | no data | no data
no data | 02-VHIS852 | IP sparging steam strainer drain (2) valves (under HRSG) | HRSG lower West | HRSG/ IP Drum | no data | no data | HIS | no data | CLOSED | no data | no data | no data | no data
no data | 02-VHIS852 | Steam to IP Evap strainer drain | HRSG lower | Sparging | no data | no data | AXS | no data | no data | no data | no data | no data | no data
no data | 02-VHIS853 | Steam to IP Evap strainer drain | HRSG lower | no data | no data | no data | HIS | no data | no data | no data | no data | no data | no data
no data | 02-VHIS853 | IP sparging steam strainer drain (2) valves (under HRSG) | HRSG lower West | HRSG/ IP Drum | no data | no data | HIS | no data | CLOSED | no data | no data | no data | no data
no data | 02-VHIS853 | Steam to IP Evap strainer drain | HRSG lower | Sparging | no data | no data | AXS | no data | no data | no data | no data | no data | no data
no data | 02-VHIS854 | Drain before CV Iso valve | HRSG upper | HRSG/ IP Drum | no data | no data | BFW IP | no data | CLOSED | no data | no data | no data | no data
no data | 02-VHIS855 | Drain before CV Iso valve | HRSG upper | HRSG/ IP Drum | no data | no data | BFW IP | no data | CLOSED | no data | no data | no data | no data
no data | 02-VHIS856 | IP superheater outlet dripleg drain | HRSG lower | no data | no data | no data | HIS | no data | no data | no data | no data | no data | no data
no data | 02-VHIS857 | IP superheater outlet dripleg drain | HRSG lower | no data | no data | no data | HIS | no data | no data | no data | no data | no data | no data
no data | 02-VHIS858 | IP steam Header drain (after MOV) | HRSG lower | no data | no data | no data | HIS | no data | no data | no data | no data | no data | no data
no data | 02-VHIS859 | IP steam Header drain (after MOV) | HRSG lower | no data | no data | no data | HIS | no data | no data | no data | no data | no data | no data
no data | 02-VHIS860 | IP sparging steam drain (2) valves | HRSG lower West | HRSG/ IP Drum | no data | no data | HIS | no data | CLOSED | no data | no data | no data | no data
no data | 02-VHIS860 | Steam to IP Evap drain after MOV | HRSG lower | Sparging | no data | no data | AXS | no data | no data | no data | no data | no data | no data
no data | 02-VHIS861 | Steam to IP Evap drain after MOV | HRSG lower | HRSG | no data | no data | AXS | no data | no data | no data | no data | no data | no data
no data | 02-VHIS861 | IP sparging steam drain (2) valves | HRSG lower West | HRSG/ IP Drum | no data | no data | HIS | no data | CLOSED | no data | no data | no data | no data
no data | 02-VHIS861 | Steam to IP Evap drain after MOV | HRSG lower | Sparging | no data | no data | AXS | no data | no data | no data | no data | no data | no data
no data | 02-VHIS864 | IP steam flow meter | HRSG lower | no data | no data | no data | HIS | no data | no data | no data | no data | no data | no data
no data | 02-VHIS865 | IP steam flow meter | HRSG lower | no data | no data | no data | HIS | no data | no data | no data | no data | no data | no data
no data | 02-VHIS866 | IP steam flow meter | HRSG lower | no data | no data | no data | HIS | no data | no data | no data | no data | no data | no data
no data | 02-VHIS867 | IP steam flow meter | HRSG lower | no data | no data | no data | HIS | no data | no data | no data | no data | no data | no data
no data | 02-VHIS901 | IP Economizer Inlet Isolation | HRSG lower | no data | no data | no data | BFW IP | no data | no data | no data | no data | no data | no data
no data | 02-VHIS901 | IP Economizer Inlet Isolation bypass | HRSG lower | no data | no data | no data | BFW IP | no data | no data | no data | no data | no data | no data
no data | 02-VHIS901 | IP Economizer Inlet Isolation equalizing valve | HRSG lower | no data | no data | no data | BFW IP | no data | no data | no data | no data | no data | no data
no data | 02-VHIS904 | IP fill line isolation | HRSG lower | no data | no data | no data | BFW IP | no data | no data | no data | no data | no data | no data
no data | 02-VHIS906 | IP Economizer Inlet PIT isolation (2) valves | HRSG lower | no data | no data | no data | BFW IP | no data | no data | no data | no data | no data | no data
no data | 02-VHIS907 | IP Economizer Inlet PIT isolation (2) valves | HRSG lower | no data | no data | no data | BFW IP | no data | no data | no data | no data | no data | no data
no data | 02-VHIS908 | IP superheater outlet MOV bypass | HRSG lower | no data | no data | no data | HIS | no data | no data | no data | no data | no data | no data
no data | 02-VHIS909 | Steam to IP Evap MOV bypass | HRSG lower | Sparging | no data | no data | AXS | no data | no data | no data | no data | no data | no data
no data | 02-VHIS910 | IP Economizer Drains (Root) | HRSG lower | no data | no data | no data | BFW IP | no data | no data | no data | no data | no data | no data
no data | 02-VHIS911 | IP Economizer Drains (Root) | HRSG lower | no data | no data | no data | BFW IP | no data | no data | no data | no data | no data | no data
no data | 02-VHIS912 | IP Economizer Drains (Root) | HRSG lower | no data | no data | no data | BFW IP | no data | no data | no data | no data | no data | no data
no data | 02-VHIS913 | IP Economizer Drain (Block) | HRSG lower | no data | no data | no data | BFW IP | no data | no data | no data | no data | no data | no data
no data | 02-VHIS915 | IP Economizer Vents (Root) | HRSG upper | HRSG/ IP Drum | no data | no data | BFW IP | no data | CLOSED | no data | no data | no data | no data
no data | 02-VHIS917 | IP Economizer Vents (Root) | HRSG upper | HRSG/ IP Drum | no data | no data | BFW IP | no data | CLOSED | no data | no data | no data | no data
no data | 02-VHIS918 | IP economizer Vent | HRSG upper | HRSG/ IP Drum | no data | no data | BFW IP | no data | OPEN | no data | no data | no data | no data
no data | 02-VHIS919 | IP Economizer inlet drain valves (2) | HRSG lower | no data | no data | no data | BFW IP | no data | no data | no data | no data | no data | no data
no data | 02-VHIS920 | IP Economizer inlet drain valves (2) | HRSG lower | no data | no data | no data | BFW IP | no data | no data | no data | no data | no data | no data
no data | 02-VHIS922 | FW to IP drum PIT (2) iso valves | HRSG upper | HRSG/ IP Drum | no data | no data | BFW IP | no data | OPEN | no data | no data | no data | no data
no data | 02-VHIS923 | FW to IP drum PIT (2) iso valves | HRSG upper | HRSG/ IP Drum | no data | no data | BFW IP | no data | OPEN | no data | no data | no data | no data
no data | 02-VHIS924 | FW to IP drum FT (8) iso valves, 2 transmitters | HRSG upper | HRSG/ IP Drum | no data | no data | BFW IP | no data | OPEN | no data | no data | no data | no data
no data | 02-VHIS925 | FW to IP drum FT (8) iso valves, 2 transmitters | HRSG upper | HRSG/ IP Drum | no data | no data | BFW IP | no data | OPEN | no data | no data | no data | no data
no data | 02-VHIS926 | FW to IP drum FT (8) iso valves, 2 transmitters | HRSG upper | HRSG/ IP Drum | no data | no data | BFW IP | no data | OPEN | no data | no data | no data | no data
no data | 02-VHIS927 | FW to IP drum FT (8) iso valves, 2 transmitters | HRSG upper | HRSG/ IP Drum | no data | no data | BFW IP | no data | OPEN | no data | no data | no data | no data
no data | 02-VHIS928 | FW to IP drum FT (8) iso valves, 2 transmitters | HRSG upper | HRSG/ IP Drum | no data | no data | BFW IP | no data | OPEN | no data | no data | no data | no data
no data | 02-VHIS929 | FW to IP drum FT (8) iso valves, 2 transmitters | HRSG upper | HRSG/ IP Drum | no data | no data | BFW IP | no data | OPEN | no data | no data | no data | no data
no data | 02-VHIS930 | FW to IP drum FT (8) iso valves, 2 transmitters | HRSG upper | HRSG/ IP Drum | no data | no data | BFW IP | no data | OPEN | no data | no data | no data | no data
no data | 02-VHIS931 | FW to IP drum FT (8) iso valves, 2 transmitters | HRSG upper | HRSG/ IP Drum | no data | no data | BFW IP | no data | OPEN | no data | no data | no data | no data
no data | 02-VHIS932 | Drain before CV | HRSG upper | HRSG/ IP Drum | no data | no data | BFW IP | no data | CLOSED | no data | no data | no data | no data
no data | 02-VHIS933 | Drain before CV | HRSG upper | HRSG/ IP Drum | no data | no data | BFW IP | no data | CLOSED | no data | no data | no data | no data
no data | 02-VHIS934 | FW to IP drum before CV isolation | HRSG upper | HRSG/ IP Drum | no data | no data | BFW IP | no data | OPEN | no data | no data | no data | no data
no data | 02-VHIS934 | FW to IP drum before CV isolation bypass | HRSG upper | HRSG/ IP Drum | no data | no data | BFW IP | no data | CLOSED | no data | no data | no data | no data
no data | 02-VHIS934 | FW to IP drum before CV isolation equalizing | HRSG upper | HRSG/ IP Drum | no data | no data | BFW IP | no data | OPEN | no data | no data | no data | no data
no data | 02-VHIS935 | FW to IP drum after CV isolation | HRSG upper | HRSG/ IP Drum | no data | no data | BFW IP | no data | OPEN | no data | no data | no data | no data
no data | 02-VHIS935 | FW to IP drum after CV isolation bypass | HRSG upper | HRSG/ IP Drum | no data | no data | BFW IP | no data | CLOSED | no data | no data | no data | no data
no data | 02-VHIS935 | FW to IP drum after CV isolation equalizing | HRSG upper | HRSG/ IP Drum | no data | no data | BFW IP | no data | OPEN | no data | no data | no data | no data
no data | 02-VHIS936 | FW to IP drum CV bypass | HRSG upper | HRSG/ IP Drum | no data | no data | BFW IP | no data | CLOSED | no data | no data | no data | no data
no data | 02-VHIS937 | Drain after CV | HRSG upper | HRSG/ IP Drum | no data | no data | BFW IP | no data | CLOSED | no data | no data | no data | no data
no data | 02-VHIS938 | Drain after CV | HRSG upper | HRSG/ IP Drum | no data | no data | BFW IP | no data | CLOSED | no data | no data | no data | no data
no data | 02-VHIS939 | Level Element | HRSG upper West | HRSG/ IP Drum | no data | no data | HIS | no data | OPEN | no data | no data | no data | no data
no data | 02-VHIS940 | Level Element | HRSG upper West | HRSG/ IP Drum | no data | no data | HIS | no data | OPEN | no data | no data | no data | no data
no data | 02-VHIS941 | Level instrumnt blowdown | HRSG upper West | HRSG/ IP Drum | no data | no data | HIS | no data | CLOSED | no data | no data | no data | no data
no data | 02-VHIS942 | Level instrumnt blowdown | HRSG upper West | HRSG/ IP Drum | no data | no data | HIS | no data | CLOSED | no data | no data | no data | no data
no data | 02-VHIS943 | Level Element | HRSG upper East | HRSG/ IP Drum | no data | no data | HIS | no data | OPEN | no data | no data | no data | no data
no data | 02-VHIS944 | Level instrumnt blowdown | HRSG upper West | HRSG/ IP Drum | no data | no data | HIS | no data | CLOSED | no data | no data | no data | no data
no data | 02-VHIS945 | Level instrumnt blowdown | HRSG upper East | HRSG/ IP Drum | no data | no data | HIS | no data | CLOSED | no data | no data | no data | no data
no data | 02-VHIS946 | Level instrumnt blowdown | HRSG upper East | HRSG/ IP Drum | no data | no data | HIS | no data | CLOSED | no data | no data | no data | no data
no data | 02-VHIS947 | Level Element | HRSG upper East | HRSG/ IP Drum | no data | no data | HIS | no data | OPEN | no data | no data | no data | no data
no data | 02-VHIS948 | Level Element | HRSG upper East | HRSG/ IP Drum | no data | no data | HIS | no data | OPEN | no data | no data | no data | no data
no data | 02-VHIS949 | Level Element | HRSG upper East | HRSG/ IP Drum | no data | no data | HIS | no data | OPEN | no data | no data | no data | no data
no data | 02-VHIS950 | Level Transmitter | HRSG upper West | HRSG/ IP Drum | no data | no data | HIS | no data | OPEN | no data | no data | no data | no data
no data | 02-VHIS951 | Level Transmitter | HRSG upper West | HRSG/ IP Drum | no data | no data | HIS | no data | OPEN | no data | no data | no data | no data
no data | 02-VHIS952 | Level Transmitter | HRSG upper West | HRSG/ IP Drum | no data | no data | HIS | no data | OPEN | no data | no data | no data | no data
no data | 02-VHIS953 | Level Transmitter | HRSG upper West | HRSG/ IP Drum | no data | no data | HIS | no data | OPEN | no data | no data | no data | no data
no data | 02-VHIS954 | Level Transmitter (8) iso valves, 2 transmitters | HRSG upper East | HRSG/ IP Drum | no data | no data | HIS | no data | OPEN | no data | no data | no data | no data
no data | 02-VHIS955 | Level Transmitter (8) iso valves, 2 transmitters | HRSG upper East | HRSG/ IP Drum | no data | no data | HIS | no data | OPEN | no data | no data | no data | no data
no data | 02-VHIS956 | Level Transmitter (8) iso valves, 2 transmitters | HRSG upper East | HRSG/ IP Drum | no data | no data | HIS | no data | OPEN | no data | no data | no data | no data
no data | 02-VHIS957 | Level Transmitter (8) iso valves, 2 transmitters | HRSG upper East | HRSG/ IP Drum | no data | no data | HIS | no data | OPEN | no data | no data | no data | no data
no data | 02-VHIS958 | Level Transmitter (8) iso valves, 2 transmitters | HRSG upper East | HRSG/ IP Drum | no data | no data | HIS | no data | OPEN | no data | no data | no data | no data
no data | 02-VHIS959 | Level Transmitter (8) iso valves, 2 transmitters | HRSG upper East | HRSG/ IP Drum | no data | no data | HIS | no data | OPEN | no data | no data | no data | no data
no data | 02-VHIS960 | Level Transmitter (8) iso valves, 2 transmitters | HRSG upper East | HRSG/ IP Drum | no data | no data | HIS | no data | OPEN | no data | no data | no data | no data
no data | 02-VHIS961 | Level Transmitter (8) iso valves, 2 transmitters | HRSG upper East | HRSG/ IP Drum | no data | no data | HIS | no data | OPEN | no data | no data | no data | no data
no data | 02-VHIS963 | IP drum (2) PIT (4) iso valves | Top of the IP drum | HRSG/ IP Drum | no data | no data | HIS | no data | OPEN | no data | no data | no data | no data
no data | 02-VHIS964 | IP drum (2) PIT (4) iso valves | Top of the IP drum | HRSG/ IP Drum | no data | no data | HIS | no data | OPEN | no data | no data | no data | no data
no data | 02-VHIS965 | IP drum (2) PIT (4) iso valves | Top of the IP drum | HRSG/ IP Drum | no data | no data | HIS | no data | OPEN | no data | no data | no data | no data
no data | 02-VHIS966 | IP drum (2) PIT (4) iso valves | Top of the IP drum | HRSG/ IP Drum | no data | no data | HIS | no data | OPEN | no data | no data | no data | no data
no data | 02-VHIS967 | Nitrogen (2) PIT (4) iso valves | Top of the IP drum | HRSG/ IP Drum | no data | no data | HIS | no data | OPEN | no data | no data | no data | no data
no data | 02-VHIS968 | Nitrogen (2) PIT (4) iso valves | Top of the IP drum | HRSG/ IP Drum | no data | no data | HIS | no data | OPEN | no data | no data | no data | no data
no data | 02-VHIS969 | Nitrogen (2) PIT (4) iso valves | Top of the IP drum | HRSG/ IP Drum | no data | no data | HIS | no data | OPEN | no data | no data | no data | no data
no data | 02-VHIS970 | Nitrogen (2) PIT (4) iso valves | Top of the IP drum | HRSG/ IP Drum | no data | no data | HIS | no data | OPEN | no data | no data | no data | no data
no data | 02-VHIS971 | Nitrogen Fill iso | Top of the IP drum | HRSG/ IP Drum | no data | no data | HIS | no data | CLOSED | no data | no data | no data | no data
no data | 02-VHIS973 | IP drum water sample (2) valves | Under IP drum | HRSG/ IP Drum | no data | no data | HIS | no data | OPEN | no data | no data | no data | no data
no data | 02-VHIS974 | IP drum water sample (2) valves | Under IP drum | HRSG/ IP Drum | no data | no data | HIS | no data | OPEN | no data | no data | no data | no data
no data | 02-VHIS976 | 4 vents to atmosphere (8) iso valves | Top of the IP drum | HRSG/ IP Drum | no data | no data | HIS | no data | OPEN | no data | no data | no data | no data
no data | 02-VHIS977 | 4 vents to atmosphere (8) iso valves | Top of the IP drum | HRSG/ IP Drum | no data | no data | HIS | no data | OPEN | no data | no data | no data | no data
no data | 02-VHIS978 | Pegging steam to LP drum iso | Top of the IP drum | HRSG/ IP Drum | no data | no data | HIS | no data | OPEN | no data | no data | no data | no data
no data | 02-VHIS978 | Pegging steam to LP drum iso bypass | Top of the IP drum | HRSG/ IP Drum | no data | no data | HIS | no data | CLOSED | no data | no data | no data | no data
no data | 02-VHIS978 | Pegging steam to LP drum iso equalizing | Top of the IP drum | HRSG/ IP Drum | no data | no data | HIS | no data | OPEN | no data | no data | no data | no data
no data | 02-VHIS979 | Level Element | HRSG upper West | HRSG/ IP Drum | no data | no data | HIS | no data | OPEN | no data | no data | no data | no data
no data | 02-VHIS987 | IP superheater outlet PIT | HRSG lower | no data | no data | no data | HIS | no data | no data | no data | no data | no data | no data
no data | 02-VHIS988 | IP superheater outlet PIT | HRSG lower | no data | no data | no data | HIS | no data | no data | no data | no data | no data | no data
no data | 02-VHIS992 | Phosphate injection iso | HRSG upper West | HRSG/ IP Drum | no data | no data | HIS | no data | OPEN | no data | no data | no data | no data
no data | 02-VHIS993 | Level Element | HRSG upper West | HRSG/ IP Drum | no data | no data | HIS | no data | OPEN | no data | no data | no data | no data
no data | 02-VHIS994 | IP steam flow meter | HRSG lower | no data | no data | no data | HIS | no data | no data | no data | no data | no data | no data
no data | 02-VHIS995 | IP steam flow meter | HRSG lower | no data | no data | no data | HIS | no data | no data | no data | no data | no data | no data
no data | 02-VHIS996 | IP steam flow meter | HRSG lower | no data | no data | no data | HIS | no data | no data | no data | no data | no data | no data
no data | 02-VHIS997 | IP steam flow meter | HRSG lower | no data | no data | no data | HIS | no data | no data | no data | no data | no data | no data
no data | 02-VHIS998 | Pegging steam to LP drum vent (2) iso valves | Top of the IP drum | HRSG/ IP Drum | no data | no data | HIS | no data | CLOSED | no data | no data | no data | no data
no data | 02-VHIS999 | Pegging steam to LP drum vent (2) iso valves | Top of the IP drum | HRSG/ IP Drum | no data | no data | HIS | no data | CLOSED | no data | no data | no data | no data
no data | 02-VHLSnodata1 | MOV bypass | HRSG lower NW | no data | no data | no data | CND | no data | CLOSED | no data | no data | no data | no data
no data | 02-VHLS801 | Drain after Heat Exchanger | HRSG lower NE | no data | no data | no data | CND | no data | CLOSED | no data | no data | no data | no data
no data | 02-VHLS802 | Drain after Heat Exchanger | HRSG lower NE | no data | no data | no data | CND | no data | CLOSED | no data | no data | no data | no data
no data | 02-VHLS803 | Pressure Transmitter isolations | HRSG lower NW | no data | no data | no data | CND | no data | OPEN | no data | no data | no data | no data
no data | 02-VHLS804 | Pressure Transmitter isolations | HRSG lower NW | no data | no data | no data | CND | no data | OPEN | no data | no data | no data | no data
no data | 02-VHLS807 | Drain after Heat Exchanger | HRSG lower NE | no data | no data | no data | CND | no data | CLOSED | no data | no data | no data | no data
no data | 02-VHLS808 | Sampling | HRSG lower West | no data | no data | no data | HLS | no data | no data | no data | no data | no data | no data
no data | 02-VHLS809 | Sampling | HRSG lower West | no data | no data | no data | HLS | no data | no data | no data | no data | no data | no data
no data | 02-VHLS810 | Drain after Heat Exchanger | HRSG lower NE | no data | no data | no data | CND | no data | CLOSED | no data | no data | no data | no data
no data | 02-VHLS811 | 3 PIT (6) iso valves | HRSG lower West | no data | no data | no data | HLS | no data | no data | no data | no data | no data | no data
no data | 02-VHLS812 | 3 PIT (6) iso valves | HRSG lower West | no data | no data | no data | HLS | no data | no data | no data | no data | no data | no data
no data | 02-VHLS813 | 3 PIT (6) iso valves | HRSG lower West | no data | no data | no data | HLS | no data | no data | no data | no data | no data | no data
no data | 02-VHLS814 | 3 PIT (6) iso valves | HRSG lower West | no data | no data | no data | HLS | no data | no data | no data | no data | no data | no data
no data | 02-VHLS815 | 3 PIT (6) iso valves | HRSG lower West | no data | no data | no data | HLS | no data | no data | no data | no data | no data | no data
no data | 02-VHLS816 | 3 PIT (6) iso valves | HRSG lower West | no data | no data | no data | HLS | no data | no data | no data | no data | no data | no data
no data | 02-VHLS819 | LP steam flow transmitters | Pipe Rack 2nd | HRSG | no data | no data | HLS | no data | no data | no data | no data | no data | no data
no data | 02-VHLS820 | LP steam flow transmitters | Pipe Rack 2nd | HRSG | no data | no data | HLS | no data | no data | no data | no data | no data | no data
no data | 02-VHLS821 | LP Economizer Drains (Block) | HRSG lower NW | no data | no data | no data | CND | no data | CLOSED | no data | no data | no data | no data
no data | 02-VHLS821 | LP steam flow transmitters | Pipe Rack 2nd | HRSG | no data | no data | HLS | no data | no data | no data | no data | no data | no data
no data | 02-VHLS822 | LP steam flow transmitters | Pipe Rack 2nd | HRSG | no data | no data | HLS | no data | no data | no data | no data | no data | no data
no data | 02-VHLS823 | LP Economizer Drains (Block) | HRSG lower NW | no data | no data | no data | CND | no data | CLOSED | no data | no data | no data | no data
no data | 02-VHLS824 | LP Economizer Drains (Block) | HRSG lower NW | no data | no data | no data | CND | no data | CLOSED | no data | no data | no data | no data
no data | 02-VHLS825 | LP steam flow transmitters | Pipe Rack 2nd | HRSG | no data | no data | HLS | no data | no data | no data | no data | no data | no data
no data | 02-VHLS826 | LP steam flow transmitters | Pipe Rack 2nd | HRSG | no data | no data | HLS | no data | no data | no data | no data | no data | no data
no data | 02-VHLS827 | LP steam flow transmitters | Pipe Rack 2nd | HRSG | no data | no data | HLS | no data | no data | no data | no data | no data | no data
no data | 02-VHLS828 | LP steam flow transmitters | Pipe Rack 2nd | HRSG | no data | no data | HLS | no data | no data | no data | no data | no data | no data
no data | 02-VHLS829 | Cold condensate drain | HRSG lower NE | no data | no data | no data | CND | no data | CLOSED | no data | no data | no data | no data
no data | 02-VHLS830 | Cold condensate drain | HRSG lower NE | no data | no data | no data | CND | no data | CLOSED | no data | no data | no data | no data
no data | 02-VHLS851 | Cold Condensate outlet vent | HRSG lower NE | no data | no data | no data | CND | no data | CLOSED | no data | no data | no data | no data
no data | 02-VHLS852 | Cold Condensate outlet vent | HRSG lower NE | no data | no data | no data | CND | no data | CLOSED | no data | no data | no data | no data
no data | 02-VHLS902 | Drain before LP Economizer inlet MOV | HRSG lower NW | no data | no data | no data | CND | no data | CLOSED | no data | no data | no data | no data
no data | 02-VHLS903 | Drain before LP Economizer inlet MOV | HRSG lower NW | no data | no data | no data | CND | no data | CLOSED | no data | no data | no data | no data
no data | 02-VHLS904 | Cold Condensate inlet isolation | HRSG lower NE | no data | no data | no data | CND | no data | OPEN | no data | no data | no data | no data
no data | 02-VHLS904 | Steam to LP Evap MOV bypass | HRSG lower | Sparging | no data | no data | AXS | no data | no data | no data | no data | no data | no data
no data | 02-VHLS905 | Hot Condensate inlet isolation | HRSG lower NE | no data | no data | no data | CND | no data | OPEN | no data | no data | no data | no data
no data | 02-VHLS907 | Cold Condensate outlet isolation | HRSG lower NE | no data | no data | no data | CND | no data | OPEN | no data | no data | no data | no data
no data | 02-VHLS908 | Hot Condensate outlet isolation | HRSG lower NE | no data | no data | no data | CND | no data | OPEN | no data | no data | no data | no data
no data | 02-VHLS909 | Cold Condensate bypass around heat exchanger | HRSG lower NE | no data | no data | no data | CND | no data | CLOSED | no data | no data | no data | no data
no data | 02-VHLS913 | LP Economizer Drains (Root) | HRSG lower NW | no data | no data | no data | CND | no data | CLOSED | no data | no data | no data | no data
no data | 02-VHLS916 | LP Economizer Drains (Root) | HRSG lower NW | no data | no data | no data | CND | no data | CLOSED | no data | no data | no data | no data
no data | 02-VHLS918 | LP Economizer Drains (Root) | HRSG lower NW | no data | no data | no data | CND | no data | CLOSED | no data | no data | no data | no data
no data | 02-VHLS920 | LP Economizer Drains (Root) | HRSG lower NW | no data | no data | no data | CND | no data | CLOSED | no data | no data | no data | no data
no data | 02-VHLS924 | BFP suction iso | one level down under LP drum | BFP A/B suction | no data | no data | BFW | no data | OPEN | no data | no data | no data | no data
no data | 02-VHLS985 | Steam to LP Evap drain after MOV | HRSG lower | Sparging | no data | no data | AXS | no data | no data | no data | no data | no data | no data
no data | 02-VHLS986 | Drip leg drain before MOV | HRSG lower West | no data | no data | no data | HLS | no data | no data | no data | no data | no data | no data
no data | 02-VHLS987 | Drip leg drain before MOV | HRSG lower West | no data | no data | no data | HLS | no data | no data | no data | no data | no data | no data
no data | 02-VHLS992 | Steam to LP Evap strainer drain | HRSG lower | Sparging | no data | no data | AXS | no data | no data | no data | no data | no data | no data
no data | 02-VHLS993 | Steam to LP Evap strainer drain | HRSG lower | no data | no data | no data | HLS | no data | no data | no data | no data | no data | no data
no data | 02-VHLS993 | Steam to LP Evap strainer drain | HRSG lower | Sparging | no data | no data | AXS | no data | no data | no data | no data | no data | no data
no data | 02-VHLS999 | Steam to LP Evap drain after MOV | HRSG lower | no data | no data | no data | HLS | no data | no data | no data | no data | no data | no data
no data | 02-VHLS999 | Steam to LP Evap drain after MOV | HRSG lower | Sparging | no data | no data | AXS | no data | no data | no data | no data | no data | no data
no data | 02-VHPS828F | HPS superheated steam sample isolation | Pipe Rack 3rd | HRSG/ST | no data | no data | HHS | no data | no data | no data | no data | no data | no data
no data | 02-VHPSF829F | HPS superheated steam sample isolation | Pipe Rack 3rd | HRSG/ST | no data | no data | HHS | no data | no data | no data | no data | no data | no data
no data | 02-VHRS803 | CRH header PIT (HRSG) | HRSG upper | HRSG/ST | no data | no data | HRH | no data | no data | no data | no data | no data | no data
no data | 02-VHRS804 | CRH header PIT (HRSG) | HRSG upper | HRSG/ST | no data | no data | HRH | no data | no data | no data | no data | no data | no data
no data | 02-VHRS807 | Nitrogen to CRH vent | HRSG upper | HRSG/ST | no data | no data | HRH | no data | no data | no data | no data | no data | no data
no data | 02-VHRS808 | Nitrogen to CRH vent | HRSG upper | HRSG/ST | no data | no data | HRH | no data | no data | no data | no data | no data | no data
no data | 02-VHRS813 | Reheater outet PITs | HRSG upper | HRSG/ST | no data | no data | HRH | no data | no data | no data | no data | no data | no data
no data | 02-VHRS814 | Reheater outet PITs | HRSG upper | HRSG/ST | no data | no data | HRH | no data | no data | no data | no data | no data | no data
no data | 02-VHRS901 | HRH sample | Pipe Rack 3rd | HRSG/ST | no data | no data | HRH | no data | no data | no data | no data | no data | no data
no data | 02-VHRS902 | HRH sample | Pipe Rack 3rd | HRSG/ST | no data | no data | HRH | no data | no data | no data | no data | no data | no data
no data | 02-VHRS903 | Reheater outet PITs | HRSG upper | HRSG/ST | no data | no data | HRH | no data | no data | no data | no data | no data | no data
no data | 02-VHRS904 | Reheater outet PITs | HRSG upper | HRSG/ST | no data | no data | HRH | no data | no data | no data | no data | no data | no data
no data | 02-VHRS911 | Reheater outet PITs | HRSG upper | HRSG/ST | no data | no data | HRH | no data | no data | no data | no data | no data | no data
no data | 02-VHRS912 | Reheater outet PITs | HRSG upper | HRSG/ST | no data | no data | HRH | no data | no data | no data | no data | no data | no data
no data | 02-VHRS969 | Reheater interstage Dripleg drain | HRSG lower West | no data | no data | no data | HRS | no data | no data | no data | no data | no data | no data
no data | 02-VHRS969 | Reheater interstage Dripleg drain | HRSG upper | HRSG/ST | no data | no data | HRH | no data | no data | no data | no data | no data | no data
no data | 02-VHRS970 | Reheater interstage Dripleg drain | HRSG lower West | no data | no data | no data | HRS | no data | no data | no data | no data | no data | no data
no data | 02-VHRS970 | Reheater interstage Dripleg drain | HRSG upper | HRSG/ST | no data | no data | HRH | no data | no data | no data | no data | no data | no data
no data | 02-VHS982 | IP superheater outlet sampl | HRSG lower | Sample | no data | no data | no data | no data | no data | no data | no data | no data | no data
no data | 02-VHS983 | IP superheater outlet sampl | HRSG lower | Sample | no data | no data | no data | no data | no data | no data | no data | no data | no data
no data | 02-VLPSnodata1 | LP steam strainer drain | ST lower | no data | no data | no data | LPS | no data | no data | no data | no data | no data | no data
no data | 02-VLPSnodata2 | Manuall iso drain before and after LP steam CV | ST lower | no data | no data | no data | LPS | no data | no data | no data | no data | no data | no data
no data | 02-VLPS174 | Vents and drains on level switches | ST lower | no data | no data | no data | LPS | no data | no data | no data | no data | no data | no data
no data | 02-VLPS176 | Vents and drains on level switches | ST lower | no data | no data | no data | LPS | no data | no data | no data | no data | no data | no data
no data | 02-VSTP204 | GS supply CV bypass | ST upper East | GS condenser | no data | no data | STP | no data | no data | no data | no data | no data | no data
no data | 02-VSTP204 | GS supply CV bypass | ST upper West | ST seals | no data | no data | STP | no data | no data | no data | no data | no data | no data
no data | 02-VSTP258 | DT pump discharge vent | ST Drains Tank area | ST DT pump | no data | no data | STP | no data | CLOSED | no data | no data | no data | no data
no data | 02-VSTP259 | DT pump discharge drain | ST Drains Tank area | ST DT pump | no data | no data | STP | no data | CLOSED | no data | no data | no data | no data
no data | 02-VSWS112 | BD tank sump pump discharge vent | HRSG NE | BDT | no data | no data | HBD | no data | no data | no data | no data | no data | no data
no data | 02-VSWS123 | BD tank sump B pump discharge | HRSG NE | BDT | no data | no data | HBD | no data | no data | no data | no data | no data | no data
no data | 02-VSWS124 | BD tank sump A pump discharge | HRSG NE | BDT | no data | no data | HBD | no data | no data | no data | no data | no data | no data