## match
Unit | ID | Description | Location | Equipment | Extra Info | Type | System | P&ID | Normal Pos | Iso Pos | Fluid | Size | Rec ID
no data | PGG02AA111 | no data | no data | no data | no data | BALL VALVE | MBSHIVL | LP-01196 | no data | no data | CW | 1-1/2" | no data
no data | 00BPVDWT801 | no data | WTB | RO | no data | AUTOMATIC | DWT | 1200D | no data | no data | no data | 1/2" | no data
no data | 00BPVDWT802 | no data | WTB | RO | no data | AUTOMATIC | DWT | 1300D | no data | no data | no data | 1/2" | no data
no data | 00BPVDWT803 | no data | WTB | RO | no data | AUTOMATIC | DWT | 1400D | no data | no data | no data | 1/2" | no data
no data | 00BPVDWT804 | no data | WTB | RO | no data | AUTOMATIC | DWT | 1400D | no data | no data | no data | 1/2" | no data
no data | 00BPVDWT805 | no data | WTB | RO | no data | MANUAL | DWT | 3000D | no data | no data | no data | 1/2" | no data
no data | 00-BPV-SMP811 | no data | no data | no data | Valve, Back Press Regulator / Relief | Back Pressure | SAMPNL | 10-07052A | no data | no data | water | 1/4" | no data
no data | 00-BPV-SMP812 | no data | no data | no data | Valve, Back Press Regulator / Relief | Back Pressure | SAMPNL | 10-07052A | no data | no data | water | 1/4" | no data
no data | 00-BPV-SMP813 | no data | no data | no data | Valve, Back Press Regulator / Relief | Back Pressure | SAMPNL | 10-07052A | no data | no data | water | 1/4" | no data
no data | 00-BPV-SMP814 | no data | no data | no data | Valve, Back Press Regulator / Relief | Back Pressure | SAMPNL | 10-07052A | no data | no data | water | 1/4" | no data
no data | 00-FCV-AXS820 | no data | no data | no data | Natural Gas Main Line Flow Control Valve | no data | Aux Boiler | PI-1001 | no data | no data | Natural Gas | 3" | no data
no data | 00-FCV-AXS900 | no data | no data | no data | Feedwater Control Valve (FWCV) | Pneumatic | Aux Boiler | 627-02455-3 | no data | no data | Feedwater | 3" | no data
no data | 00-FCV-AXS901 | no data | no data | no data | Continuous Blowdown Conductivity Automated Control Valve | no data | Aux Boiler | 627-02455-5 | no data | no data | Sat. Water | 1/2" | no data
no data | 00-FCV-AXS903 | no data | no data | no data | Boiler Start Up Vent Control Valve | Pneumatic | Aux Boiler | 627-02455-4 | no data | no data | Sat. Steam | 6" | no data
no data | 00-FCV-AXS904 | no data | no data | no data | Pressure Reducing Valve | Pneumatic | Aux Boiler | 627-02455-6 | no data | no data | Sat. Steam | 2" | no data
no data | 00-FCV-AXS905 | no data | no data | no data | Makeup Water Level Control Valve | Pneumatic | Aux Boiler | 627-02455-6 | no data | no data | Water | 1.5" | no data
no data | 00-FCV-AXS938 | no data | no data | no data | Bottom Blowdown Control Valve | Pneumatic | Aux Boiler | 627-02455-3 | no data | no data | Sat. Water | 1.5" | no data
no data | 00-FCV-AXS939 | no data | no data | no data | Bottom Blowdown Control Valve | Pneumatic | Aux Boiler | 627-02455-3 | no data | no data | Sat. Water | 1.5" | no data
no data | 00-FCV-DWS111 | no data | no data | no data | PUMP MIN RECIRC | no data | DWS | PD-410 | no data | no data | Water | 2" | no data
no data | 00FCVDWT724 | no data | WTB | RO | no data | PNEU | DWT | 1000AD | no data | no data | no data | 2" | no data
no data | 00FCVDWT782 | no data | WTB | RO | no data | PNEU | DWT | 1000BD | no data | no data | no data | 2" | no data
no data | 00FCVDWT801 | no data | WTB | RO | no data | PNEU | DWT | 1000AD | no data | no data | no data | 2" | no data
no data | 00FCVDWT802 | no data | WTB | RO | no data | PNEU | DWT | 1000AD | no data | no data | no data | 4" | no data
no data | 00FCVDWT803 | no data | WTB | RO | no data | PNEU | DWT | 1000AD | no data | no data | no data | 1‐1/4" | no data
no data | 00FCVDWT804 | no data | WTB | RO | no data | PNEU | DWT | 1000AD | no data | no data | no data | 4" | no data
no data | 00FCVDWT806 | no data | WTB | RO | no data | PNEU | DWT | 1000BD | no data | no data | no data | 2" | no data
no data | 00FCVDWT807 | no data | WTB | RO | no data | PNEU | DWT | 1000BD | no data | no data | no data | 4" | no data
no data | 00FCVDWT808 | no data | WTB | RO | no data | PNEU | DWT | 1000BD | no data | no data | no data | 1‐1/4" | no data
no data | 00FCVDWT809 | no data | WTB | RO | no data | PNEU | DWT | 1000BD | no data | no data | no data | 4" | no data
no data | 00-FCV-SWS101 | no data | no data | no data | POTABLE WATER MAKEUP CV | no data | SWS | PD-390 | no data | no data | Water | 4" | no data
no data | 00-FCV-SWS112 | no data | no data | no data | SERVICE WATER PUMP RECIRC CONTROL VALVE | no data | SWS | PD-391 | no data | no data | Water | 4" | no data
no data | 00-FPS-DDT-01 | no data | no data | no data | D29 | Duct Dectector | FireSystem | no data | no data | no data | no data | no data | no data
no data | 00-FPS-DDT-02 | no data | no data | no data | D30 | Duct Dectector | FireSystem | no data | no data | no data | no data | no data | no data
no data | 00-FPS-DDT-03 | no data | no data | no data | D31 | Duct Dectector | FireSystem | no data | no data | no data | no data | no data | no data
no data | 00-FPS-DDT-04 | no data | no data | no data | D32 | Duct Dectector | FireSystem | no data | no data | no data | no data | no data | no data
no data | 00-FPS-DDT-05 | no data | no data | no data | D33 | Duct Dectector | FireSystem | no data | no data | no data | no data | no data | no data
no data | 00-FPS-DDT-06 | no data | no data | no data | D34 | Duct Dectector | FireSystem | no data | no data | no data | no data | no data | no data
no data | 00-FPS-DDT-07 | no data | no data | no data | D35 | Duct Dectector | FireSystem | no data | no data | no data | no data | no data | no data
no data | 00-FPS-DDT-08 | no data | no data | no data | D36 | Duct Dectector | FireSystem | no data | no data | no data | no data | no data | no data
no data | 00-FPS-DDT-09 | no data | no data | no data | D37 | Duct Dectector | FireSystem | no data | no data | no data | no data | no data | no data
no data | 00-FPS-HDT-01 | no data | no data | no data | TBD-In Progress | Heat Detector | FireSystem | no data | no data | no data | no data | no data | no data
no data | 00-FPS-HDT-02 | no data | no data | no data | TBD-In Progress | Heat Detector | FireSystem | no data | no data | no data | no data | no data | no data
no data | 00-FPS-HDT-03 | no data | no data | no data | TBD-In Progress | Heat Detector | FireSystem | no data | no data | no data | no data | no data | no data
no data | 00-FPS-HDT-04 | no data | no data | no data | TBD-In Progress | Heat Detector | FireSystem | no data | no data | no data | no data | no data | no data
no data | 00-FPS-HDT-05 | no data | no data | no data | TBD-In Progress | Heat Detector | FireSystem | no data | no data | no data | no data | no data | no data
no data | 00-FPS-HDT-06 | no data | no data | no data | TBD-In Progress | Heat Detector | FireSystem | no data | no data | no data | no data | no data | no data
no data | 00-FPS-HDT-07 | no data | no data | no data | TBD-In Progress | Heat Detector | FireSystem | no data | no data | no data | no data | no data | no data
no data | 00-FPS-HDT-08 | no data | no data | no data | TBD-In Progress | Heat Detector | FireSystem | no data | no data | no data | no data | no data | no data
no data | 00-FPS-HDT-09 | no data | no data | no data | TBD-In Progress | Heat Detector | FireSystem | no data | no data | no data | no data | no data | no data
no data | 00-FPS-HDT-10 | no data | no data | no data | TBD-In Progress | Heat Detector | FireSystem | no data | no data | no data | no data | no data | no data
no data | 00-FPS-HDT-11 | no data | no data | no data | TBD-In Progress | Heat Detector | FireSystem | no data | no data | no data | no data | no data | no data
no data | 00-FPS-HDT-12 | no data | no data | no data | TBD-In Progress | Heat Detector | FireSystem | no data | no data | no data | no data | no data | no data
no data | 00-FPS-HDT-13 | no data | no data | no data | TBD-In Progress | Heat Detector | FireSystem | no data | no data | no data | no data | no data | no data
no data | 00-FPS-HDT-14 | no data | no data | no data | TBD-In Progress | Heat Detector | FireSystem | no data | no data | no data | no data | no data | no data
no data | 00-FPS-HDT-15 | no data | no data | no data | TBD-In Progress | Heat Detector | FireSystem | no data | no data | no data | no data | no data | no data
no data | 00-FPS-HDT-16 | no data | no data | no data | TBD-In Progress | Heat Detector | FireSystem | no data | no data | no data | no data | no data | no data
no data | 00-FPS-HDT-17 | no data | no data | no data | TBD-In Progress | Heat Detector | FireSystem | no data | no data | no data | no data | no data | no data
no data | 00-FPS-HDT-18 | no data | no data | no data | TBD-In Progress | Heat Detector | FireSystem | no data | no data | no data | no data | no data | no data
no data | 00-FPS-HDT-19 | no data | no data | no data | TBD-In Progress | Heat Detector | FireSystem | no data | no data | no data | no data | no data | no data
no data | 00-FPS-HST-01 | no data | no data | no data | NAC1-1 | Horn/Strobe | FireSystem | no data | no data | no data | no data | no data | no data
no data | 00-FPS-HST-02 | no data | no data | no data | NAC1-2 | Horn/Strobe | FireSystem | no data | no data | no data | no data | no data | no data
no data | 00-FPS-HST-03 | no data | no data | no data | NAC1-3 | Horn/Strobe | FireSystem | no data | no data | no data | no data | no data | no data
no data | 00-FPS-HST-04 | no data | no data | no data | NAC1-4 | Horn/Strobe | FireSystem | no data | no data | no data | no data | no data | no data
no data | 00-FPS-HST-05 | no data | no data | no data | NAC1-5 | Horn/Strobe | FireSystem | no data | no data | no data | no data | no data | no data
no data | 00-FPS-HST-06 | no data | no data | no data | NAC1-6 | Horn/Strobe | FireSystem | no data | no data | no data | no data | no data | no data
no data | 00-FPS-HST-07 | no data | no data | no data | NAC1-7 | Horn/Strobe | FireSystem | no data | no data | no data | no data | no data | no data
no data | 00-FPS-HST-08 | no data | no data | no data | NAC1-8 | Horn/Strobe | FireSystem | no data | no data | no data | no data | no data | no data
no data | 00-FPS-HST-09 | no data | no data | no data | NAC2-1 | Horn/Strobe | FireSystem | no data | no data | no data | no data | no data | no data
no data | 00-FPS-HST-10 | no data | no data | no data | NAC2-2 | Horn/Strobe | FireSystem | no data | no data | no data | no data | no data | no data
no data | 00-FPS-HST-11 | no data | no data | no data | NAC2-3 | Horn/Strobe | FireSystem | no data | no data | no data | no data | no data | no data
no data | 00-FPS-HST-12 | no data | no data | no data | NAC2-4 | Horn/Strobe | FireSystem | no data | no data | no data | no data | no data | no data
no data | 00-FPS-HST-13 | no data | no data | no data | NAC2-5 | Horn/Strobe | FireSystem | no data | no data | no data | no data | no data | no data
no data | 00-FPS-HST-14 | no data | no data | no data | NAC2-6 | Horn/Strobe | FireSystem | no data | no data | no data | no data | no data | no data
no data | 00-FPS-HST-15 | no data | no data | no data | NAC2-7 | Horn/Strobe | FireSystem | no data | no data | no data | no data | no data | no data
no data | 00-FPS-HST-16 | no data | no data | no data | NAC2-8 | Horn/Strobe | FireSystem | no data | no data | no data | no data | no data | no data
no data | 00-FPS-HST-17 | no data | no data | no data | NAC2-9 | Horn/Strobe | FireSystem | no data | no data | no data | no data | no data | no data
no data | 00-FPS-HST-18 | no data | no data | no data | NAC1-1 | Horn/Strobe | FireSystem | no data | no data | no data | no data | no data | no data
no data | 00-FPS-HST-19 | no data | no data | no data | NAC1-2 | Horn/Strobe | FireSystem | no data | no data | no data | no data | no data | no data
no data | 00-FPS-HST-20 | no data | no data | no data | NAC1-3 | Horn/Strobe | FireSystem | no data | no data | no data | no data | no data | no data
no data | 00-FPS-HST-21 | no data | no data | no data | NAC1-4 | Horn/Strobe | FireSystem | no data | no data | no data | no data | no data | no data
no data | 00-FPS-HST-22 | no data | no data | no data | NAC1-5 | Horn/Strobe | FireSystem | no data | no data | no data | no data | no data | no data
no data | 00-FPS-HST-23 | no data | no data | no data | NAC1-6 | Horn/Strobe | FireSystem | no data | no data | no data | no data | no data | no data
no data | 00-FPS-HST-24 | no data | no data | no data | NAC1-7 | Horn/Strobe | FireSystem | no data | no data | no data | no data | no data | no data
no data | 00-FPS-HST-25 | no data | no data | no data | NAC1-8 | Horn/Strobe | FireSystem | no data | no data | no data | no data | no data | no data
no data | 00-FPS-HST-26 | no data | no data | no data | NAC2-1 | Horn/Strobe | FireSystem | no data | no data | no data | no data | no data | no data
no data | 00-FPS-HST-27 | no data | no data | no data | NAC2-2 | Horn/Strobe | FireSystem | no data | no data | no data | no data | no data | no data
no data | 00-FPS-HST-28 | no data | no data | no data | NAC2-3 | Horn/Strobe | FireSystem | no data | no data | no data | no data | no data | no data
no data | 00-FPS-HST-29 | no data | no data | no data | NAC2-4 | Horn/Strobe | FireSystem | no data | no data | no data | no data | no data | no data
no data | 00-FPS-HST-30 | no data | no data | no data | NAC2-5 | Horn/Strobe | FireSystem | no data | no data | no data | no data | no data | no data
no data | 00-FPS-HST-31 | no data | no data | no data | NAC2-6 | Horn/Strobe | FireSystem | no data | no data | no data | no data | no data | no data
no data | 00-FPS-HST-32 | no data | no data | no data | NAC2-7 | Horn/Strobe | FireSystem | no data | no data | no data | no data | no data | no data
no data | 00-FPS-HST-33 | no data | no data | no data | NAC2-8 | Horn/Strobe | FireSystem | no data | no data | no data | no data | no data | no data
no data | 00-FPS-HST-34 | no data | no data | no data | NAC2-9 | Horn/Strobe | FireSystem | no data | no data | no data | no data | no data | no data
no data | 00-FPS-HST-35 | no data | no data | no data | NAC1-1 | Horn/Strobe | FireSystem | no data | no data | no data | no data | no data | no data
no data | 00-FPS-HST-36 | no data | no data | no data | NAC1-2 | Horn/Strobe | FireSystem | no data | no data | no data | no data | no data | no data
no data | 00-FPS-HST-37 | no data | no data | no data | NAC1-3 | Strobe | FireSystem | no data | no data | no data | no data | no data | no data
no data | 00-FPS-HST-38 | no data | no data | no data | NAC1-4 | Strobe | FireSystem | no data | no data | no data | no data | no data | no data
no data | 00-FPS-HST-39 | no data | no data | no data | NAC1-5 | Horn/Strobe | FireSystem | no data | no data | no data | no data | no data | no data
no data | 00-FPS-HST-40 | no data | no data | no data | NAC1-6 | Horn/Strobe | FireSystem | no data | no data | no data | no data | no data | no data
no data | 00-FPS-HST-41 | no data | no data | no data | NAC1-7 | Horn/Strobe | FireSystem | no data | no data | no data | no data | no data | no data
no data | 00-FPS-HST-42 | no data | no data | no data | NAC1-8 | Horn/Strobe | FireSystem | no data | no data | no data | no data | no data | no data
no data | 00-FPS-HST-43 | no data | no data | no data | NAC1-9 | Horn/Strobe | FireSystem | no data | no data | no data | no data | no data | no data
no data | 00-FPS-HST-44 | no data | no data | no data | NAC1-10 | Horn/Strobe | FireSystem | no data | no data | no data | no data | no data | no data
no data | 00-FPS-HST-45 | no data | no data | no data | NAC1-1 | Horn/Strobe | FireSystem | no data | no data | no data | no data | no data | no data
no data | 00-FPS-HST-46 | no data | no data | no data | NAC2-1 | Horn/Strobe | FireSystem | no data | no data | no data | no data | no data | no data
no data | 00-FPS-HST-47 | no data | no data | no data | NAC2-2 | Horn/Strobe | FireSystem | no data | no data | no data | no data | no data | no data
no data | 00-FPS-HST-48 | no data | no data | no data | NAC2-3 | Horn/Strobe | FireSystem | no data | no data | no data | no data | no data | no data
no data | 00-FPS-HST-49 | no data | no data | no data | NAC2-4 | Horn/Strobe | FireSystem | no data | no data | no data | no data | no data | no data
no data | 00-FPS-HST-50 | no data | no data | no data | NAC1-3 | Horn/Strobe | FireSystem | no data | no data | no data | no data | no data | no data
no data | 00-FPS-HST-51 | no data | no data | no data | NAC1-3 | Horn/Strobe | FireSystem | no data | no data | no data | no data | no data | no data
no data | 00-FPS-HST-52 | no data | no data | no data | NAC1-1 | Horn/Strobe | FireSystem | no data | no data | no data | no data | no data | no data
no data | 00-FPS-HST-53 | no data | no data | no data | NAC2-1 | Horn/Strobe | FireSystem | no data | no data | no data | no data | no data | no data
no data | 00-FPS-HST-54 | no data | no data | no data | NAC2-2 | Horn/Strobe | FireSystem | no data | no data | no data | no data | no data | no data
no data | 00-FPS-HST-55 | no data | no data | no data | NAC1-1 | Horn/Strobe | FireSystem | no data | no data | no data | no data | no data | no data
no data | 00-FPS-HST-56 | no data | no data | no data | NAC2-1 | Horn/Strobe | FireSystem | no data | no data | no data | no data | no data | no data
no data | 00-FPS-HST-57 | no data | no data | no data | NAC2-2 | Horn/Strobe | FireSystem | no data | no data | no data | no data | no data | no data
no data | 00-FPS-HST-58 | no data | no data | no data | NAC1-1 | Horn/Strobe | FireSystem | no data | no data | no data | no data | no data | no data
no data | 00-FPS-HST-59 | no data | no data | no data | NAC2-1 | Horn/Strobe | FireSystem | no data | no data | no data | no data | no data | no data
no data | 00-FPS-HST-60 | no data | no data | no data | NAC2-2 | Horn/Strobe | FireSystem | no data | no data | no data | no data | no data | no data
no data | 00-FPS-HST-61 | no data | no data | no data | NAC1-1 | Horn/Strobe | FireSystem | no data | no data | no data | no data | no data | no data
no data | 00-FPS-HST-62 | no data | no data | no data | NAC2-1 | Horn/Strobe | FireSystem | no data | no data | no data | no data | no data | no data
no data | 00-FPS-HST-63 | no data | no data | no data | NAC2-2 | Horn/Strobe | FireSystem | no data | no data | no data | no data | no data | no data
no data | 00-FPS-HST-64 | no data | no data | no data | NAC1-1 | Horn/Strobe | FireSystem | no data | no data | no data | no data | no data | no data
no data | 00-FPS-HST-65 | no data | no data | no data | NAC2-1 | Horn/Strobe | FireSystem | no data | no data | no data | no data | no data | no data
no data | 00-FPS-HST-66 | no data | no data | no data | NAC2-2 | Horn/Strobe | FireSystem | no data | no data | no data | no data | no data | no data
no data | 00-FPS-HST-67 | no data | no data | no data | NAC1-1 | Horn/Strobe | FireSystem | no data | no data | no data | no data | no data | no data
no data | 00-FPS-HST-68 | no data | no data | no data | NAC2-1 | Horn/Strobe | FireSystem | no data | no data | no data | no data | no data | no data
no data | 00-FPS-HST-69 | no data | no data | no data | NAC2-2 | Horn/Strobe | FireSystem | no data | no data | no data | no data | no data | no data
no data | 00-FPS-HST-69 | no data | no data | no data | NAC1-1 | Horn/Strobe | FireSystem | no data | no data | no data | no data | no data | no data
no data | 00-FPS-HST-70 | no data | no data | no data | NAC3-1 | Horn/Strobe | FireSystem | no data | no data | no data | no data | no data | no data
no data | 00-FPS-HST-71 | no data | no data | no data | NAC1-2 | Horn/Strobe | FireSystem | no data | no data | no data | no data | no data | no data
no data | 00-FPS-HST-72 | no data | no data | no data | NAC2-1 | Horn/Strobe | FireSystem | no data | no data | no data | no data | no data | no data
no data | 00-FPS-HST-73 | no data | no data | no data | NAC2-2 | Horn/Strobe | FireSystem | no data | no data | no data | no data | no data | no data
no data | 00-FPS-HST-74 | no data | no data | no data | NAC2-3 | Horn/Strobe | FireSystem | no data | no data | no data | no data | no data | no data
no data | 00-FPS-HST-75 | no data | no data | no data | NAC2-1 | Horn/Strobe | FireSystem | no data | no data | no data | no data | no data | no data
no data | 00-FPS-HST-76 | no data | no data | no data | NAC3-1 | Horn/Strobe | FireSystem | no data | no data | no data | no data | no data | no data
no data | 00-FPS-HST-77 | no data | no data | no data | NAC4-1 | Horn/Strobe | FireSystem | no data | no data | no data | no data | no data | no data
no data | 00-FPS-HST-78 | no data | no data | no data | M3 | Manual Pull | FireSystem | no data | no data | no data | no data | no data | no data
no data | 00-FPS-HST-79 | no data | no data | no data | NAC1-1 | Horn/Strobe | FireSystem | no data | no data | no data | no data | no data | no data
no data | 00-FPS-HST-80 | no data | no data | no data | NAC1-2 | Horn/Strobe | FireSystem | no data | no data | no data | no data | no data | no data
no data | 00-FPS-HST-81 | no data | no data | no data | NAC2-1 | Horn/Strobe | FireSystem | no data | no data | no data | no data | no data | no data
no data | 00-FPS-HST-82 | no data | no data | no data | NAC2-2 | Horn/Strobe | FireSystem | no data | no data | no data | no data | no data | no data
no data | 00-FPS-HST-83 | no data | no data | no data | NAC2-3 | Horn/Strobe | FireSystem | no data | no data | no data | no data | no data | no data
no data | 00-FPS-JBX-01 | no data | no data | no data | TBD-In Progress | Junction Box | FireSystem | no data | no data | no data | no data | no data | no data
no data | 00-FPS-JBX-02 | no data | no data | no data | TBD-In Progress | Junction Box | FireSystem | no data | no data | no data | no data | no data | no data
no data | 00-FPS-JBX-02 | no data | no data | no data | 00-FPS-JBX-03 | SAB | FireSystem | no data | no data | no data | no data | no data | no data
no data | 00-FPS-JBX-03 | no data | no data | no data | 00-FPS-JBX-04 | SAB | FireSystem | no data | no data | no data | no data | no data | no data
no data | 00-FPS-JBX-04 | no data | no data | no data | 00-FPS-JBX-05 | SAB | FireSystem | no data | no data | no data | no data | no data | no data
no data | 00-FPS-JBX-05 | no data | no data | no data | 00-FPS-JBX-06 | SAB | FireSystem | no data | no data | no data | no data | no data | no data
no data | 00-FPS-JBX-06 | no data | no data | no data | 00-FPS-JBX-07 | SAB | FireSystem | no data | no data | no data | no data | no data | no data
no data | 00-FPS-JBX-07 | no data | no data | no data | 00-FPS-JBX-08 | SAB | FireSystem | no data | no data | no data | no data | no data | no data
no data | 00-FPS-JBX-08 | no data | no data | no data | 00-FPS-JBX-05 | SAB | FireSystem | no data | no data | no data | no data | no data | no data
no data | 00-FPS-JBX-09 | no data | no data | no data | 00-FSP-JBX-10 | SAB | FireSystem | no data | no data | no data | no data | no data | no data
no data | 00-FPS-PNL-04 | no data | no data | no data | 00-FPS-PNL-04 | Panel | FireSystem | no data | no data | no data | no data | no data | no data
no data | 00-FPS-PNL-05 | no data | no data | no data | 00-FPS-PNL-05 | Panel | FireSystem | no data | no data | no data | no data | no data | no data
no data | 00-FPS-PNL-06 | no data | no data | no data | 00-FPS-PNL-06 | Panel | FireSystem | no data | no data | no data | no data | no data | no data
no data | 00-FPS-PNL-07 | no data | no data | no data | 00-FPS-PNL-07 | Panel | FireSystem | no data | no data | no data | no data | no data | no data
no data | 00-FPS-PNL-08 | no data | no data | no data | 00-FPS-PNL-08 | Panel | FireSystem | no data | no data | no data | no data | no data | no data
no data | 00-FPS-PNL-10 | no data | no data | no data | 00-FPS-PNL-10 | Panel | FireSystem | no data | no data | no data | no data | no data | no data
no data | 00-FPS-PNL-11 | no data | no data | no data | 00-FSP-PNL-11 | Panel | FireSystem | no data | no data | no data | no data | no data | no data
no data | 00-FPS-PNL-13 | no data | no data | no data | 00-FPS-PNL-13 | Panel | FireSystem | no data | no data | no data | no data | no data | no data
no data | 00-FPS-PNL-15 | no data | no data | no data | 00-FPS-PNL-15 | Panel | FireSystem | no data | no data | no data | no data | no data | no data
no data | 00-FPS-PST-01 | no data | no data | no data | M1 | Manual Pull | FireSystem | no data | no data | no data | no data | no data | no data
no data | 00-FPS-PST-02 | no data | no data | no data | M2 | Manual Pull | FireSystem | no data | no data | no data | no data | no data | no data
no data | 00-FPS-PST-03 | no data | no data | no data | M3 | Manual Pull | FireSystem | no data | no data | no data | no data | no data | no data
no data | 00-FPS-PST-04 | no data | no data | no data | M4 | Manual Pull | FireSystem | no data | no data | no data | no data | no data | no data
no data | 00-FPS-PST-05 | no data | no data | no data | M5 | Manual Pull | FireSystem | no data | no data | no data | no data | no data | no data
no data | 00-FPS-PST-06 | no data | no data | no data | M6 | Manual Pull | FireSystem | no data | no data | no data | no data | no data | no data
no data | 00-FPS-PST-07 | no data | no data | no data | M7 | Manual Pull | FireSystem | no data | no data | no data | no data | no data | no data
no data | 00-FPS-PST-08 | no data | no data | no data | M8 | Manual Pull | FireSystem | no data | no data | no data | no data | no data | no data
no data | 00-FPS-PST-09 | no data | no data | no data | M9 | Manual Pull | FireSystem | no data | no data | no data | no data | no data | no data
no data | 00-FPS-PST-10 | no data | no data | no data | M1 | Manual Pull | FireSystem | no data | no data | no data | no data | no data | no data
no data | 00-FPS-PST-11 | no data | no data | no data | M2 | Manual Pull | FireSystem | no data | no data | no data | no data | no data | no data
no data | 00-FPS-PST-12 | no data | no data | no data | M3 | Manual Pull | FireSystem | no data | no data | no data | no data | no data | no data
no data | 00-FPS-PST-13 | no data | no data | no data | M4 | Manual Pull | FireSystem | no data | no data | no data | no data | no data | no data
no data | 00-FPS-PST-14 | no data | no data | no data | M5 | Manual Pull | FireSystem | no data | no data | no data | no data | no data | no data
no data | 00-FPS-PST-15 | no data | no data | no data | M6 | Manual Pull | FireSystem | no data | no data | no data | no data | no data | no data
no data | 00-FPS-PST-16 | no data | no data | no data | M7 | Manual Pull | FireSystem | no data | no data | no data | no data | no data | no data
no data | 00-FPS-PST-17 | no data | no data | no data | M8 | Manual Pull | FireSystem | no data | no data | no data | no data | no data | no data
no data | 00-FPS-PST-18 | no data | no data | no data | M9 | Manual Pull | FireSystem | no data | no data | no data | no data | no data | no data
no data | 00-FPS-PST-19 | no data | no data | no data | M1 | Manual Pull | FireSystem | no data | no data | no data | no data | no data | no data
no data | 00-FPS-PST-20 | no data | no data | no data | M2 | Manual Pull | FireSystem | no data | no data | no data | no data | no data | no data
no data | 00-FPS-PST-21 | no data | no data | no data | M3 | Manual Pull | FireSystem | no data | no data | no data | no data | no data | no data
no data | 00-FPS-PST-22 | no data | no data | no data | M4 | Manual Pull | FireSystem | no data | no data | no data | no data | no data | no data
no data | 00-FPS-PST-23 | no data | no data | no data | M5 | Manual Pull | FireSystem | no data | no data | no data | no data | no data | no data
no data | 00-FPS-PST-24 | no data | no data | no data | M6 | Manual Pull | FireSystem | no data | no data | no data | no data | no data | no data
no data | 00-FPS-PST-25 | no data | no data | no data | M7 | Manual Pull | FireSystem | no data | no data | no data | no data | no data | no data
no data | 00-FPS-PST-26 | no data | no data | no data | M1 | Manual Pull | FireSystem | no data | no data | no data | no data | no data | no data
no data | 00-FPS-PST-27 | no data | no data | no data | M2 | Manual Pull | FireSystem | no data | no data | no data | no data | no data | no data
no data | 00-FPS-PST-28 | no data | no data | no data | M3 | Manual Pull | FireSystem | no data | no data | no data | no data | no data | no data
no data | 00-FPS-PST-29 | no data | no data | no data | M4 | Manual Pull | FireSystem | no data | no data | no data | no data | no data | no data
no data | 00-FPS-PST-30 | no data | no data | no data | M3 | Manual Pull | FireSystem | no data | no data | no data | no data | no data | no data
no data | 00-FPS-PST-31 | no data | no data | no data | M3 | Manual Pull | FireSystem | no data | no data | no data | no data | no data | no data
no data | 00-FPS-PST-32 | no data | no data | no data | M1 | Manual Pull | FireSystem | no data | no data | no data | no data | no data | no data
no data | 00-FPS-PST-33 | no data | no data | no data | M2 | Manual Pull | FireSystem | no data | no data | no data | no data | no data | no data
no data | 00-FPS-PST-34 | no data | no data | no data | M1 | Manual Pull | FireSystem | no data | no data | no data | no data | no data | no data
no data | 00-FPS-PST-35 | no data | no data | no data | M2 | Manual Pull | FireSystem | no data | no data | no data | no data | no data | no data
no data | 00-FPS-PST-36 | no data | no data | no data | M1 | Manual Pull | FireSystem | no data | no data | no data | no data | no data | no data
no data | 00-FPS-PST-37 | no data | no data | no data | M2 | Manual Pull | FireSystem | no data | no data | no data | no data | no data | no data
no data | 00-FPS-PST-38 | no data | no data | no data | M1 | Manual Pull | FireSystem | no data | no data | no data | no data | no data | no data
no data | 00-FPS-PST-39 | no data | no data | no data | M2 | Manual Pull | FireSystem | no data | no data | no data | no data | no data | no data
no data | 00-FPS-PST-40 | no data | no data | no data | M1 | Manual Pull | FireSystem | no data | no data | no data | no data | no data | no data
no data | 00-FPS-PST-41 | no data | no data | no data | M2 | Manual Pull | FireSystem | no data | no data | no data | no data | no data | no data
no data | 00-FPS-PST-42 | no data | no data | no data | M1 | Manual Pull | FireSystem | no data | no data | no data | no data | no data | no data
no data | 00-FPS-PST-43 | no data | no data | no data | M2 | Manual Pull | FireSystem | no data | no data | no data | no data | no data | no data
no data | 00-FPS-PST-44 | no data | no data | no data | M1 | Manual Pull | FireSystem | no data | no data | no data | no data | no data | no data
no data | 00-FPS-PST-45 | no data | no data | no data | M1 | Manual Pull | FireSystem | no data | no data | no data | no data | no data | no data
no data | 00-FPS-PST-46 | no data | no data | no data | M2 | Manual Pull | FireSystem | no data | no data | no data | no data | no data | no data
no data | 00-FPS-PST-47 | no data | no data | no data | M3 | Manual Pull | FireSystem | no data | no data | no data | no data | no data | no data
no data | 00-FPS-PST-48 | no data | no data | no data | M1 | Manual Pull | FireSystem | no data | no data | no data | no data | no data | no data
no data | 00-FPS-PST-49 | no data | no data | no data | M2 | Manual Pull | FireSystem | no data | no data | no data | no data | no data | no data
no data | 00-FPS-PST-50 | no data | no data | no data | M1 | Manual Pull | FireSystem | no data | no data | no data | no data | no data | no data
no data | 00-FPS-PST-51 | no data | no data | no data | M2 | Manual Pull | FireSystem | no data | no data | no data | no data | no data | no data
no data | 00-FPS-PST-52 | no data | no data | no data | M1 | Manual Pull | FireSystem | no data | no data | no data | no data | no data | no data
no data | 00-FPS-PST-53 | no data | no data | no data | M2 | Manual Pull | FireSystem | no data | no data | no data | no data | no data | no data
no data | 00-FPS-SDT-01 | no data | no data | no data | D1 | Smoke Dectector | FireSystem | no data | no data | no data | no data | no data | no data
no data | 00-FPS-SDT-02 | no data | no data | no data | D2 | Smoke Dectector | FireSystem | no data | no data | no data | no data | no data | no data
no data | 00-FPS-SDT-03 | no data | no data | no data | D3 | Smoke Dectector | FireSystem | no data | no data | no data | no data | no data | no data
no data | 00-FPS-SDT-04 | no data | no data | no data | D4 | Smoke Dectector | FireSystem | no data | no data | no data | no data | no data | no data
no data | 00-FPS-SDT-05 | no data | no data | no data | D5 | Smoke Dectector | FireSystem | no data | no data | no data | no data | no data | no data
no data | 00-FPS-SDT-06 | no data | no data | no data | D6 | Smoke Dectector | FireSystem | no data | no data | no data | no data | no data | no data
no data | 00-FPS-SDT-07 | no data | no data | no data | D7 | Smoke Dectector | FireSystem | no data | no data | no data | no data | no data | no data
no data | 00-FPS-SDT-08 | no data | no data | no data | D8 | Smoke Dectector | FireSystem | no data | no data | no data | no data | no data | no data
no data | 00-FPS-SDT-09 | no data | no data | no data | D9 | Smoke Dectector | FireSystem | no data | no data | no data | no data | no data | no data
no data | 00-FPS-SDT-10 | no data | no data | no data | D10 | Smoke Dectector | FireSystem | no data | no data | no data | no data | no data | no data
no data | 00-FPS-SDT-11 | no data | no data | no data | D11 | Smoke Dectector | FireSystem | no data | no data | no data | no data | no data | no data
no data | 00-FPS-SDT-12 | no data | no data | no data | D12 | Smoke Dectector | FireSystem | no data | no data | no data | no data | no data | no data
no data | 00-FPS-SDT-13 | no data | no data | no data | D13 | Smoke Dectector | FireSystem | no data | no data | no data | no data | no data | no data
no data | 00-FPS-SDT-14 | no data | no data | no data | D14 | Smoke Dectector | FireSystem | no data | no data | no data | no data | no data | no data
no data | 00-FPS-SDT-15 | no data | no data | no data | D15 | Smoke Dectector | FireSystem | no data | no data | no data | no data | no data | no data
no data | 00-FPS-SDT-16 | no data | no data | no data | D16 | Smoke Dectector | FireSystem | no data | no data | no data | no data | no data | no data
no data | 00-FPS-SDT-17 | no data | no data | no data | D17 | Smoke Dectector | FireSystem | no data | no data | no data | no data | no data | no data
no data | 00-FPS-SDT-18 | no data | no data | no data | D18 | Smoke Dectector | FireSystem | no data | no data | no data | no data | no data | no data
no data | 00-FPS-SDT-19 | no data | no data | no data | D19 | Smoke Dectector | FireSystem | no data | no data | no data | no data | no data | no data
no data | 00-FPS-SDT-20 | no data | no data | no data | D20 | Smoke Dectector | FireSystem | no data | no data | no data | no data | no data | no data
no data | 00-FPS-SDT-21 | no data | no data | no data | D21 | Smoke Dectector | FireSystem | no data | no data | no data | no data | no data | no data
no data | 00-FPS-SDT-22 | no data | no data | no data | D22 | Smoke Dectector | FireSystem | no data | no data | no data | no data | no data | no data
no data | 00-FPS-SDT-23 | no data | no data | no data | D23 | Smoke Dectector | FireSystem | no data | no data | no data | no data | no data | no data
no data | 00-FPS-SDT-24 | no data | no data | no data | D24 | Smoke Dectector | FireSystem | no data | no data | no data | no data | no data | no data
no data | 00-FPS-SDT-25 | no data | no data | no data | D25 | Smoke Dectector | FireSystem | no data | no data | no data | no data | no data | no data
no data | 00-FPS-SDT-26 | no data | no data | no data | D26 | Smoke Dectector | FireSystem | no data | no data | no data | no data | no data | no data
no data | 00-FPS-SDT-27 | no data | no data | no data | D27 | Smoke Dectector | FireSystem | no data | no data | no data | no data | no data | no data
no data | 00-FPS-SDT-28 | no data | no data | no data | D28 | Smoke Dectector | FireSystem | no data | no data | no data | no data | no data | no data
no data | 00-FPS-SDT-29 | no data | no data | no data | D38 | Smoke Dectector | FireSystem | no data | no data | no data | no data | no data | no data
no data | 00-FPS-SDT-30 | no data | no data | no data | D39 | Smoke Dectector | FireSystem | no data | no data | no data | no data | no data | no data
no data | 00-FPS-SDT-31 | no data | no data | no data | D40 | Smoke Dectector | FireSystem | no data | no data | no data | no data | no data | no data
no data | 00-FPS-SDT-32 | no data | no data | no data | D7 | Smoke Dectector | FireSystem | no data | no data | no data | no data | no data | no data
no data | 00-FPS-SDT-33 | no data | no data | no data | D7 | Smoke Dectector | FireSystem | no data | no data | no data | no data | no data | no data
no data | 00-FPS-SDT-34 | no data | no data | no data | D01 | Smoke Dectector | FireSystem | no data | no data | no data | no data | no data | no data
no data | 00-FPS-SDT-35 | no data | no data | no data | D02 | Smoke Dectector | FireSystem | no data | no data | no data | no data | no data | no data
no data | 00-FPS-SDT-36 | no data | no data | no data | D03 | Smoke Dectector | FireSystem | no data | no data | no data | no data | no data | no data
no data | 00-FPS-SDT-37 | no data | no data | no data | D04 | Smoke Dectector | FireSystem | no data | no data | no data | no data | no data | no data
no data | 00-FPS-SDT-38 | no data | no data | no data | D01 | Smoke Dectector | FireSystem | no data | no data | no data | no data | no data | no data
no data | 00-FPS-SDT-39 | no data | no data | no data | D02 | Smoke Dectector | FireSystem | no data | no data | no data | no data | no data | no data
no data | 00-FPS-SDT-40 | no data | no data | no data | D03 | Smoke Dectector | FireSystem | no data | no data | no data | no data | no data | no data
no data | 00-FPS-SDT-41 | no data | no data | no data | D04 | Smoke Dectector | FireSystem | no data | no data | no data | no data | no data | no data
no data | 00-FPS-SDT-42 | no data | no data | no data | D01 | Smoke Dectector | FireSystem | no data | no data | no data | no data | no data | no data
no data | 00-FPS-SDT-43 | no data | no data | no data | D02 | Smoke Dectector | FireSystem | no data | no data | no data | no data | no data | no data
no data | 00-FPS-SDT-44 | no data | no data | no data | D03 | Smoke Dectector | FireSystem | no data | no data | no data | no data | no data | no data
no data | 00-FPS-SDT-45 | no data | no data | no data | D04 | Smoke Dectector | FireSystem | no data | no data | no data | no data | no data | no data
no data | 00-FPS-SDT-46 | no data | no data | no data | D01 | Smoke Dectector | FireSystem | no data | no data | no data | no data | no data | no data
no data | 00-FPS-SDT-47 | no data | no data | no data | D02 | Smoke Dectector | FireSystem | no data | no data | no data | no data | no data | no data
no data | 00-FPS-SDT-48 | no data | no data | no data | D03 | Smoke Dectector | FireSystem | no data | no data | no data | no data | no data | no data
no data | 00-FPS-SDT-49 | no data | no data | no data | D04 | Smoke Dectector | FireSystem | no data | no data | no data | no data | no data | no data
no data | 00-FPS-SDT-50 | no data | no data | no data | D01 | Smoke Dectector | FireSystem | no data | no data | no data | no data | no data | no data
no data | 00-FPS-SDT-51 | no data | no data | no data | D02 | Smoke Dectector | FireSystem | no data | no data | no data | no data | no data | no data
no data | 00-FPS-SDT-52 | no data | no data | no data | D03 | Smoke Dectector | FireSystem | no data | no data | no data | no data | no data | no data
no data | 00-FPS-SDT-53 | no data | no data | no data | D04 | Smoke Dectector | FireSystem | no data | no data | no data | no data | no data | no data
no data | 00-FPS-SDT-54 | no data | no data | no data | D01 | Smoke Dectector | FireSystem | no data | no data | no data | no data | no data | no data
no data | 00-FPS-SDT-55 | no data | no data | no data | D02 | Smoke Dectector | FireSystem | no data | no data | no data | no data | no data | no data
no data | 00-FPS-SDT-56 | no data | no data | no data | D03 | Smoke Dectector | FireSystem | no data | no data | no data | no data | no data | no data
no data | 00-FPS-SDT-57 | no data | no data | no data | D04 | Smoke Dectector | FireSystem | no data | no data | no data | no data | no data | no data
no data | 00-FPS-SDT-58 | no data | no data | no data | D01 | Smoke Dectector | FireSystem | no data | no data | no data | no data | no data | no data
no data | 00-FPS-SDT-59 | no data | no data | no data | D02 | Smoke Dectector | FireSystem | no data | no data | no data | no data | no data | no data
no data | 00-FPS-SDT-60 | no data | no data | no data | D01 | Smoke Dectector | FireSystem | no data | no data | no data | no data | no data | no data
no data | 00-FPS-SDT-61 | no data | no data | no data | D02 | Smoke Dectector | FireSystem | no data | no data | no data | no data | no data | no data
no data | 00-FPS-SDT-62 | no data | no data | no data | D03 | Smoke Dectector | FireSystem | no data | no data | no data | no data | no data | no data
no data | 00-FSP-JBX-01 | no data | no data | no data | 00-FSP-JBX-01 | SAB | FireSystem | no data | no data | no data | no data | no data | no data
no data | 00-FSP-JBX-02 | no data | no data | no data | 00-FSP-JBX-02 | SAB | FireSystem | no data | no data | no data | no data | no data | no data
no data | 00-FSP-PNL-06 | no data | no data | no data | 00-FSP-PNL-06 | Panel | FireSystem | no data | no data | no data | no data | no data | no data
no data | 00-FSP-PNL-12 | no data | no data | no data | 00-FSP-PNL-12 | Panel | FireSystem | no data | no data | no data | no data | no data | no data
no data | 00-MFD-AXS823 | no data | no data | no data | Main Steam Flow Transmitter 5-Valve Manifold | no data | Aux Boiler | 627-02455-4 | no data | no data | Sat. Steam | 1/2" | no data
no data | 00-MFD-AXS824 | no data | no data | no data | Main Steam Header Pressure Transmitter 2-Valve Manifold | no data | Aux Boiler | 627-02455-4 | no data | no data | Sat. Steam | 1/2" | no data
no data | 00-MFD-AXS900 | no data | no data | no data | Boiler Exit Flue Gas Pressure Transmitter 2-Valve Manifold | no data | Aux Boiler | 627-02455-7 | no data | no data | Flue Gas | 1/2" | no data
no data | 00-MFD-AXS901 | no data | no data | no data | 5-Valve Manifold for Feedwater Flow Transmitter | no data | Aux Boiler | 627-02455-3 | no data | no data | Feedwater | 1/2" | no data
no data | 00-MFD-AXS902 | no data | no data | no data | Drum Pressure Transmitter 2-Valve Manifold | no data | Aux Boiler | 627-02455-3 | no data | no data | Sat. Steam / Water | 1/2" | no data
no data | 00-MFD-AXS903 | no data | no data | no data | Drum Pressure Transmitter 2-Valve Manifold | no data | Aux Boiler | 627-02455-3 | no data | no data | Sat. Steam / Water | 1/2" | no data
no data | 00-MFD-AXS904 | no data | no data | no data | Drum Pressure Gauge 2-Valve Manifold | no data | Aux Boiler | 627-02455-3 | no data | no data | Sat. Steam / Water | 1/2" | no data
no data | 00-MFD-AXS905 | no data | no data | no data | Drum Level Transmitter 5-Valve Manifold | no data | Aux Boiler | 627-02455-3 | no data | no data | Sat. Steam / Water | 1/2" | no data
no data | 00-MFD-AXS906 | no data | no data | no data | Drum Level Transmitter 5-Valve Manifold | no data | Aux Boiler | 627-02455-3 | no data | no data | Sat. Steam / Water | 1/2" | no data
no data | 00-MFD-AXS907 | no data | no data | no data | Drum Level Transmitter 5-Valve Manifold | no data | Aux Boiler | 627-02455-3 | no data | no data | Sat. Steam / Water | 1/2" | no data
no data | 00-MFD-AXS908 | no data | no data | no data | Drum Level Transmitter 5-Valve Manifold | no data | Aux Boiler | 627-02455-3 | no data | no data | Sat. Steam / Water | 1/2" | no data
no data | 00-MFD-AXS911 | no data | no data | no data | DA Vessel Pressure Transmitter 2-Valve Manifold | no data | Aux Boiler | 627-02455-6 | no data | no data | Sat. Steam / Water | 1/2" | no data
no data | 00-MFD-AXS912 | no data | no data | no data | DA Vessel Pressure Gauge 2-Valve Manifold | no data | Aux Boiler | 627-02455-6 | no data | no data | Sat. Steam / Water | 1/2" | no data
no data | 00-MFD-AXS913 | no data | no data | no data | DA Vessel Level Transmitter 3-Valve Manifold | no data | Aux Boiler | 627-02455-6 | no data | no data | Sat. Steam / Water | 1/2" | no data
no data | 00-MFD-AXS914 | no data | no data | no data | Pump Discharge Pressure Gauge 2-Valve Manifold | no data | Aux Boiler | 627-02455-6 | no data | no data | Sat. Water | 1/2" | no data
no data | 00-MFD-AXS915 | no data | no data | no data | Pegging Steam Flow Transmitter 5-Valve Manifold | no data | Aux Boiler | 627-02455-6 | no data | no data | Sat. Steam | 1/2" | no data
no data | 00-MFD-AXS916 | no data | no data | no data | Blowdown Tank Pressure Transmitter 2-Valve Manifold | no data | Aux Boiler | 627-02455-5 | no data | no data | Sat. Water | 1/2" | no data
no data | 00-MOV-AXS900 | no data | no data | no data | FWCV Isolation Motor Operated Valve | Motor | Aux Boiler | 627-02455-3 | no data | no data | Feedwater | 3" | no data
no data | 00-MOV-AXS901 | no data | no data | no data | Main Steam Stop Valve | Motor | Aux Boiler | 627-02455-4 | no data | no data | Sat. Steam | 8" | no data
no data | 00-MOV-AXS904 | no data | no data | no data | Recirculation Isolation Valve MOV "A" | Motor | Aux Boiler | 627-02455-6 | no data | no data | Sat. Water | 1.5" | no data
no data | 00-MOV-AXS905 | no data | no data | no data | Recirculation Isolation Valve MOV "B" | Motor | Aux Boiler | 627-02455-6 | no data | no data | Sat. Water | 1.5" | no data
no data | 00-PCV-AXS113 | no data | no data | no data | AUX BOILER BACK PRESSURE CONTROL VALVE | no data | AXS | PD-120 | no data | no data | Steam | 6" | no data
no data | 00-PCV-AXS804 | no data | no data | no data | Natural Gas Main Line Pressure Regulator | no data | Aux Boiler | PI-1001 | no data | no data | Natural Gas | 3" | no data
no data | 00-PCV-AXS834 | no data | no data | no data | Pilot Line Pressure Regulator | no data | Aux Boiler | PI-1001 | no data | no data | Natural Gas | 3/4" | no data
no data | 00-PCV-AXS843 | no data | no data | no data | Instrument Air Pressure Regulator | no data | Aux Boiler | PI-1001 | no data | no data | Instrument Air | 3/4" | no data
no data | 00-PCV-AXS905 | no data | no data | no data | Makeup Water Level Control Valve - Air Regulator | no data | Aux Boiler | 627-02455-6 | no data | no data | Water | - | no data
no data | 00-PCV-AXS999 | no data | no data | no data | Observation Port Air Regulator | no data | Aux Boiler | 627-02455-7 | no data | no data | Air | 1/4" | no data
no data | 00PCVFGS471 | no data | no data | no data | Startup Purge Valve | no data | FGC | no data | no data | no data | Fuel Gas | 1/2" | no data
no data | 00PCVFGS472 | no data | no data | no data | Inlet Throttle Valve | no data | FGC | no data | no data | no data | Fuel Gas | 10" | no data
no data | 00PCVFGS474 | no data | no data | no data | Recycle Valve | no data | FGC | no data | no data | no data | Fuel Gas | 4" | no data
no data | 00PCVFGS475 | no data | no data | no data | System Vent Valve | no data | FGC | no data | no data | no data | Fuel Gas | 2" | no data
no data | 00PCVFGS571 | no data | no data | no data | Startup Purge Valve | no data | FGC | no data | no data | no data | Fuel Gas | 1/2" | no data
no data | 00PCVFGS572 | no data | no data | no data | Inlet Throttle Valve | no data | FGC | no data | no data | no data | Fuel Gas | 10" | no data
no data | 00PCVFGS574 | no data | no data | no data | Recycle Valve | no data | FGC | no data | no data | no data | Fuel Gas | 4" | no data
no data | 00PCVFGS575 | no data | no data | no data | System Vent Valve | no data | FGC | no data | no data | no data | Fuel Gas | 2" | no data
no data | 00PCVFGS671 | no data | no data | no data | Startup Purge Valve | no data | FGC | no data | no data | no data | Fuel Gas | 1/2" | no data
no data | 00PCVFGS672 | no data | no data | no data | Inlet Throttle Valve | no data | FGC | no data | no data | no data | Fuel Gas | 10" | no data
no data | 00PCVFGS674 | no data | no data | no data | Recycle Valve | no data | FGC | no data | no data | no data | Fuel Gas | 4" | no data
no data | 00PCVFGS675 | no data | no data | no data | System Vent Valve | no data | FGC | no data | no data | no data | Fuel Gas | 2" | no data
no data | 00-PCV-SMP811 | no data | no data | no data | Valve, Needle, 1/4" Compression, Regulating Stem | Needle | SAMPNL | 10-07052A | no data | no data | water | 1/4" | no data
no data | 00-PCV-SMP812 | no data | no data | no data | Valve, Needle, 1/4" Compression, Regulating Stem | Needle | SAMPNL | 10-07052A | no data | no data | water | 1/4" | no data
no data | 00-PCV-SMP813 | no data | no data | no data | Valve, Needle, 1/4" Compression, Regulating Stem | Needle | SAMPNL | 10-07052A | no data | no data | water | 1/4" | no data
no data | 00-PCV-SMP814 | no data | no data | no data | Valve, Needle, 1/4" Compression, Regulating Stem | Needle | SAMPNL | 10-07052A | no data | no data | water | 1/4" | no data
no data | 00-PRV-CMG603 | no data | no data | no data | NITROGEN STORAGE CYLINDER RACK OUTLET | no data | CMG | PD-570 | no data | no data | NITROGEN | 1" | no data
no data | 00-PRV-CMG604 | no data | no data | no data | NITROGEN STORAGE CYLINDER RACK OUTLET | no data | CMG | PD-570 | no data | no data | NITROGEN | 1" | no data
no data | 00PRVDWT801 | no data | WTB | RO | no data | AUTOMATIC | DWT | 1200D | no data | no data | no data | 1/2" | no data
no data | 00PRVDWT802 | no data | WTB | RO | no data | AUTOMATIC | DWT | 1200D | no data | no data | no data | 1/2" | no data
no data | 00PRVDWT803 | no data | WTB | RO | no data | AUTOMATIC | DWT | 1400D | no data | no data | no data | 1/2" | no data
no data | 00PRVDWT804 | no data | WTB | RO | no data | AUTOMATIC | DWT | 1400D | no data | no data | no data | 1/2" | no data
no data | 00PRVDWT805 | no data | WTB | RO | no data | AUTOMATIC | DWT | 1400D | no data | no data | no data | 1/2" | no data
no data | 00PRVFGS412 | no data | no data | no data | Nitrogen Seal Pressure Regulator | no data | FGC | no data | no data | no data | Fuel Gas | 3/4" | no data
no data | 00PRVFGS512 | no data | no data | no data | Nitrogen Seal Pressure Regulator | no data | FGC | no data | no data | no data | Fuel Gas | 3/4" | no data
no data | 00PRVFGS612 | no data | no data | no data | Nitrogen Seal Pressure Regulator | no data | FGC | no data | no data | no data | Fuel Gas | 3/4" | no data
no data | 00-PRV-FPS801 | no data | no data | no data | Pressure regulating valve Engine Cooli | N/A | FireSystem | QZ0386‐P&ID | no data | no data | Water | 1.0 | no data
no data | 00-PRV-FPS802 | no data | no data | no data | Pressure regulating valve Engine Cooli | N/A | FireSystem | QZ0386‐P&ID | no data | no data | Water | 1.0 | no data
no data | 00-PRV-INA220 | no data | no data | no data | UTS PRV | no data | INA | PD-552 | no data | no data | AIR | 0.75" | no data
no data | 00-PRV-INA224 | no data | no data | no data | UTS PRV | no data | INA | PD-552 | no data | no data | AIR | 0.75" | no data
no data | 00-PRV-INA228 | no data | no data | no data | UTS PRV | no data | INA | PD-552 | no data | no data | AIR | 0.75" | no data
no data | 00-PRV-INA232 | no data | no data | no data | UTS PRV | no data | INA | PD-552 | no data | no data | AIR | 0.75" | no data
no data | 00-PRV-INA236 | no data | no data | no data | UTS PRV | no data | INA | PD-552 | no data | no data | AIR | 0.75" | no data
no data | 00-PRV-INA240 | no data | no data | no data | UTS PRV | no data | INA | PD-552 | no data | no data | AIR | 0.75" | no data
no data | 00-PRV-INA244 | no data | no data | no data | UTS PRV | no data | INA | PD-553 | no data | no data | AIR | 0.75" | no data
no data | 00-PRV-INA248 | no data | no data | no data | UTS PRV | no data | INA | PD-554 | no data | no data | AIR | 0.75" | no data
no data | 00-PRV-INA252 | no data | no data | no data | UTS PRV | no data | INA | PD-554 | no data | no data | AIR | 0.75" | no data
no data | 00-PRV-INA256 | no data | no data | no data | UTS PRV | no data | INA | PD-554 | no data | no data | AIR | 0.75" | no data
no data | 00-PRV-INA260 | no data | no data | no data | UTS PRV | no data | INA | PD-553 | no data | no data | AIR | 0.75" | no data
no data | 00-PRV-INA264 | no data | no data | no data | UTS PRV | no data | INA | PD-553 | no data | no data | AIR | 0.75" | no data
no data | 00-PRV-INA268 | no data | no data | no data | UTS PRV | no data | INA | PD-553 | no data | no data | AIR | 0.75" | no data
no data | 00-PRV-INA272 | no data | no data | no data | UTS PRV | no data | INA | PD-554 | no data | no data | AIR | 0.75" | no data
no data | 00-PRV-INA276 | no data | no data | no data | UTS PRV | no data | INA | PD-554 | no data | no data | AIR | 0.75" | no data
no data | 00-PRV-INA280 | no data | no data | no data | UTS PRV | no data | INA | PD-554 | no data | no data | AIR | 0.75" | no data
no data | 00-PRV-INA284 | no data | no data | no data | UTS PRV | no data | INA | PD-554 | no data | no data | AIR | 0.75" | no data
no data | 00-PRV-INA288 | no data | no data | no data | UTS PRV | no data | INA | PD-554 | no data | no data | AIR | 0.75" | no data
no data | 00-PRV-INA300 | no data | no data | no data | UTS PRV | no data | INA | PD-555 | no data | no data | AIR | 0.75" | no data
no data | 00-PRV-INA304 | no data | no data | no data | UTS PRV | no data | INA | PD-555 | no data | no data | AIR | 0.75" | no data
no data | 00-PRV-INA308 | no data | no data | no data | UTS PRV | no data | INA | PD-555 | no data | no data | AIR | 0.75" | no data
no data | 00-PRV-INA312 | no data | no data | no data | UTS PRV | no data | INA | PD-555 | no data | no data | AIR | 0.75" | no data
no data | 00-PRV-INA316 | no data | no data | no data | UTS PRV | no data | INA | PD-561 | no data | no data | AIR | 0.75" | no data
no data | 00-PRV-INA320 | no data | no data | no data | UTS PRV | no data | INA | PD-562 | no data | no data | AIR | 0.75" | no data
no data | 00-PRV-INA324 | no data | no data | no data | UTS PRV | no data | INA | PD-562 | no data | no data | AIR | 0.75" | no data
no data | 00-PRV-INA328 | no data | no data | no data | UTS PRV | no data | INA | PD-556 | no data | no data | AIR | 0.75" | no data
no data | 00-PRV-INA332 | no data | no data | no data | UTS PRV | no data | INA | PD-556 | no data | no data | AIR | 0.75" | no data
no data | 00-PRV-INA336 | no data | no data | no data | UTS PRV | no data | INA | PD-556 | no data | no data | AIR | 0.75" | no data
no data | 00-PRV-INA340 | no data | no data | no data | UTS PRV | no data | INA | PD-556 | no data | no data | AIR | 0.75" | no data
no data | 00-PRV-INA344 | no data | no data | no data | UTS PRV | no data | INA | PD-556 | no data | no data | AIR | 0.75" | no data
no data | 00-PRV-INA348 | no data | no data | no data | UTS PRV | no data | INA | PD-556 | no data | no data | AIR | 0.75" | no data
no data | 00-PRV-INA352 | no data | no data | no data | UTS PRV | no data | INA | PD-556 | no data | no data | AIR | 0.75" | no data
no data | 00-PRV-INA356 | no data | no data | no data | UTS PRV | no data | INA | PD-556 | no data | no data | AIR | 0.75" | no data
no data | 00-PRV-INA357 | no data | no data | no data | UTS PRV | no data | INA | PD-556 | no data | no data | AIR | 0.75" | no data
no data | 00-PRV-INA364 | no data | no data | no data | UTS PRV | no data | INA | PD-557 | no data | no data | AIR | 0.75" | no data
no data | 00-PRV-INA368 | no data | no data | no data | UTS PRV | no data | INA | PD-557 | no data | no data | AIR | 0.75" | no data
no data | 00-PRV-INA400 | no data | no data | no data | UTS PRV | no data | INA | PD-557 | no data | no data | AIR | 0.75" | no data
no data | 00-PRV-INA404 | no data | no data | no data | UTS PRV | no data | INA | PD-557 | no data | no data | AIR | 0.75" | no data
no data | 00-PRV-INA408 | no data | no data | no data | UTS PRV | no data | INA | PD-557 | no data | no data | AIR | 0.75" | no data
no data | 00-PRV-INA412 | no data | no data | no data | UTS PRV | no data | INA | PD-557 | no data | no data | AIR | 0.75" | no data
no data | 00-PRV-INA416 | no data | no data | no data | UTS PRV | no data | INA | PD-557 | no data | no data | AIR | 0.75" | no data
no data | 00-PRV-INA420 | no data | no data | no data | UTS PRV | no data | INA | PD-557 | no data | no data | AIR | 0.75" | no data
no data | 00-PRV-INA424 | no data | no data | no data | UTS PRV | no data | INA | PD-557 | no data | no data | AIR | 0.75" | no data
no data | 00-PRV-INA428 | no data | no data | no data | UTS PRV | no data | INA | PD-557 | no data | no data | AIR | 0.75" | no data
no data | 00PRVINA436 | no data | no data | no data | Lueb Oil Reservoir Vacuum Pressure Regulator | no data | FGC | no data | no data | no data | Fuel Gas | 1/2" | no data
no data | 00PRVINA536 | no data | no data | no data | Lueb Oil Reservoir Vacuum Pressure Regulator | no data | FGC | no data | no data | no data | Fuel Gas | 1/2" | no data
no data | 00PRVINA636 | no data | no data | no data | Lueb Oil Reservoir Vacuum Pressure Regulator | no data | FGC | no data | no data | no data | Fuel Gas | 1/2" | no data
no data | 00-PRV-PWS602 | no data | no data | no data | PRESSURE REFGULATING VALVE FOR EWS 611 | no data | PWS | PD-402 | no data | no data | Water | 1" | no data
no data | 00-PRV-PWS603 | no data | no data | no data | PRESSURE REFGULATING VALVE FOR EWS 612 | no data | PWS | PD-402 | no data | no data | Water | 1" | no data
no data | 00-PRV-PWS604 | no data | no data | no data | PRESSURE REFGULATING VALVE FOR EWS 613 | no data | PWS | PD-402 | no data | no data | Water | 1" | no data
no data | 00-PRV-PWS605 | no data | no data | no data | PRESSURE REFGULATING VALVE FOR EWS 614 | no data | PWS | PD-402 | no data | no data | Water | 1" | no data
no data | 00-PRV-PWS606 | no data | no data | no data | PRESSURE REFGULATING VALVE FOR EWS 615 | no data | PWS | PD-402 | no data | no data | Water | 1" | no data
no data | 00-PRV-PWS607 | no data | no data | no data | PRESSURE REFGULATING VALVE FOR EWS 616 | no data | PWS | PD-402 | no data | no data | Water | 1" | no data
no data | 00-PRV-PWS608 | no data | no data | no data | PRESSURE REFGULATING VALVE FOR EWS 617 | no data | PWS | PD-402 | no data | no data | Water | 1" | no data
no data | 00-PRV-PWS609 | no data | no data | no data | PRESSURE REFGULATING VALVE FOR EWS 618 | no data | PWS | PD-402 | no data | no data | Water | 1" | no data
no data | 00-PRV-PWS610 | no data | no data | no data | PRESSURE REFGULATING VALVE FOR EWS 619 | no data | PWS | PD-402 | no data | no data | Water | 1" | no data
no data | 00-PRV-PWS629 | no data | no data | no data | PRESSURE REFGULATING VALVE FOR EWS 620 | no data | PWS | PD-402 | no data | no data | Water | 1" | no data
no data | 00-PRV-PWS630 | no data | no data | no data | PRESSURE REFGULATING VALVE FOR EWS 621 | no data | PWS | PD-402 | no data | no data | Water | 1" | no data
no data | 00-PRV-PWS631 | no data | no data | no data | PRESSURE REFGULATING VALVE FOR EWS 622 | no data | PWS | PD-402 | no data | no data | Water | 1" | no data
no data | 00-PRV-PWS632 | no data | no data | no data | PRESSURE REFGULATING VALVE FOR EWS 623 | no data | PWS | PD-402 | no data | no data | Water | 1" | no data
no data | 00-PRV-PWS633 | no data | no data | no data | PRESSURE REFGULATING VALVE FOR EWS 624 & 628 | no data | PWS | PD-402 | no data | no data | Water | 1" | no data
no data | 00-PRV-PWS634 | no data | no data | no data | PRESSURE REFGULATING VALVE FOR EWS 625 | no data | PWS | PD-402 | no data | no data | Water | 1" | no data
no data | 00-PRV-PWS635 | no data | no data | no data | PRESSURE REFGULATING VALVE FOR EWS 626 | no data | PWS | PD-402 | no data | no data | Water | 1" | no data
no data | 00-PRV-SWS633 | no data | no data | no data | UTILITY STATION PRESSURE REGULATOR | no data | SWS | PD-392 | no data | no data | Water | 1" | no data
no data | 00-PRV-SWS634 | no data | no data | no data | UTILITY STATION PRESSURE REGULATOR | no data | SWS | PD-392 | no data | no data | Water | 1" | no data
no data | 00-PRV-SWS635 | no data | no data | no data | UTILITY STATION PRESSURE REGULATOR | no data | SWS | PD-392 | no data | no data | Water | 1" | no data
no data | 00-PRV-SWS636 | no data | no data | no data | UTILITY STATION PRESSURE REGULATOR | no data | SWS | PD-392 | no data | no data | Water | 1" | no data
no data | 00-PRV-SWS637 | no data | no data | no data | UTILITY STATION PRESSURE REGULATOR | no data | SWS | PD-392 | no data | no data | Water | 1" | no data
no data | 00-PRV-SWS638 | no data | no data | no data | UTILITY STATION PRESSURE REGULATOR | no data | SWS | PD-392 | no data | no data | Water | 1" | no data
no data | 00-PRV-SWS639 | no data | no data | no data | UTILITY STATION PRESSURE REGULATOR | no data | SWS | PD-392 | no data | no data | Water | 1" | no data
no data | 00-PRV-SWS640 | no data | no data | no data | UTILITY STATION PRESSURE REGULATOR | no data | SWS | PD-392 | no data | no data | Water | 1" | no data
no data | 00-PRV-SWS641 | no data | no data | no data | UTILITY STATION PRESSURE REGULATOR | no data | SWS | PD-392 | no data | no data | Water | 1" | no data
no data | 00-PRV-SWS642 | no data | no data | no data | UTILITY STATION PRESSURE REGULATOR | no data | SWS | PD-392 | no data | no data | Water | 1" | no data
no data | 00-PRV-SWS643 | no data | no data | no data | UTILITY STATION PRESSURE REGULATOR | no data | SWS | PD-392 | no data | no data | Water | 1" | no data
no data | 00-PRV-SWS644 | no data | no data | no data | UTILITY STATION PRESSURE REGULATOR | no data | SWS | PD-392 | no data | no data | Water | 1" | no data
no data | 00-PRV-SWS645 | no data | no data | no data | UTILITY STATION PRESSURE REGULATOR | no data | SWS | PD-393 | no data | no data | Water | 1" | no data
no data | 00-PRV-SWS646 | no data | no data | no data | UTILITY STATION PRESSURE REGULATOR | no data | SWS | PD-393 | no data | no data | Water | 1" | no data
no data | 00-PRV-SWS647 | no data | no data | no data | UTILITY STATION PRESSURE REGULATOR | no data | SWS | PD-393 | no data | no data | Water | 1" | no data
no data | 00-PRV-SWS648 | no data | no data | no data | UTILITY STATION PRESSURE REGULATOR | no data | SWS | PD-393 | no data | no data | Water | 1" | no data
no data | 00-PRV-SWS649 | no data | no data | no data | UTILITY STATION PRESSURE REGULATOR | no data | SWS | PD-393 | no data | no data | Water | 1" | no data
no data | 00-PRV-SWS650 | no data | no data | no data | UTILITY STATION PRESSURE REGULATOR | no data | SWS | PD-393 | no data | no data | Water | 1" | no data
no data | 00-PRV-SWS651 | no data | no data | no data | UTILITY STATION PRESSURE REGULATOR | no data | SWS | PD-393 | no data | no data | Water | 1" | no data
no data | 00-PRV-SWS652 | no data | no data | no data | UTILITY STATION PRESSURE REGULATOR | no data | SWS | PD-393 | no data | no data | Water | 1" | no data
no data | 00-PRV-SWS653 | no data | no data | no data | UTILITY STATION PRESSURE REGULATOR | no data | SWS | PD-393 | no data | no data | Water | 1" | no data
no data | 00-PRV-SWS654 | no data | no data | no data | UTILITY STATION PRESSURE REGULATOR | no data | SWS | PD-393 | no data | no data | Water | 1" | no data
no data | 00-PRV-SWS655 | no data | no data | no data | UTILITY STATION PRESSURE REGULATOR | no data | SWS | PD-393 | no data | no data | Water | 1" | no data
no data | 00-PRV-SWS656 | no data | no data | no data | UTILITY STATION PRESSURE REGULATOR | no data | SWS | PD-393 | no data | no data | Water | 1" | no data
no data | 00-PRV-SWS657 | no data | no data | no data | UTILITY STATION PRESSURE REGULATOR | no data | SWS | PD-394 | no data | no data | Water | 1" | no data
no data | 00-PRV-SWS658 | no data | no data | no data | UTILITY STATION PRESSURE REGULATOR | no data | SWS | PD-393 | no data | no data | Water | 1" | no data
no data | 00-PRV-SWS659 | no data | no data | no data | UTILITY STATION PRESSURE REGULATOR | no data | SWS | PD-394 | no data | no data | Water | 1" | no data
no data | 00-PRV-SWS660 | no data | no data | no data | UTILITY STATION PRESSURE REGULATOR | no data | SWS | PD-394 | no data | no data | Water | 1" | no data
no data | 00-PRV-SWS661 | no data | no data | no data | UTILITY STATION PRESSURE REGULATOR | no data | SWS | PD-394 | no data | no data | Water | 1" | no data
no data | 00-PRV-SWS662 | no data | no data | no data | UTILITY STATION PRESSURE REGULATOR | no data | SWS | PD-394 | no data | no data | Water | 1" | no data
no data | 00-PRV-SWS663 | no data | no data | no data | UTILITY STATION PRESSURE REGULATOR | no data | SWS | PD-394 | no data | no data | Water | 1" | no data
no data | 00-PRV-SWS664 | no data | no data | no data | UTILITY STATION PRESSURE REGULATOR | no data | SWS | PD-394 | no data | no data | Water | 1" | no data
no data | 00-PRV-SWS665 | no data | no data | no data | UTILITY STATION PRESSURE REGULATOR | no data | SWS | PD-394 | no data | no data | Water | 1" | no data
no data | 00-PRV-SWS666 | no data | no data | no data | UTILITY STATION PRESSURE REGULATOR | no data | SWS | PD-394 | no data | no data | Water | 1" | no data
no data | 00-PRV-SWS667 | no data | no data | no data | UTILITY STATION PRESSURE REGULATOR | no data | SWS | PD-394 | no data | no data | Water | 1" | no data
no data | 00-PRV-SWS668 | no data | no data | no data | UTILITY STATION PRESSURE REGULATOR | no data | SWS | PD-394 | no data | no data | Water | 1" | no data
no data | 00-PRV-SWS669 | no data | no data | no data | UTILITY STATION PRESSURE REGULATOR | no data | SWS | PD-394 | no data | no data | Water | 1" | no data
no data | 00-PRV-SWS670 | no data | no data | no data | UTILITY STATION PRESSURE REGULATOR | no data | SWS | PD-394 | no data | no data | Water | 1" | no data
no data | 00-PRV-SWS671 | no data | no data | no data | UTILITY STATION PRESSURE REGULATOR | no data | SWS | PD-394 | no data | no data | Water | 1" | no data
no data | 00-PRV-SWS672 | no data | no data | no data | UTILITY STATION PRESSURE REGULATOR | no data | SWS | PD-394 | no data | no data | Water | 1" | no data
no data | 00-PRV-SWS673 | no data | no data | no data | UTILITY STATION PRESSURE REGULATOR | no data | SWS | PD-394 | no data | no data | Water | 1" | no data
no data | 00-PRV-SWS674 | no data | no data | no data | UTILITY STATION PRESSURE REGULATOR | no data | SWS | PD-394 | no data | no data | Water | 1" | no data
no data | 00-PRV-SWS675 | no data | no data | no data | UTILITY STATION PRESSURE REGULATOR | no data | SWS | PD-395 | no data | no data | Water | 1" | no data
no data | 00-PRV-SWS676 | no data | no data | no data | UTILITY STATION PRESSURE REGULATOR | no data | SWS | PD-395 | no data | no data | Water | 1" | no data
no data | 00-PRV-SWS677 | no data | no data | no data | BEARING FLUSH PRESSURE REGULATOR | no data | SWS | PD-961 | no data | no data | Water | 1" | no data
no data | 00-PRV-SWS678 | no data | no data | no data | FREE CHLORINE PRESSURE REGULATOR | no data | SWS | PD-391 | no data | no data | Water | 0.5" | no data
no data | 00-PSV-AQA100 | no data | no data | no data | TANK 1 PSV | no data | AQA | PD-780 | no data | no data | 19% Aqueous Ammonia | 2" | no data
no data | 00-PSV-AQA200 | no data | no data | no data | TANK 2 PSV | no data | AQA | PD-781 | no data | no data | 19% Aqueous Ammonia | 2" | no data
no data | 00-PSV-AXS843 | no data | no data | no data | Instrument Air Pressure Relief Valve | no data | Aux Boiler | PI-1001 | no data | no data | Instrument Air | 1"X1" | no data
no data | 00-PSV-AXS900 | no data | no data | no data | Drum Safety #1 | no data | Aux Boiler | 627-02455-3 | no data | no data | Sat. Steam | 3 x 4 | no data
no data | 00-PSV-AXS901 | no data | no data | no data | Drum Safety #2 | no data | Aux Boiler | 627-02455-3 | no data | no data | Sat. Steam | 2.5 x 4 | no data
no data | 00-PSV-AXS902 | no data | no data | no data | DA Safety Valve #1 | no data | Aux Boiler | 627-02455-6 | no data | no data | Sat. Steam / Water | 3" | no data
no data | 00-PSV-AXS903 | no data | no data | no data | DA Safety Valve #2 | no data | Aux Boiler | 627-02455-6 | no data | no data | Sat. Steam / Water | 3" | no data
no data | 00-PSV-CMG600 | no data | no data | no data | H2 OVERPRESSURE PROTECTION | no data | CMG | PD-571 | no data | no data | HYDROGEN | 1" | no data
no data | 00-PSV-CMG611 | no data | no data | no data | NITROGEN OVERPRESSURE PROTECTION | no data | CMG | PD-570 | no data | no data | NITROGEN | 1" | no data
no data | 00-PSV-CMG621 | no data | no data | no data | NITROGEN OVERPRESSURE PROTECTION | no data | CMG | PD-570 | no data | no data | NITROGEN | 1" | no data
no data | 00PSVFGS431 | no data | no data | no data | Lube Oil Supply Pressure Relief Valve | no data | FGC | no data | no data | no data | Fuel Gas | 2.5" | no data
no data | 00PSVFGS432 | no data | no data | no data | Lube Oil Supply Back Pressure Control Valve | no data | FGC | no data | no data | no data | Fuel Gas | 1" | no data
no data | 00PSVFGS480 | no data | no data | no data | Pressure Safety Valve | no data | FGC | no data | no data | no data | Fuel Gas | 3" x 4" | no data
no data | 00PSVFGS531 | no data | no data | no data | Lube Oil Supply Pressure Relief Valve | no data | FGC | no data | no data | no data | Fuel Gas | 2.5" | no data
no data | 00PSVFGS532 | no data | no data | no data | Lube Oil Supply Back Pressure Control Valve | no data | FGC | no data | no data | no data | Fuel Gas | 1" | no data
no data | 00PSVFGS580 | no data | no data | no data | Pressure Safety Valve | no data | FGC | no data | no data | no data | Fuel Gas | 3" x 4" | no data
no data | 00PSVFGS631 | no data | no data | no data | Lube Oil Supply Pressure Relief Valve | no data | FGC | no data | no data | no data | Fuel Gas | 2.5" | no data
no data | 00PSVFGS632 | no data | no data | no data | Lube Oil Supply Back Pressure Control Valve | no data | FGC | no data | no data | no data | Fuel Gas | 1" | no data
no data | 00PSVFGS680 | no data | no data | no data | Pressure Safety Valve | no data | FGC | no data | no data | no data | Fuel Gas | 3" x 4" | no data
no data | 00-PSV-FPS801 | no data | no data | no data | Main Relief valve | N/A | FireSystem | QZ0386‐P&ID | no data | no data | Water | 8.0 | no data
no data | 00-PSV-FPS802 | no data | no data | no data | Jockey Pump Pressure Relief Valve | N/A | FireSystem | QZ0386‐P&ID | no data | no data | Water | 0.75 | no data
no data | 00-PSV-FPS803 | no data | no data | no data | Electric Pump casing relief valve | N/A | FireSystem | QZ0386‐P&ID | no data | no data | Water | 1.0 | no data
no data | 00QFF11AA501 | no data | no data | no data | no data | BALL VALVE | MBSHIVL | LP-01224 | no data | no data | IA | 1" | no data
no data | 00QFF11AA502 | no data | no data | no data | no data | Globe valve | MBSHI | LP-01224 | no data | no data | IA | 1/2" | no data
no data | 00QFF11AA503 | no data | no data | no data | no data | Globe valve | MBSHI | LP-01224 | no data | no data | IA | 1/2" | no data
no data | 00QFF11AA951 | no data | no data | no data | no data | Globe valve | MBSHI | LP-01224 | no data | no data | IA | 1/2" | no data
no data | 00QFF11AA951 | no data | no data | no data | no data | BALL VALVE | MBSHIVL | LP-01224 | no data | no data | IA | 1/2" | no data
no data | 00SDD01AA101 | no data | no data | no data | no data | Ball valve | MBSHI | LP-01224 | no data | no data | DW | 2" | no data
no data | 00SDD01AA101 | no data | no data | no data | no data | BALL VALVE | MBSHIVL | LP-01224 | no data | no data | DW | 2" | no data
no data | 00SDD01AA102 | no data | no data | no data | no data | Gate valve | MBSHI | LP-01224 | no data | no data | DW | 2" | no data
no data | 00SDD01AA102 | no data | no data | no data | no data | BALL VALVE | MBSHIVL | LP-01224 | no data | no data | DW | 2" | no data
no data | 00SDD01AA103 | no data | no data | no data | no data | Globe valve | MBSHI | LP-01224 | no data | no data | DW | 2" | no data
no data | 00SDD01AA104 | no data | no data | no data | no data | Check valve | MBSHI | LP-01224 | no data | no data | DW | 2" | no data
no data | 00SDD01AA104 | no data | no data | no data | no data | CHECK VALVE | MBSHIVL | LP-01224 | no data | no data | DW | 2" | no data
no data | 00SDD01AA105 | no data | no data | no data | no data | Ball valve | MBSHI | LP-01224 | no data | no data | DW | 1/2" | no data
no data | 00SDD01AA106 | no data | no data | no data | no data | Ball valve | MBSHI | LP-01224 | no data | no data | DW | 2" | no data
no data | 00SDD01AA106 | no data | no data | no data | no data | BALL VALVE | MBSHIVL | LP-01224 | no data | no data | DW | 2" | no data
no data | 00SDD01AA107 | no data | no data | no data | no data | Gate valve | MBSHI | LP-01224 | no data | no data | DW | 2" | no data
no data | 00SDD01AA110 | no data | no data | no data | no data | BALL VALVE | MBSHIVL | LP-01224 | no data | no data | DW | 1" | no data
no data | 00SDD01AA122 | no data | no data | no data | no data | Gate valve | MBSHI | LP-01224 | no data | no data | DW | 2" | no data
no data | 00SDD01AA702 | no data | no data | no data | no data | Gate valve | MBSHI | LP-01224 | no data | no data | DW | 2" | no data
no data | 00SDD01AA801 | no data | no data | no data | no data | BALL VALVE | MBSHIVL | LP-01224 | no data | no data | DW | 1/2" | no data
no data | 00SDD01AA802 | no data | no data | no data | no data | BALL VALVE | MBSHIVL | LP-01224 | no data | no data | DW | 1/2" | no data
no data | 00SDD01AA803 | no data | no data | no data | no data | Gate valve | MBSHI | LP-01224 | no data | no data | DW | 1/2" | no data
no data | 00SDD01AA803 | no data | no data | no data | no data | Gate valve | MBSHI | LP-01224 | no data | no data | DW | 1/2" | no data
no data | 00SDD01AA901 | no data | no data | no data | no data | Ball valve | MBSHI | LP-01224 | no data | no data | DW | 2" | no data
no data | 00SDD01AA901 | no data | no data | no data | no data | BALL VALVE | MBSHIVL | LP-01224 | no data | no data | DW | 2" | no data
no data | 00SDD01AA902 | no data | no data | no data | no data | Gate valve | MBSHI | LP-01224 | no data | no data | DW | 1" | no data
no data | 00SDD01AA902 | no data | no data | no data | no data | BALL VALVE | MBSHIVL | LP-01224 | no data | no data | DW | 1" | no data
no data | 00SDD01AA903 | no data | no data | no data | no data | Gate valve | MBSHI | LP-01224 | no data | no data | DW | 1" | no data
no data | 00SDD01AA903 | no data | no data | no data | no data | BALL VALVE | MBSHIVL | LP-01224 | no data | no data | DW | 1" | no data
no data | 00SDD01AA904 | no data | no data | no data | no data | BALL VALVE | MBSHIVL | LP-01224 | no data | no data | DW | 1/2" | no data
no data | 00SDD01AA906 | no data | no data | no data | no data | BALL VALVE | MBSHIVL | LP-01224 | no data | no data | DW | 1/2" | no data
no data | 00SDJ01AA803 | no data | no data | no data | no data | Gate valve | MBSHI | LP-01224 | no data | no data | DW | 1/2" | no data
no data | 00-SOV-AXS902 | no data | no data | no data | Boiler Start up Vent Automated Isolation Valve | Pneumatic | Aux Boiler | 627-02455-4 | no data | no data | Sat. Steam | 3" | no data
no data | 00-SOV-FPS801 | no data | no data | no data | Solenoid Valve | N/A | FireSystem | QZ0386‐P&ID | no data | no data | Water | 1.0 | no data
no data | 00SOVINA488 | no data | no data | no data | Inlet Block Valve Solenoid Valve | no data | FGC | no data | no data | no data | Fuel Gas | 1/2" | no data
no data | 00SOVINA489 | no data | no data | no data | Purge Valve Solenoid Valve | no data | FGC | no data | no data | no data | Fuel Gas | 1/2" | no data
no data | 00SOVINA500 | no data | no data | no data | Discharge Block Valve Solenoid Valve | no data | FGC | no data | no data | no data | Fuel Gas | 8" | no data
no data | 00SOVINA501 | no data | no data | no data | Discharge Block Valve Solenoid Valve | no data | FGC | no data | no data | no data | Fuel Gas | 8" | no data
no data | 00SOVINA502 | no data | no data | no data | Discharge Block Valve Solenoid Valve | no data | FGC | no data | no data | no data | Fuel Gas | 8" | no data
no data | 00SOVINA588 | no data | no data | no data | Inlet Block Valve Solenoid Valve | no data | FGC | no data | no data | no data | Fuel Gas | 1/2" | no data
no data | 00SOVINA589 | no data | no data | no data | Purge Valve Solenoid Valve | no data | FGC | no data | no data | no data | Fuel Gas | 1/2" | no data
no data | 00SOVINA688 | no data | no data | no data | Inlet Block Valve Solenoid Valve | no data | FGC | no data | no data | no data | Fuel Gas | 1/2" | no data
no data | 00SOVINA689 | no data | no data | no data | Purge Valve Solenoid Valve | no data | FGC | no data | no data | no data | Fuel Gas | 1/2" | no data
no data | 00-TCV-AXS870 | no data | no data | no data | APH Steam Line Temperature Control Valve | no data | Aux Boiler | PI-1002 | no data | no data | Saturated Steam | 1 " | no data
no data | 00-TCV-AXS906 | no data | no data | no data | Cooling Water Temperature Control Valve | Pneumatic | Aux Boiler | 627-02455-5 | no data | no data | Cooling Water | 2" | no data
no data | 00TCVFGS435 | no data | no data | no data | Lube Oil Temperature Control Valve | no data | FGC | no data | no data | no data | Fuel Gas | 2" | no data
no data | 00TCVFGS535 | no data | no data | no data | Lube Oil Temperature Control Valve | no data | FGC | no data | no data | no data | Fuel Gas | 2" | no data
no data | 00TCVFGS635 | no data | no data | no data | Lube Oil Temperature Control Valve | no data | FGC | no data | no data | no data | Fuel Gas | 2" | no data
no data | 00-TV-SWS721 | no data | no data | no data | WASTEWATER QUENCH CONTROL VALVE | no data | SWS | PD-961 | no data | no data | Water | 2.5" | no data
no data | 00-VAQA600 | no data | no data | no data | TANK 2 UNLOADING STATION ISOLATION VALVE | no data | AQA | PD-781 | no data | no data | 19% Aqueous Ammonia | 2" | no data
no data | 00-VAQA601 | no data | no data | no data | TANK 2 UNLOADING STATION VAPOR RETURN ISOLATION VALVE | no data | AQA | PD-781 | no data | no data | 19% Aqueous Ammonia | 1.5" | no data
no data | 00-VAQA602 | no data | no data | no data | AQA TANK 1 DRAIN ISOLATION VALVE | no data | AQA | PD-780 | no data | no data | 19% Aqueous Ammonia | 2" | no data
no data | 00-VAQA603 | no data | no data | no data | TANK 2 DRAIN ISOLATION VALVE | no data | AQA | PD-781 | no data | no data | 19% Aqueous Ammonia | 2" | no data
no data | 00-VAQA605 | no data | no data | no data | AQA TANK 1 FORWARDING PUMPS ISOLATION VALVE UPSTREAM OF DRAIN | no data | AQA | PD-780 | no data | no data | 19% Aqueous Ammonia | 1" | no data
no data | 00-VAQA606 | no data | no data | no data | TANK 1 FORWARDING PUMPS ISOLATION VALVE DOWNSTREAM OF DRAIN | no data | AQA | PD-780 | no data | no data | 19% Aqueous Ammonia | 1" | no data
no data | 00-VAQA607 | no data | no data | no data | AQA TANK 1 FORWARDING PUMPS DRAIN ISOLATION VALVE | no data | AQA | PD-780 | no data | no data | 19% Aqueous Ammonia | 0.75" | no data
no data | 00-VAQA609 | no data | no data | no data | LEVEL GAUGE 109 ISOLATION VALVE | no data | AQA | PD-780 | no data | no data | 19% Aqueous Ammonia | 2" | no data
no data | 00-VAQA610 | no data | no data | no data | LEVEL GAUGE 109 ISOLATION VALVE | no data | AQA | PD-780 | no data | no data | 19% Aqueous Ammonia | 2" | no data
no data | 00-VAQA611 | no data | no data | no data | TANK 1 UNLOADING STATION ISOLATION VALVE | no data | AQA | PD-780 | no data | no data | 19% Aqueous Ammonia | 2" | no data
no data | 00-VAQA612 | no data | no data | no data | TANK 1 PUMP RECIRC ISOLATION VALVE DOWNSTREAM OF DRAIN | no data | AQA | PD-780 | no data | no data | 19% Aqueous Ammonia | 0.75" | no data
no data | 00-VAQA617 | no data | no data | no data | AQA FORWARDING PUMP SKID ISOLATION VALVE | no data | AQA | PD-782 | no data | no data | 19% Aqueous Ammonia | 1" | no data
no data | 00-VAQA621 | no data | no data | no data | TANK 1 PUMP RECIRC ISOLATION VALVE UPSTREAM OF DRAIN | no data | AQA | PD-780 | no data | no data | 19% Aqueous Ammonia | 0.75" | no data
no data | 00-VAQA625 | no data | no data | no data | TANK 1 PUMP RECIRC DRAIN ISOLATION VALVE | no data | AQA | PD-780 | no data | no data | 19% Aqueous Ammonia | 0.75" | no data
no data | 00-VAQA628 | no data | no data | no data | PIT AQA101 ISOLATION VALVE | no data | AQA | PD-780 | no data | no data | 19% Aqueous Ammonia | 2" | no data
no data | 00-VAQA631 | no data | no data | no data | TANK 2 PUMP RECIRC DRAIN ISOLATION VALVE | no data | AQA | PD-781 | no data | no data | 19% Aqueous Ammonia | 0.75" | no data
no data | 00-VAQA636 | no data | no data | no data | TANK 1 UNLOADING STATION VAPOR RETURN ISOLATION VALVE | no data | AQA | PD-780 | no data | no data | 19% Aqueous Ammonia | 1.5" | no data
no data | 00-VAQA640 | no data | no data | no data | TANK 1 PUMP RECIRC VENT ISOLATION VALVE | no data | AQA | PD-780 | no data | no data | 19% Aqueous Ammonia | 0.75" | no data
no data | 00-VAQA643 | no data | no data | no data | TANK 2 FORWARDING PUMPS ISOLATION VALVE UPSTREAM OF DRAIN | no data | AQA | PD-781 | no data | no data | 19% Aqueous Ammonia | 1" | no data
no data | 00-VAQA647 | no data | no data | no data | PIT AQA201 ISOLATION VALVE | no data | AQA | PD-781 | no data | no data | 19% Aqueous Ammonia | 2" | no data
no data | 00-VAQA660 | no data | no data | no data | TANK 2 LEVEL GAUGE 209 ISOLATION VALVE | no data | AQA | PD-781 | no data | no data | 19% Aqueous Ammonia | 2" | no data
no data | 00-VAQA665 | no data | no data | no data | TANK 2 LEVEL GAUGE 209 ISOLATION VALVE | no data | AQA | PD-781 | no data | no data | 19% Aqueous Ammonia | 2" | no data
no data | 00-VAQA680 | no data | no data | no data | TANK 2 FORWARDING PUMPS ISOLATION VALVE DOWNSTREAM OF DRAIN | no data | AQA | PD-781 | no data | no data | 19% Aqueous Ammonia | 1" | no data
no data | 00-VAQA681 | no data | no data | no data | TANK 2 PUMP RECIRC VENT ISOLATION VALVE | no data | AQA | PD-781 | no data | no data | 19% Aqueous Ammonia | 0.75" | no data
no data | 00-VAQA685 | no data | no data | no data | TANK 2 PUMP RECIRC ISOLATION VALVE UPSTREAM OF DRAIN | no data | AQA | PD-781 | no data | no data | 19% Aqueous Ammonia | 0.75" | no data
no data | 00-VAQA687 | no data | no data | no data | TANK 2 PUMP RECIRC ISOLATION VALVE DOWNSTREAM OF DRAIN | no data | AQA | PD-781 | no data | no data | 19% Aqueous Ammonia | 0.75" | no data
no data | 00-VAQA690 | no data | no data | no data | TANK 2 FORWARDING PUMP LINE DRAIN ISOLATION VALVE | no data | AQA | PD-781 | no data | no data | 19% Aqueous Ammonia | 0.75" | no data
no data | 00-VAXS601 | no data | no data | no data | DRAIN | no data | AXS | PD-120 | no data | no data | Steam | 0.75" | no data
no data | 00-VAXS602 | no data | no data | no data | DRAIN | no data | AXS | PD-121 | no data | no data | Steam/Water | 0.75" | no data
no data | 00-VAXS622 | no data | no data | no data | INSTRUMENT | no data | AXS | PD-120 | no data | no data | Steam | 0.75" | no data
no data | 00-VAXS623 | no data | no data | no data | BACK PRESSURE CONTROL VALVE ISOLATION | no data | AXS | PD-120 | no data | no data | Steam | 8" | no data
no data | 00-VAXS624 | no data | no data | no data | BACK PRESSURE CONTROL VALVE BYPASS | no data | AXS | PD-120 | no data | no data | Steam | 6" | no data
no data | 00-VAXS625 | no data | no data | no data | BACK PRESSURE CONTROL VALVE ISOLATION | no data | AXS | PD-120 | no data | no data | Steam | 8" | no data
no data | 00-VAXS800 | no data | no data | no data | Natural Gas Main Line Manual Valve | no data | Aux Boiler | PI-1001 | no data | no data | Natural Gas | 4" | no data
no data | 00-VAXS801 | no data | no data | no data | Natural Gas Main Line Root Manual Valve | no data | Aux Boiler | PI-1001 | no data | no data | Natural Gas | 3/4" | no data
no data | 00-VAXS802 | no data | no data | no data | Natural Gas Main Line Pressure Gauge Manifold | no data | Aux Boiler | PI-1001 | no data | no data | Natural Gas | 1/2" | no data
no data | 00-VAXS803 | no data | no data | no data | Natural Gas Main Line Test Point Manual Valve | no data | Aux Boiler | PI-1001 | no data | no data | Natural Gas | 3/4" | no data
no data | 00-VAXS804 | no data | no data | no data | Natural Gas Main Line Drain Valve | no data | Aux Boiler | PI-1001 | no data | no data | Natural Gas | 3/4" | no data
no data | 00-VAXS805 | no data | no data | no data | Natural Gas Main Line Flow Transmitter Manifold | no data | Aux Boiler | PI-1001 | no data | no data | Natural Gas | 1/2" | no data
no data | 00-VAXS806 | no data | no data | no data | Natural Gas Main Line Root Manual Valve | no data | Aux Boiler | PI-1001 | no data | no data | Natural Gas | 3/4" | no data
no data | 00-VAXS807 | no data | no data | no data | Natural Gas Main Line Root Manual Valve | no data | Aux Boiler | PI-1001 | no data | no data | Natural Gas | 3/4" | no data
no data | 00-VAXS808 | no data | no data | no data | Natural Gas Main Line Manual Drain Valve | no data | Aux Boiler | PI-1001 | no data | no data | Natural Gas | 3/4" | no data
no data | 00-VAXS809 | no data | no data | no data | Natural Gas Main Line Root Manual Valve | no data | Aux Boiler | PI-1001 | no data | no data | Natural Gas | 3/4" | no data
no data | 00-VAXS810 | no data | no data | no data | Natural Gas Main Line Pressure Gauge Manifold | no data | Aux Boiler | PI-1001 | no data | no data | Natural Gas | 1/2" | no data
no data | 00-VAXS811 | no data | no data | no data | Natural Gas Main Line Root Manual Valve | no data | Aux Boiler | PI-1001 | no data | no data | Natural Gas | 3/4" | no data
no data | 00-VAXS815 | no data | no data | no data | Natural Gas Main Line Leak Test Valve | no data | Aux Boiler | PI-1001 | no data | no data | Natural Gas | 3/4" | no data
no data | 00-VAXS816 | no data | no data | no data | Natural Gas Vent Leak Test Valve | no data | Aux Boiler | PI-1001 | no data | no data | Natural Gas | 2" | no data
no data | 00-VAXS817 | no data | no data | no data | Natural Gas Main Line Leak Test Valve | no data | Aux Boiler | PI-1001 | no data | no data | Natural Gas | 3/4" | no data
no data | 00-VAXS818 | no data | no data | no data | Natural Gas Main Line Root Manual Valve | no data | Aux Boiler | PI-1001 | no data | no data | Natural Gas | 3/4" | no data
no data | 00-VAXS821 | no data | no data | no data | Natural Gas Main Line Test Firing Manual Valve | no data | Aux Boiler | PI-1001 | no data | no data | Natural Gas | 4" | no data
no data | 00-VAXS822 | no data | no data | no data | Natural Gas Main Line Root Manual Valve | no data | Aux Boiler | PI-1001 | no data | no data | Natural Gas | 3/4" | no data
no data | 00-VAXS823 | no data | no data | no data | Natural Gas Main Line Pressure Gauge Manifold | no data | Aux Boiler | PI-1001 | no data | no data | Natural Gas | 1/2" | no data
no data | 00-VAXS823A | no data | no data | no data | Steam Flow Transmitter Root Valve | no data | Aux Boiler | 627-02455-4 | no data | no data | Sat. Steam | 1/2" | no data
no data | 00-VAXS823B | no data | no data | no data | Steam Flow Transmitter Root Valve | no data | Aux Boiler | 627-02455-4 | no data | no data | Sat. Steam | 1/2" | no data
no data | 00-VAXS824 | no data | no data | no data | Main Steam Header Pressure Transmitter Root Valve | no data | Aux Boiler | 627-02455-4 | no data | no data | Sat. Steam | 1/2" | no data
no data | 00-VAXS824 | no data | no data | no data | Stabilizing Gas Line Test Point Manual Valve | no data | Aux Boiler | PI-1001 | no data | no data | Natural Gas | 3/4" | no data
no data | 00-VAXS825 | no data | no data | no data | Stabilizing Gas Line Manual Control Valve | no data | Aux Boiler | PI-1001 | no data | no data | Natural Gas | 2-1/2" | no data
no data | 00-VAXS826 | no data | no data | no data | Stabilizing Gas Line Manual Control Valve | no data | Aux Boiler | PI-1001 | no data | no data | Natural Gas | 2-1/2" | no data
no data | 00-VAXS827 | no data | no data | no data | Stabilizing Gas Line Check Valve | no data | Aux Boiler | PI-1001 | no data | no data | Natural Gas | 2-1/2" | no data
no data | 00-VAXS828 | no data | no data | no data | Stabilizing Gas Line Test Point Manual Valve | no data | Aux Boiler | PI-1001 | no data | no data | Natural Gas | 3/4" | no data
no data | 00-VAXS830 | no data | no data | no data | Pilot Line Manual Valve | no data | Aux Boiler | PI-1001 | no data | no data | Natural Gas | 3/4" | no data
no data | 00-VAXS831 | no data | no data | no data | Pilot Line Manual Root Valve | no data | Aux Boiler | PI-1001 | no data | no data | Natural Gas | 3/4" | no data
no data | 00-VAXS832 | no data | no data | no data | Pilot Line Pressure Gauge Manifold | no data | Aux Boiler | PI-1001 | no data | no data | Natural Gas | 1/2" | no data
no data | 00-VAXS833 | no data | no data | no data | Pilot Line Test Point Manual Valve | no data | Aux Boiler | PI-1001 | no data | no data | Natural Gas | 3/4" | no data
no data | 00-VAXS835 | no data | no data | no data | Pilot Line Manual Root Valve | no data | Aux Boiler | PI-1001 | no data | no data | Natural Gas | 3/4" | no data
no data | 00-VAXS836 | no data | no data | no data | Pilot Line Pressure Gauge Manifold | no data | Aux Boiler | PI-1001 | no data | no data | Natural Gas | 1/2" | no data
no data | 00-VAXS841 | no data | no data | no data | Instrument Air Manual Valve | no data | Aux Boiler | PI-1001 | no data | no data | Instrument Air | 3/4" | no data
no data | 00-VAXS842 | no data | no data | no data | Instrument Air Test Point Manual Valve | no data | Aux Boiler | PI-1001 | no data | no data | Instrument Air | 3/4" | no data
no data | 00-VAXS844 | no data | no data | no data | Instrument Air Root Valve | no data | Aux Boiler | PI-1001 | no data | no data | Instrument Air | 3/4" | no data
no data | 00-VAXS845 | no data | no data | no data | Instrument Air Pressure Gauge Manifold | no data | Aux Boiler | PI-1001 | no data | no data | Instrument Air | 1/2" | no data
no data | 00-VAXS846 | no data | no data | no data | Instrument Air Drain Valve | no data | Aux Boiler | PI-1001 | no data | no data | Instrument Air | 3/4" | no data
no data | 00-VAXS847 | no data | no data | no data | Instrument Air Manual Valve | no data | Aux Boiler | PI-1001 | no data | no data | Instrument Air | 1/2" | no data
no data | 00-VAXS848 | no data | no data | no data | Instrument Air Manual Valve | no data | Aux Boiler | PI-1001 | no data | no data | Instrument Air | 1/2" | no data
no data | 00-VAXS849 | no data | no data | no data | Instrument Air Manual Valve | no data | Aux Boiler | PI-1001 | no data | no data | Instrument Air | 1/2" | no data
no data | 00-VAXS850 | no data | no data | no data | Instrument Air Manual Valve | no data | Aux Boiler | PI-1001 | no data | no data | Instrument Air | 1/2" | no data
no data | 00-VAXS851 | no data | no data | no data | Instrument Air Manual Valve | no data | Aux Boiler | PI-1001 | no data | no data | Instrument Air | 1/2" | no data
no data | 00-VAXS852 | no data | no data | no data | Instrument Air Manual Valve | no data | Aux Boiler | PI-1001 | no data | no data | Instrument Air | 1/2" | no data
no data | 00-VAXS853 | no data | no data | no data | Instrument Air Manual Valve | no data | Aux Boiler | PI-1001 | no data | no data | Instrument Air | 1/2" | no data
no data | 00-VAXS854 | no data | no data | no data | Instrument Air Drain Valve | no data | Aux Boiler | PI-1001 | no data | no data | Instrument Air | 3/4" | no data
no data | 00-VAXS855 | no data | no data | no data | Instrument Air Root Valve | no data | Aux Boiler | PI-1001 | no data | no data | Instrument Air | 3/4" | no data
no data | 00-VAXS856 | no data | no data | no data | Instrument Air Manual Valve | no data | Aux Boiler | PI-1001 | no data | no data | Instrument Air | 1/2" | no data
no data | 00-VAXS857 | no data | no data | no data | Instrument Air Manual Valve | no data | Aux Boiler | PI-1001 | no data | no data | Instrument Air | 1/2" | no data
no data | 00-VAXS861 | no data | no data | no data | Pegging Steam Line Sample Valve | no data | Aux Boiler | 627-02455-6 | no data | no data | Sat. Steam | 3/4" | no data
no data | 00-VAXS862 | no data | no data | no data | APH Steam Line Drain Valve | no data | Aux Boiler | PI-1002 | no data | no data | Saturated Steam | 3/4" | no data
no data | 00-VAXS863 | no data | no data | no data | APH Steam Line Root Valve | no data | Aux Boiler | PI-1002 | no data | no data | Saturated Steam | 3/4" | no data
no data | 00-VAXS864 | no data | no data | no data | APH Steam Line Pressure Gauge Manifold | no data | Aux Boiler | PI-1002 | no data | no data | Saturated Steam | 1/2" | no data
no data | 00-VAXS865 | no data | no data | no data | APH Steam Line Inlet Manual Valve | no data | Aux Boiler | PI-1002 | no data | no data | Saturated Steam | 1-1/2" | no data
no data | 00-VAXS866 | no data | no data | no data | APH Steam Line Bypass Valve | no data | Aux Boiler | PI-1002 | no data | no data | Saturated Steam | 1-1/2 " | no data
no data | 00-VAXS867 | no data | no data | no data | APH Steam Line Drain Valve | no data | Aux Boiler | PI-1002 | no data | no data | Saturated Steam | 3/4" | no data
no data | 00-VAXS868 | no data | no data | no data | APH Steam Line Drain Valve | no data | Aux Boiler | PI-1002 | no data | no data | Saturated Steam | 3/4" | no data
no data | 00-VAXS869 | no data | no data | no data | APH Steam Line Outlet Manual Valve | no data | Aux Boiler | PI-1002 | no data | no data | Saturated Steam | 1 1/2" | no data
no data | 00-VAXS870 | no data | no data | no data | Boiler Exit Flue Gas Pressure Transmitter Root Valve | no data | Aux Boiler | 627-02455-7 | no data | no data | Flue Gas | 3/4" | no data
no data | 00-VAXS871 | no data | no data | no data | APH Steam Line Drain Valve | no data | Aux Boiler | PI-1002 | no data | no data | Saturated Steam | 1/2" | no data
no data | 00-VAXS872 | no data | no data | no data | APH Steam Trap Inlet Manual Valve | no data | Aux Boiler | PI-1002 | no data | no data | Saturated Steam | 1/2" | no data
no data | 00-VAXS873 | no data | no data | no data | Pegging Steam Line Drain Valve | no data | Aux Boiler | 627-02455-6 | no data | no data | Sat. Steam | 3/4" | no data
no data | 00-VAXS874 | no data | no data | no data | APH Steam Trap Outlet Manual Valve | no data | Aux Boiler | PI-1002 | no data | no data | Saturated Steam | 1/2" | no data
no data | 00-VAXS875 | no data | no data | no data | APH Steam Trap Bypass Manual Hand Control Valve | no data | Aux Boiler | PI-1002 | no data | no data | Saturated Steam | 1/2" | no data
no data | 00-VAXS876 | no data | no data | no data | Pegging Steam Trap Bypass Valve | no data | Aux Boiler | 627-02455-6 | no data | no data | Sat. Steam | 3/4" | no data
no data | 00-VAXS877 | no data | no data | no data | Pegging Steam Trap Isolation Valve Intlet | no data | Aux Boiler | 627-02455-6 | no data | no data | Sat. Steam | 3/4" | no data
no data | 00-VAXS878 | no data | no data | no data | Pegging Steam PCV Outlet Isolation Valve | no data | Aux Boiler | 627-02455-6 | no data | no data | Sat. Steam | 3" | no data
no data | 00-VAXS879 | no data | no data | no data | Pegging Steam PCV Bypass Valve | no data | Aux Boiler | 627-02455-6 | no data | no data | Sat. Steam | 2.5" | no data
no data | 00-VAXS880 | no data | no data | no data | APH Steam Trap Drain Valve | no data | Aux Boiler | PI-1002 | no data | no data | Saturated Steam | 1/2" | no data
no data | 00-VAXS881 | no data | no data | no data | APH Steam Trap Inlet Manual Valve | no data | Aux Boiler | PI-1002 | no data | no data | Saturated Steam | 1/2" | no data
no data | 00-VAXS882 | no data | no data | no data | Cooling Water Inlet Strainer Drain Valve | no data | Aux Boiler | 627-02455-5 | no data | no data | Cooling Water | 1" | no data
no data | 00-VAXS882 | no data | no data | no data | Pegging Steam Trap Isolation Valve Outlet | no data | Aux Boiler | 627-02455-6 | no data | no data | Sat. Steam | 3/4" | no data
no data | 00-VAXS883 | no data | no data | no data | APH Steam Trap Outlet Manual Valve | no data | Aux Boiler | PI-1002 | no data | no data | Saturated Steam | 1/2" | no data
no data | 00-VAXS884 | no data | no data | no data | APH Steam Trap Bypass Manual Hand Control Valve | no data | Aux Boiler | PI-1002 | no data | no data | Saturated Steam | 1/2" | no data
no data | 00-VAXS885 | no data | no data | no data | APH Steam Trap Check Valve | no data | Aux Boiler | PI-1002 | no data | no data | Saturated Steam | 1/2" | no data
no data | 00-VAXS886 | no data | no data | no data | Pegging Steam PCV Outlet Drain Valve | no data | Aux Boiler | 627-02455-6 | no data | no data | Sat. Steam | 3/4" | no data
no data | 00-VAXS887 | no data | no data | no data | Pegging Steam PCV Inlet Drain Inlet Drain Valve | no data | Aux Boiler | 627-02455-6 | no data | no data | Sat. Steam | 3/4" | no data
no data | 00-VAXS887 | no data | no data | no data | Combustion Air Flow Transmitter Root Valve | no data | Aux Boiler | 627-02455-7 | no data | no data | Combustion Air | 3/4" | no data
no data | 00-VAXS888 | no data | no data | no data | Pegging Steam FCV Inlet Isolation Valve | no data | Aux Boiler | 627-02455-6 | no data | no data | Sat. Steam | 3" | no data
no data | 00-VAXS888 | no data | no data | no data | Combustion Air Flow Transmitter Root Valve | no data | Aux Boiler | 627-02455-7 | no data | no data | Combustion Air | 3/4" | no data
no data | 00-VAXS889 | no data | no data | no data | Pegging Steam Trap Bypass Valve | no data | Aux Boiler | 627-02455-6 | no data | no data | Sat. Steam | 3/4" | no data
no data | 00-VAXS890 | no data | no data | no data | Pegging Steam Trap Isolation Valve Outlet | no data | Aux Boiler | 627-02455-6 | no data | no data | Sat. Steam | 3/4" | no data
no data | 00-VAXS890 | no data | no data | no data | Combustion Air Isolation Valve | no data | Aux Boiler | 627-02455-7 | no data | no data | Combustion Air | 1/2" | no data
no data | 00-VAXS891 | no data | no data | no data | Pegging Steam Trap Isolation Valve Intlet | no data | Aux Boiler | 627-02455-6 | no data | no data | Sat. Steam | 3/4" | no data
no data | 00-VAXS892 | no data | no data | no data | Pegging Steam Flow Transmitter Root Valve | no data | Aux Boiler | 627-02455-6 | no data | no data | Sat. Steam | 1/2" | no data
no data | 00-VAXS893 | no data | no data | no data | Pegging Steam Flow Transmitter Root Valve | no data | Aux Boiler | 627-02455-6 | no data | no data | Sat. Steam | 1/2" | no data
no data | 00-VAXS894 | no data | no data | no data | Pegging Steam Line Vent Valve | no data | Aux Boiler | 627-02455-6 | no data | no data | Sat. Steam | 3/4" | no data
no data | 00-VAXS895 | no data | no data | no data | Pegging Steam Isolation Stop Valve | no data | Aux Boiler | 627-02455-6 | no data | no data | Sat. Steam | 3" | no data
no data | 00-VAXS895 | no data | no data | no data | FGR Isolation Valve | no data | Aux Boiler | 627-02455-7 | no data | no data | Combustion Air | 1/2" | no data
no data | 00-VAXS896 | no data | no data | no data | Recirculation Isolation Valve "B" | no data | Aux Boiler | 627-02455-6 | no data | no data | Sat. Water | 1.5" | no data
no data | 00-VAXS896 | no data | no data | no data | FGR Flow Transmitter Root Valve | no data | Aux Boiler | 627-02455-7 | no data | no data | Combustion Air | 3/4" | no data
no data | 00-VAXS897 | no data | no data | no data | Recirculation Isolation Valve "A" | no data | Aux Boiler | 627-02455-6 | no data | no data | Sat. Water | 1.5" | no data
no data | 00-VAXS897 | no data | no data | no data | FGR Flow Transmitter Root Valve | no data | Aux Boiler | 627-02455-7 | no data | no data | Combustion Air | 3/4" | no data
no data | 00-VAXS898 | no data | no data | no data | Feedwater Sample Stop Valve | no data | Aux Boiler | 627-02455-6 | no data | no data | Sat. Water | 3/4" | no data
no data | 00-VAXS899 | no data | no data | no data | Pump Discharge Test Pressure Gauge Isolation Valve | no data | Aux Boiler | 627-02455-6 | no data | no data | Sat. Water | 1/2" | no data
no data | 00-VAXS900 | no data | no data | no data | Feedwater Flow Transmitter Root Valve | no data | Aux Boiler | 627-02455-3 | no data | no data | Feedwater | 1/2" | no data
no data | 00-VAXS901 | no data | no data | no data | Feedwater Flow Transmitter Root Valve | no data | Aux Boiler | 627-02455-3 | no data | no data | Feedwater | 1/2" | no data
no data | 00-VAXS902 | no data | no data | no data | FWCV Isolation | no data | Aux Boiler | 627-02455-3 | no data | no data | Feedwater | 3" | no data
no data | 00-VAXS903 | no data | no data | no data | FWCV Piping Drain | no data | Aux Boiler | 627-02455-3 | no data | no data | Feedwater | 3/4" | no data
no data | 00-VAXS904 | no data | no data | no data | FWCV Piping Drain | no data | Aux Boiler | 627-02455-3 | no data | no data | Feedwater | 3/4" | no data
no data | 00-VAXS905 | no data | no data | no data | FWCV Isolation | no data | Aux Boiler | 627-02455-3 | no data | no data | Feedwater | 3" | no data
no data | 00-VAXS906 | no data | no data | no data | FWCV Bypass | no data | Aux Boiler | 627-02455-3 | no data | no data | Feedwater | 1.5" | no data
no data | 00-VAXS907 | no data | no data | no data | Feedwater Check Valve | no data | Aux Boiler | 627-02455-3 | no data | no data | Feedwater | 3" | no data
no data | 00-VAXS908 | no data | no data | no data | Feedwater Stop Valve | no data | Aux Boiler | 627-02455-3 | no data | no data | Feedwater | 3" | no data
no data | 00-VAXS909 | no data | no data | no data | Economizer Outlet Header Vent Valve | no data | Aux Boiler | 627-02455-3 | no data | no data | Feedwater | 3/4" | no data
no data | 00-VAXS910 | no data | no data | no data | Economizer Lower Header Drain Valve | no data | Aux Boiler | 627-02455-3 | no data | no data | Feedwater | 3/4" | no data
no data | 00-VAXS911 | no data | no data | no data | Feedwater Drain Valve | no data | Aux Boiler | 627-02455-3 | no data | no data | Feedwater | 3/4" | no data
no data | 00-VAXS912 | no data | no data | no data | Nitrogen purge Stop Valve | no data | Aux Boiler | 627-02455-3 | no data | no data | Nitrogen | 1/2" | no data
no data | 00-VAXS913 | no data | no data | no data | Nitrogen Purge Check Valve | no data | Aux Boiler | 627-02455-3 | no data | no data | Nitrogen | 1/2" | no data
no data | 00-VAXS914 | no data | no data | no data | Drum Vent | no data | Aux Boiler | 627-02455-3 | no data | no data | Sat. Steam | 1" | no data
no data | 00-VAXS915 | no data | no data | no data | Drum Pressure Transmitter Isolation Valve | no data | Aux Boiler | 627-02455-3 | no data | no data | Sat. Steam / Water | 1/2" | no data
no data | 00-VAXS916 | no data | no data | no data | Drum Pressure Transmitter Isolation Valve | no data | Aux Boiler | 627-02455-3 | no data | no data | Sat. Steam / Water | 1/2" | no data
no data | 00-VAXS917 | no data | no data | no data | Drum Pressure Test Valve | no data | Aux Boiler | 627-02455-3 | no data | no data | Sat. Steam / Water | 1/2" | no data
no data | 00-VAXS918 | no data | no data | no data | Capacitive Probe Column Drain Valve | no data | Aux Boiler | 627-02455-3 | no data | no data | Sat. Steam / Water | 3/4" | no data
no data | 00-VAXS919 | no data | no data | no data | Capacitive Probe Column Drain Valve | no data | Aux Boiler | 627-02455-3 | no data | no data | Sat. Steam / Water | 3/4" | no data
no data | 00-VAXS920 | no data | no data | no data | Gage Glass Isolation Valve | no data | Aux Boiler | 627-02455-3 | no data | no data | Sat. Steam / Water | 3/4" | no data
no data | 00-VAXS921 | no data | no data | no data | Gage Glass Isolation Valve | no data | Aux Boiler | 627-02455-3 | no data | no data | Sat. Steam / Water | 3/4" | no data
no data | 00-VAXS922 | no data | no data | no data | Gage Glass Drain Valve | no data | Aux Boiler | 627-02455-3 | no data | no data | Sat. Steam / Water | 3/4" | no data
no data | 00-VAXS923 | no data | no data | no data | Gage Glass Drain Valve | no data | Aux Boiler | 627-02455-3 | no data | no data | Sat. Steam / Water | 3/4" | no data
no data | 00-VAXS924 | no data | no data | no data | Drum Level Transmitter Isolation Valve | no data | Aux Boiler | 627-02455-3 | no data | no data | Sat. Steam / Water | 3/4" | no data
no data | 00-VAXS925 | no data | no data | no data | Drum Level Transmitter Isolation Valve | no data | Aux Boiler | 627-02455-3 | no data | no data | Sat. Steam / Water | 3/4" | no data
no data | 00-VAXS926 | no data | no data | no data | Drum Level Transmitter Isolation Valve | no data | Aux Boiler | 627-02455-3 | no data | no data | Sat. Steam / Water | 3/4" | no data
no data | 00-VAXS927 | no data | no data | no data | Drum Level Transmitter Isolation Valve | no data | Aux Boiler | 627-02455-3 | no data | no data | Sat. Steam / Water | 3/4" | no data
no data | 00-VAXS928 | no data | no data | no data | Drum Level Transmitter Isolation Valve | no data | Aux Boiler | 627-02455-3 | no data | no data | Sat. Steam / Water | 3/4" | no data
no data | 00-VAXS929 | no data | no data | no data | Drum Level Transmitter Isolation Valve | no data | Aux Boiler | 627-02455-3 | no data | no data | Sat. Steam / Water | 3/4" | no data
no data | 00-VAXS930 | no data | no data | no data | Drum Level Transmitter Isolation Valve | no data | Aux Boiler | 627-02455-3 | no data | no data | Sat. Steam / Water | 3/4" | no data
no data | 00-VAXS931 | no data | no data | no data | Drum Level Transmitter Isolation Valve | no data | Aux Boiler | 627-02455-3 | no data | no data | Sat. Steam / Water | 3/4" | no data
no data | 00-VAXS932 | no data | no data | no data | Continuous Blowdown Stop Valve | no data | Aux Boiler | 627-02455-3 | no data | no data | Sat. Water | 1" | no data
no data | 00-VAXS933 | no data | no data | no data | Continuous Blowdown Conductivity Station Block Valve | no data | Aux Boiler | 627-02455-3 | no data | no data | Sat. Water | 1" | no data
no data | 00-VAXS934 | no data | no data | no data | Continuous Blowdown Conductivity Shutoff Valve | no data | Aux Boiler | 627-02455-5 | no data | no data | Sat. Water | 1/2" | no data
no data | 00-VAXS935 | no data | no data | no data | Continuous Blowdown Conductivity Shutoff Valve | no data | Aux Boiler | 627-02455-5 | no data | no data | Sat. Water | 1/2" | no data
no data | 00-VAXS936 | no data | no data | no data | Continuous Blowdown Conductivity Control Bypass Valve | no data | Aux Boiler | 627-02455-5 | no data | no data | Sat. Water | 1/2" | no data
no data | 00-VAXS937 | no data | no data | no data | Continuous Blowdown Drain Valve | no data | Aux Boiler | 627-02455-5 | no data | no data | Sat. Water | 3/4" | no data
no data | 00-VAXS938 | no data | no data | no data | Bottom Blowdown Valve | no data | Aux Boiler | 627-02455-3 | no data | no data | Sat. Water | 1.5" | no data
no data | 00-VAXS939 | no data | no data | no data | Bottom Blowdown Valve | no data | Aux Boiler | 627-02455-3 | no data | no data | Sat. Water | 1.5" | no data
no data | 00-VAXS940 | no data | no data | no data | Bottom Blowdown Drain Valve | no data | Aux Boiler | 627-02455-3 | no data | no data | Sat. Water | 1" | no data
no data | 00-VAXS941 | no data | no data | no data | Blowdown Tank Pressure Gauge Isolation Valve | no data | Aux Boiler | 627-02455-5 | no data | no data | Sat. Water | - | no data
no data | 00-VAXS942 | no data | no data | no data | Blowdown Tank Level Gauge Isolation Valve | no data | Aux Boiler | 627-02455-5 | no data | no data | Sat. Water | - | no data
no data | 00-VAXS943 | no data | no data | no data | Blowdown Tank Level Gauge Isolation Valve | no data | Aux Boiler | 627-02455-5 | no data | no data | Sat. Water | - | no data
no data | 00-VAXS944 | no data | no data | no data | Blowdown Tank Drain | no data | Aux Boiler | 627-02455-5 | no data | no data | Sat. Water | 2" | no data
no data | 00-VAXS945 | no data | no data | no data | Cooling Water Inlet Isolation Valve | no data | Aux Boiler | 627-02455-5 | no data | no data | Cooling Water | 2.5" | no data
no data | 00-VAXS946 | no data | no data | no data | Cooling Water Outlet Isolation Valve | no data | Aux Boiler | 627-02455-5 | no data | no data | Cooling Water | 2.5" | no data
no data | 00-VAXS947 | no data | no data | no data | Cooling Water Outlet Bypass Valve | no data | Aux Boiler | 627-02455-5 | no data | no data | Cooling Water | 2" | no data
no data | 00-VAXS948 | no data | no data | no data | Main Steam Non-Return Valve | no data | Aux Boiler | 627-02455-4 | no data | no data | Sat. Steam | 8" | no data
no data | 00-VAXS949 | no data | no data | no data | Main Steam Spool Piece Drain Valve | no data | Aux Boiler | 627-02455-4 | no data | no data | Sat. Steam | 3/4" | no data
no data | 00-VAXS953 | no data | no data | no data | Boiler Start Up Vent Isolation Valve | no data | Aux Boiler | 627-02455-4 | no data | no data | Sat. Steam | 3" | no data
no data | 00-VAXS954 | no data | no data | no data | Economizer Inlet Header Drain Valve | no data | Aux Boiler | 627-02455-3 | no data | no data | Feedwater | 3/4" | no data
no data | 00-VAXS956 | no data | no data | no data | DA Vent Valve | no data | Aux Boiler | 627-02455-6 | no data | no data | Sat. Steam / Water | 2" | no data
no data | 00-VAXS957 | no data | no data | no data | DA Vessel Pressure Transmitter Root Valve | no data | Aux Boiler | 627-02455-6 | no data | no data | Sat. Steam / Water | 1/2" | no data
no data | 00-VAXS958 | no data | no data | no data | DA Vessel Pressure Test Valve | no data | Aux Boiler | 627-02455-6 | no data | no data | Sat. Steam / Water | 1/2" | no data
no data | 00-VAXS959 | no data | no data | no data | DA Vessel Drain Valve | no data | Aux Boiler | 627-02455-6 | no data | no data | Sat. Steam / Water | 2" | no data
no data | 00-VAXS960 | no data | no data | no data | Gauge Glass "A" Isolation Valve | no data | Aux Boiler | 627-02455-6 | no data | no data | Sat. Steam / Water | 3/4" | no data
no data | 00-VAXS961 | no data | no data | no data | Gauge Glass "A" Isolation Valve | no data | Aux Boiler | 627-02455-6 | no data | no data | Sat. Steam / Water | 3/4" | no data
no data | 00-VAXS962 | no data | no data | no data | Gauge Glass "A" Drain Valve | no data | Aux Boiler | 627-02455-6 | no data | no data | Sat. Steam / Water | 1/4" | no data
no data | 00-VAXS963 | no data | no data | no data | Gauge Glass "B" Isolation Valve | no data | Aux Boiler | 627-02455-6 | no data | no data | Sat. Steam / Water | 3/4" | no data
no data | 00-VAXS964 | no data | no data | no data | Gauge Glass "B" Isolation Valve | no data | Aux Boiler | 627-02455-6 | no data | no data | Sat. Steam / Water | 3/4" | no data
no data | 00-VAXS965 | no data | no data | no data | Gauge Glass "B" Drain Valve | no data | Aux Boiler | 627-02455-6 | no data | no data | Sat. Steam / Water | 1/4" | no data
no data | 00-VAXS966 | no data | no data | no data | Gauge Glass "C" Isolation Valve | no data | Aux Boiler | 627-02455-6 | no data | no data | Sat. Steam / Water | 3/4" | no data
no data | 00-VAXS967 | no data | no data | no data | Gauge Glass "C" Isolation Valve | no data | Aux Boiler | 627-02455-6 | no data | no data | Sat. Steam / Water | 3/4" | no data
no data | 00-VAXS968 | no data | no data | no data | Gauge Glass "C" Drain Valve | no data | Aux Boiler | 627-02455-6 | no data | no data | Sat. Steam / Water | 1/4" | no data
no data | 00-VAXS969 | no data | no data | no data | DA Vessel Level Transmitter Isolation Valve | no data | Aux Boiler | 627-02455-6 | no data | no data | Sat. Steam / Water | 1/2" | no data
no data | 00-VAXS970 | no data | no data | no data | DA Vessel Level Transmitter Isolation Valve | no data | Aux Boiler | 627-02455-6 | no data | no data | Sat. Steam / Water | 1/2" | no data
no data | 00-VAXS971 | no data | no data | no data | Pump "A" Suction Strainer Drain Valve | no data | Aux Boiler | 627-02455-6 | no data | no data | Sat. Water | 1/2" | no data
no data | 00-VAXS972 | no data | no data | no data | Pump "B" Suction Strainer Drain Valve | no data | Aux Boiler | 627-02455-6 | no data | no data | Sat. Water | 1/2" | no data
no data | 00-VAXS975 | no data | no data | no data | Makeup Water LCV Inlet Isolation Valve | no data | Aux Boiler | 627-02455-6 | no data | no data | Water | 2.5" | no data
no data | 00-VAXS976 | no data | no data | no data | Makeup Water LCV Strainer Drain Valve | no data | Aux Boiler | 627-02455-6 | no data | no data | Water | 1" | no data
no data | 00-VAXS977 | no data | no data | no data | Makeup Water LCV Inlet Drain Valve | no data | Aux Boiler | 627-02455-6 | no data | no data | Water | 3/4" | no data
no data | 00-VAXS978 | no data | no data | no data | Makeup Water LCV Outlet Isolation Valve | no data | Aux Boiler | 627-02455-6 | no data | no data | Water | 2.5" | no data
no data | 00-VAXS979 | no data | no data | no data | Makeup Water LCV Bypass Valve | no data | Aux Boiler | 627-02455-6 | no data | no data | Water | 2" | no data
no data | 00-VAXS980 | no data | no data | no data | Makeup Water LCV Outlet Drain Valve | no data | Aux Boiler | 627-02455-6 | no data | no data | Water | 3/4" | no data
no data | 00-VAXS981 | no data | no data | no data | Makeup Water Check Valve | no data | Aux Boiler | 627-02455-6 | no data | no data | Water | 2.5" | no data
no data | 00-VAXS982 | no data | no data | no data | Pump "A" Suction Isolation Valve | no data | Aux Boiler | 627-02455-6 | no data | no data | Sat. Water | 4" | no data
no data | 00-VAXS983 | no data | no data | no data | Pump "A" Suction Pressure Gauge Isolation Valve | no data | Aux Boiler | 627-02455-6 | no data | no data | Sat. Water | 1/2" | no data
no data | 00-VAXS984 | no data | no data | no data | Pump "A" Suction Pressure Switch High Isolation Valve | no data | Aux Boiler | 627-02455-6 | no data | no data | Sat. Water | 1/2" | no data
no data | 00-VAXS985 | no data | no data | no data | Pump "A" Suction DP Gauge Isolation Valve | no data | Aux Boiler | 627-02455-6 | no data | no data | Sat. Water | 1/2" | no data
no data | 00-VAXS986 | no data | no data | no data | Pump "A" Suction DP Gauge Isolation Valve | no data | Aux Boiler | 627-02455-6 | no data | no data | Sat. Water | 1/2" | no data
no data | 00-VAXS987 | no data | no data | no data | Pump "B" Suction Isolation Valve | no data | Aux Boiler | 627-02455-6 | no data | no data | Sat. Water | 4" | no data
no data | 00-VAXS988 | no data | no data | no data | Pump "B" Suction Pressure Gauge Isolation Valve | no data | Aux Boiler | 627-02455-6 | no data | no data | Sat. Water | 1/2" | no data
no data | 00-VAXS989 | no data | no data | no data | Pump "B" Suction Pressure Switch High Isolation Valve | no data | Aux Boiler | 627-02455-6 | no data | no data | Sat. Water | 1/2" | no data
no data | 00-VAXS990 | no data | no data | no data | Pump "B" Suction DP Gauge Isolation Valve | no data | Aux Boiler | 627-02455-6 | no data | no data | Sat. Water | 1/2" | no data
no data | 00-VAXS991 | no data | no data | no data | Pump "B" Suction DP Gauge Isolation Valve | no data | Aux Boiler | 627-02455-6 | no data | no data | Sat. Water | 1/2" | no data
no data | 00-VAXS992 | no data | no data | no data | Pump "A" Discharge Drain Valve | no data | Aux Boiler | 627-02455-6 | no data | no data | Sat. Water | 1/2" | no data
no data | 00-VAXS993 | no data | no data | no data | Pump "A" Discharge Pressure Gauge Isolation Valve | no data | Aux Boiler | 627-02455-6 | no data | no data | Sat. Water | 1/2" | no data
no data | 00-VAXS994 | no data | no data | no data | Pump "A" Discharge Check Valve | no data | Aux Boiler | 627-02455-6 | no data | no data | Sat. Water | 3" | no data
no data | 00-VAXS995 | no data | no data | no data | Pump "A" Discharge Isolation Valve | no data | Aux Boiler | 627-02455-6 | no data | no data | Sat. Water | 3" | no data
no data | 00-VAXS996 | no data | no data | no data | Pump "B" Discharge Drain Valve | no data | Aux Boiler | 627-02455-6 | no data | no data | Sat. Water | 1/2" | no data
no data | 00-VAXS997 | no data | no data | no data | Pump "B" Discharge Pressure Gauge Isolation Valve | no data | Aux Boiler | 627-02455-6 | no data | no data | Sat. Water | 1/2" | no data
no data | 00-VAXS998 | no data | no data | no data | Pump "B" Discharge Check Valve | no data | Aux Boiler | 627-02455-6 | no data | no data | Sat. Water | 3" | no data
no data | 00-VAXS999 | no data | no data | no data | Pump "B" Discharge Isolation Valve | no data | Aux Boiler | 627-02455-6 | no data | no data | Sat. Water | 3" | no data
no data | 00-VAXSXXX | no data | no data | no data | Natural Gas Stab Line Interconnecting Piping Drain Valve | no data | Aux Boiler | PI-1001 | no data | no data | Natural Gas | 3/4" | no data
no data | 00-VBDN612 | no data | no data | no data | SWS TANK NOZZLE B2 ISOLATION | no data | BDN | PD-390 | no data | no data | Water | 8" | no data
no data | 00-VBDN613 | no data | no data | no data | BLOWDOWN TO SWS TANK ISOLATION | no data | BDN | PD-091 | no data | no data | Water | 8" | no data
no data | 00-VBDN614 | no data | no data | no data | VENT ROOT VALVE | no data | BDN | PD-091 | no data | no data | Water | 0.75" | no data
no data | 00-VBDN615 | no data | no data | no data | DRAIN ROOT VALVE | no data | BDN | PD-091 | no data | no data | Water | 0.75" | no data
no data | 00-VBDN687 | no data | no data | no data | BLOWDOWN TO WDR SUMP ISOLATION | no data | BDN | PD-091 | no data | no data | Water | 8" | no data
no data | 00-VBDN688 | no data | no data | no data | VENT ROOT VALVE | no data | BDN | PD-091 | no data | no data | Water | 0.75" | no data
no data | 00-VBDN689 | no data | no data | no data | DRAIN ROOT VALVE | no data | BDN | PD-091 | no data | no data | Water | 0.75" | no data
no data | 00-VCCF102 | no data | no data | no data | AUX BOILER AMMONIA SKID ISOLATION | no data | CCF | PD-521 | no data | no data | 19% Aqueous Ammonia | 0.5" | no data
no data | 00-V-CCF900 | no data | no data | no data | Chemical Feed Check Valve | no data | Aux Boiler | 627-02455-6 | no data | no data | Aqueous Ammonia | 1/2" | no data
no data | 00-V-CCF901 | no data | no data | no data | Chemical Feed Stop Valve | no data | Aux Boiler | 627-02455-6 | no data | no data | Aqueous Ammonia | 1/2" | no data
no data | 00-V-CCF902 | no data | no data | no data | Chemical Feed Vent Valve | no data | Aux Boiler | 627-02455-6 | no data | no data | Aqueous Ammonia | 1/2" | no data
no data | 00-VCMG600 | no data | no data | no data | VENT | no data | CMG | PD-571 | no data | no data | HYDROGEN | 0.75" | no data
no data | 00-VCMG601 | no data | no data | no data | N2 PURGE CONNECTION | no data | CMG | PD-571 | no data | no data | HYDROGEN | 0.75" | no data
no data | 00-VCMG603 | no data | no data | no data | H2 ISOLATION | no data | CMG | PD-571 | no data | no data | HYDROGEN | 1.5" | no data
no data | 00-VCMG610 | no data | no data | no data | H2 ISOLATION | no data | CMG | PD-571 | no data | no data | HYDROGEN | 1.5" | no data
no data | 00-VCMG619 | no data | no data | no data | INSTRUMENTATION | no data | CMG | PD-570 | no data | no data | NITROGEN | 0.75" | no data
no data | 00-VCMG629 | no data | no data | no data | INSTRUMENTATION | no data | CMG | PD-570 | no data | no data | NITROGEN | 0.75" | no data
no data | 00-VDWS600 | no data | no data | no data | INSTRUMENT | no data | DWS | PD-410 | no data | no data | Water | 0.75" | no data
no data | 00-VDWS601 | no data | no data | no data | VENT | no data | DWS | PD-379 | no data | no data | Water | 0.75" | no data
no data | 00-VDWS605 | no data | no data | no data | TANK ISOLATION | no data | DWS | PD-410 | no data | no data | Water | 8" | no data
no data | 00-VDWS613 | no data | no data | no data | CONTROL VALVE ISOLATION | no data | DWS | PD-410 | no data | no data | Water | 4" | no data
no data | 00-VDWS614 | no data | no data | no data | TANK ISOLATION | no data | DWS | PD-410 | no data | no data | Water | 4" | no data
no data | 00-VDWS615 | no data | no data | no data | CONTROL VALVE ISOLATION | no data | DWS | PD-410 | no data | no data | Water | 4" | no data
no data | 00-VDWS616 | no data | no data | no data | CIP TANK ISOLATION | no data | DWS | PD-379 | no data | no data | Water | 2" | no data
no data | 00-VDWS626 | no data | no data | no data | TANK ISOLATION | no data | DWS | PD-410 | no data | no data | Water | 4" | no data
no data | 00-VDWS628 | no data | no data | no data | DRAIN | no data | DWS | PD-410 | no data | no data | Water | 0.75" | no data
no data | 00-VDWS631 | no data | no data | no data | VENT | no data | DWS | PD-376 | no data | no data | Water | 0.75" | no data
no data | 00-VDWS632 | no data | no data | no data | TANK ISOLATION | no data | DWS | PD-410 | no data | no data | Water | 2" | no data
no data | 00-VDWS633 | no data | no data | no data | TANK ISOLATION | no data | DWS | PD-410 | no data | no data | Water | 2" | no data
no data | 00-VDWS634 | no data | no data | no data | CONTROL VALVE BYPASS | no data | DWS | PD-410 | no data | no data | Water | 2.5" | no data
no data | 00-VDWS640 | no data | no data | no data | DRAIN | no data | DWS | PD-410 | no data | no data | Water | 0.75" | no data
no data | 00-VDWS645 | no data | no data | no data | VENT | no data | DWS | PD-410 | no data | no data | Water | 0.75" | no data
no data | 00-VDWS646 | no data | no data | no data | RO SKID A SUPPLY ISOLATION | no data | DWS | PD-376 | no data | no data | Water | 3" | no data
no data | 00-VDWS647 | no data | no data | no data | RO SKID B SUPPLY ISOLATION | no data | DWS | PD-376 | no data | no data | Water | 3" | no data
no data | 00-VDWS649 | no data | no data | no data | VENT | no data | DWS | PD-376 | no data | no data | Water | 0.75" | no data
no data | 00-VDWS652 | no data | no data | no data | TANK ISOLATION | no data | DWS | PD-410 | no data | no data | Water | 6" | no data
no data | 00-VDWS654 | no data | no data | no data | TANK ISOLATION | no data | DWS | PD-410 | no data | no data | Water | 8" | no data
no data | 00-VDWS656 | no data | no data | no data | TANK ISOLATION | no data | DWS | PD-410 | no data | no data | Water | 3" | no data
no data | 00-VDWS658 | no data | no data | no data | TANK ISOLATION | no data | DWS | PD-410 | no data | no data | Water | 4" | no data
no data | 00-VDWS800 | no data | no data | no data | Isolation Valve | Ball | Tempr | JJ05792-04-PI | no data | no data | Tempering Water | 2" | no data
no data | 00-VDWS801 | no data | no data | no data | Root Valve | Ball | Tempr | JJ05792-04-PI | no data | no data | Tempering Water | 3/4" | no data
no data | 00-VDWS802 | no data | no data | no data | Root Valve | Ball | Tempr | JJ05792-04-PI | no data | no data | Tempering Water | 3/4" | no data
no data | 00-VDWS803 | no data | no data | no data | Isolation Valve | Ball | Tempr | JJ05792-04-PI | no data | no data | Tempering Water | 2" | no data
no data | 00-VDWS804 | no data | no data | no data | Isolation Valve | Ball | Tempr | JJ05792-04-PI | no data | no data | Tempering Water | 2" | no data
no data | 00-VDWS805 | no data | no data | no data | Check Valve | Check | Tempr | JJ05792-04-PI | no data | no data | Tempering Water | 2" | no data
no data | 00-VDWS806 | no data | no data | no data | Check Valve | Check | Tempr | JJ05792-04-PI | no data | no data | Tempering Water | 2" | no data
no data | 00-VDWS807 | no data | no data | no data | Check Valve | Check | Tempr | JJ05792-04-PI | no data | no data | Tempering Water | 2" | no data
no data | 00-VDWS808 | no data | no data | no data | Isolation Valve | Ball | Tempr | JJ05792-04-PI | no data | no data | Tempering Water | 2" | no data
no data | 00-VDWS809 | no data | no data | no data | Isolation Valve | Ball | Tempr | JJ05792-04-PI | no data | no data | Tempering Water | 2" | no data
no data | 00-VDWS810 | no data | no data | no data | Isolation Valve | Ball | Tempr | JJ05792-04-PI | no data | no data | Tempering Water | 2" | no data
no data | 00-VDWS811 | no data | no data | no data | Root Valve | Ball | Tempr | JJ05792-04-PI | no data | no data | Tempering Water | 3/4" | no data
no data | 00-VDWS812 | no data | no data | no data | Root Valve | Ball | Tempr | JJ05792-04-PI | no data | no data | Tempering Water | 3/4" | no data
no data | 00-VDWS813 | no data | no data | no data | Isolation Valve | Ball | Tempr | JJ05792-04-PI | no data | no data | Tempering Water | 2" | no data
no data | 00-VDWS814 | no data | no data | no data | Isolation Valve | Ball | Tempr | JJ05792-04-PI | no data | no data | Tempering Water | 2" | no data
no data | 00-VDWS815 | no data | no data | no data | Check Valve | Check | Tempr | JJ05792-04-PI | no data | no data | Tempering Water | 2" | no data
no data | 00-VDWS816 | no data | no data | no data | Check Valve | Check | Tempr | JJ05792-04-PI | no data | no data | Tempering Water | 2" | no data
no data | 00-VDWS817 | no data | no data | no data | Isolation Valve | Ball | Tempr | JJ05792-04-PI | no data | no data | Tempering Water | 2" | no data
no data | 00-VDWS818 | no data | no data | no data | Isolation Valve | Ball | Tempr | JJ05792-04-PI | no data | no data | Tempering Water | 2" | no data
no data | 00-VDWS819 | no data | no data | no data | Root Valve | Ball | Tempr | JJ05792-04-PI | no data | no data | Tempering Water | 3/4" | no data
no data | 00-VDWS820 | no data | no data | no data | Isolation Valve | Ball | Tempr | JJ05792-04-PI | no data | no data | Tempering Water | 2" | no data
no data | 00-VDWS821 | no data | no data | no data | Check Valve | Check | Tempr | JJ05792-04-PI | no data | no data | Tempering Water | 2" | no data
no data | 00-VDWS822 | no data | no data | no data | Drain Valve | Ball | Tempr | JJ05792-04-PI | no data | no data | Tempering Water | 1.0 | no data
no data | 00-VDWS823 | no data | no data | no data | Isolation Valve | Ball | Tempr | JJ05792-04-PI | no data | no data | Tempering Water | 1-1/2" | no data
no data | 00-VDWS824 | no data | no data | no data | Vent Valve | Ball | Tempr | JJ05792-04-PI | no data | no data | Tempering Water | 3/4" | no data
no data | 00-VDWS825 | no data | no data | no data | Isolation Valve | Ball | Tempr | JJ05792-04-PI | no data | no data | Tempering Water | 2" | no data
no data | 00-VDWS826 | no data | no data | no data | Throttling Valve | Gate | Tempr | JJ05792-04-PI | no data | no data | Tempering Water | 2" | no data
no data | 00-VDWS827 | no data | no data | no data | Root Valve | Ball | Tempr | JJ05792-04-PI | no data | no data | Tempering Water | 3/4" | no data
no data | 00-VDWS828 | no data | no data | no data | Isolation Valve | Ball | Tempr | JJ05792-04-PI | no data | no data | Tempering Water | 2" | no data
no data | 00-VDWS829 | no data | no data | no data | Vent Valve | Ball | Tempr | JJ05792-04-PI | no data | no data | Tempering Water | 3/4" | no data
no data | 00-VDWT600 | no data | no data | no data | VENT VALVE | no data | DWT | PD-376 | no data | no data | Water | 0.75" | no data
no data | 00-VDWT601 | no data | no data | no data | INSTRUMENT ISOLATION VALVE | no data | DWT | PD-376 | no data | no data | Water | 0.75" | no data
no data | 00-VDWT602 | no data | no data | no data | INSTRUMENT ISOLATION VALVE | no data | DWT | PD-376 | no data | no data | Water | 0.75" | no data
no data | 00-VDWT603 | no data | no data | no data | DEMIN TRAILER DRAIN/REJECT ISOLATION VALVE | no data | DWT | PD-378 | no data | no data | Water | 4" | no data
no data | 00-VDWT604 | no data | no data | no data | DEMIN TRAILER DRAIN/REJECT ISOLATION VALVE | no data | DWT | PD-378 | no data | no data | Water | 4" | no data
no data | 00-VDWT605 | no data | no data | no data | VENT VALVE | no data | DWT | PD-376 | no data | no data | Water | 0.75" | no data
no data | 00-VDWT606 | no data | no data | no data | VENT VALVE | no data | DWT | PD-376 | no data | no data | Water | 0.75" | no data
no data | 00-VDWT607 | no data | no data | no data | VENT VALVE | no data | DWT | PD-376 | no data | no data | Water | 0.75" | no data
no data | 00-VDWT608 | no data | no data | no data | MIXED BED EFFLUENT HEADER (C/D SIDE) ISOLATION VALVE | no data | DWT | PD-377 | no data | no data | Water | 4" | no data
no data | 00-VDWT609 | no data | no data | no data | MIXED BED EFFLUENT HEADER (A/B SIDE) ISOLATION VALVE | no data | DWT | PD-377 | no data | no data | Water | 4" | no data
no data | 00-VDWT610 | no data | no data | no data | MIXED BED C INLET ISOLATION VALVE | no data | DWT | PD-377 | no data | no data | Water | 4" | no data
no data | 00-VDWT611 | no data | no data | no data | MIXED BED B INLET ISOLATION VALVE | no data | DWT | PD-377 | no data | no data | Water | 4" | no data
no data | 00-VDWT612 | no data | no data | no data | MIXED BED INTERPASS (A/B SIDE) ISOLATION VALVE | no data | DWT | PD-377 | no data | no data | Water | 4" | no data
no data | 00-VDWT613 | no data | no data | no data | MIXED BED INTERPASS (C/D SIDE) ISOLATION VALVE | no data | DWT | PD-377 | no data | no data | Water | 4" | no data
no data | 00-VDWT614 | no data | no data | no data | MIXED BED INTERPASS (A/B SIDE) ISOLATION VALVE | no data | DWT | PD-377 | no data | no data | Water | 4" | no data
no data | 00-VDWT615 | no data | no data | no data | MIXED BED INTERPASS (C/D SIDE) ISOLATION VALVE | no data | DWT | PD-377 | no data | no data | Water | 4" | no data
no data | 00-VDWT616 | no data | no data | no data | VENT VALVE | no data | DWT | PD-377 | no data | no data | Water | 0.75" | no data
no data | 00-VDWT617 | no data | no data | no data | MIXED BED MANIFOLD INLET ISOLATION VALVE | no data | DWT | PD-377 | no data | no data | Water | 4" | no data
no data | 00-VDWT620 | no data | no data | no data | MIXED BED INLET HEADER (C/D SIDE) ISOLATION VALVE | no data | DWT | PD-377 | no data | no data | Water | 4" | no data
no data | 00-VDWT621 | no data | no data | no data | MIXED BED INLET HEADER (A/B SIDE) ISOLATION VALVE | no data | DWT | PD-377 | no data | no data | Water | 4" | no data
no data | 00-VDWT622 | no data | no data | no data | MIXED BED A INLET ISOLATION VALVE | no data | DWT | PD-377 | no data | no data | Water | 4" | no data
no data | 00-VDWT623 | no data | no data | no data | MIXED BED D INLET ISOLATION VALVE | no data | DWT | PD-377 | no data | no data | Water | 4" | no data
no data | 00-VDWT624 | no data | no data | no data | MIXED BED A EFFLUENT ISOLATION VALVE | no data | DWT | PD-377 | no data | no data | Water | 4" | no data
no data | 00-VDWT625 | no data | no data | no data | MIXED BED B EFFLUENT ISOLATION VALVE | no data | DWT | PD-377 | no data | no data | Water | 4" | no data
no data | 00-VDWT626 | no data | no data | no data | MIXED BED D EFFLUENT ISOLATION VALVE | no data | DWT | PD-377 | no data | no data | Water | 4" | no data
no data | 00-VDWT627 | no data | no data | no data | VENT VALVE | no data | DWT | PD-377 | no data | no data | Water | 0.75" | no data
no data | 00-VDWT628 | no data | no data | no data | MIXED BED C EFFLUENT ISOLATION VALVE | no data | DWT | PD-377 | no data | no data | Water | 4" | no data
no data | 00-VDWT629 | no data | no data | no data | INSTRUMENT ISOLATION VALVE | no data | DWT | PD-377 | no data | no data | Water | 0.75" | no data
no data | 00-VDWT630 | no data | no data | no data | DEMIN TRAILER EFFLUENT ISOLATION VALVE | no data | DWT | PD-377 | no data | no data | Water | 3" | no data
no data | 00-VDWT631 | no data | no data | no data | DEMIN TRAILER EFFLUENT ISOLATION VALVE | no data | DWT | PD-377 | no data | no data | Water | 3" | no data
no data | 00-VDWT632 | no data | no data | no data | DEMIN TRAILER EFFLUENT CHECK VALVE | no data | DWT | PD-377 | no data | no data | Water | 3" | no data
no data | 00-VDWT633 | no data | no data | no data | DEMIN TRAILER EFFLUENT CHECK VALVE | no data | DWT | PD-377 | no data | no data | Water | 3" | no data
no data | 00-VDWT636 | no data | no data | no data | GRAB SAMPLE ISOLATION VALVE | no data | DWT | PD-377 | no data | no data | Water | 0.5" | no data
no data | 00-VDWT637 | no data | no data | no data | INSTRUMENT ISOLATION VALVE | no data | DWT | PD-377 | no data | no data | Water | 0.75" | no data
no data | 00-VDWT638 | no data | no data | no data | MIXED BED MANIFOLD EFFLUENT ISOLATION VALVE | no data | DWT | PD-377 | no data | no data | Water | 4" | no data
no data | 00-VDWT639 | no data | no data | no data | DEMIN SYSTEM EFFLUENT ISOLATION VALVE | no data | DWT | PD-377 | no data | no data | Water | 4" | no data
no data | 00-VDWT640 | no data | no data | no data | DEMIN DUMP ISOLATION VALVE | no data | DWT | PD-377 | no data | no data | Water | 4" | no data
no data | 00-VDWT641 | no data | no data | no data | DEMIN TRAILER FEED ISOLATION VALVE | no data | DWT | PD-376 | no data | no data | Water | 3" | no data
no data | 00-VDWT642 | no data | no data | no data | DEMIN TRAILER FEED ISOLATION VALVE | no data | DWT | PD-376 | no data | no data | Water | 3" | no data
no data | 00-VDWT643 | no data | no data | no data | WT BUILDING SUMP PUMP A EFFLUENT CHECK VALVE | no data | DWT | PD-378 | no data | no data | Water | 3" | no data
no data | 00-VDWT644 | no data | no data | no data | WT BUILDING SUMP PUMP A EFFLUENT ISOLATION VALVE | no data | DWT | PD-378 | no data | no data | Water | 3" | no data
no data | 00-VDWT645 | no data | no data | no data | WT BUILDING SUMP PUMP B EFFLUENT CHECK VALVE | no data | DWT | PD-378 | no data | no data | Water | 3" | no data
no data | 00-VDWT646 | no data | no data | no data | WT BUILDING SUMP PUMP B EFFLUENT ISOLATION VALVE | no data | DWT | PD-378 | no data | no data | Water | 3" | no data
no data | 00-VDWT647 | no data | no data | no data | VENT VALVE | no data | DWT | PD-378 | no data | no data | Water | 0.75" | no data
no data | 00-VDWT651 | no data | no data | no data | DWT INLET FROM SWS ISOLATION VALVE | no data | DWT | PD-392 | no data | no data | Water | 4" | no data
no data | 00-VDWT656 | no data | no data | no data | RO A INLET ISOLATION VALVE | no data | DWT | PD-376 | no data | no data | Water | 3" | no data
no data | 00-VDWT658 | no data | no data | no data | RO B INLET ISOLATION | no data | DWT | PD-376 | no data | no data | Water | 3" | no data
no data | 00-VDWT662 | no data | no data | no data | RO B PERMEATE ISOLATION | no data | DWT | PD-376 | no data | no data | Water | 3" | no data
no data | 00-VDWT663 | no data | no data | no data | RO A PERMEATE ISOLATION | no data | DWT | PD-376 | no data | no data | Water | 3" | no data
no data | 00-VDWT665 | no data | no data | no data | RO INLET ISOLATION FROM SWS | no data | DWT | PD-376 | no data | no data | Water | 4" | no data
no data | 00-VDWT666 | no data | no data | no data | INSTRUMENT ISOLATION VALVE | no data | DWT | PD-377 | no data | no data | Water | 0.5" | no data
no data | 00-VDWT674 | no data | no data | no data | DEMIN STORAGE TANK ISOLATION VALVE | no data | DWT | PD-410 | no data | no data | Water | 4" | no data
no data | 00VDWT701 | no data | WTB | RO | no data | VALVE MANIFOLD | DWT | 1000AD | no data | no data | no data | 1/2" | no data
no data | 00VDWT702 | no data | WTB | RO | no data | VALVE MANIFOLD | DWT | 1000AD | no data | no data | no data | 1/2" | no data
no data | 00VDWT703 | no data | WTB | RO | no data | VALVE MANIFOLD | DWT | 1000AD | no data | no data | no data | 1/2" | no data
no data | 00VDWT704 | no data | WTB | RO | no data | VALVE MANIFOLD | DWT | 1000AD | no data | no data | no data | 1/2" | no data
no data | 00VDWT705 | no data | WTB | RO | no data | VALVE MANIFOLD | DWT | 1000AD | no data | no data | no data | 1/2" | no data
no data | 00VDWT706 | no data | WTB | RO | no data | VALVE MANIFOLD | DWT | 1000AD | no data | no data | no data | 1/2" | no data
no data | 00VDWT707 | no data | WTB | RO | no data | VALVE MANIFOLD | DWT | 1000AD | no data | no data | no data | 1/2" | no data
no data | 00VDWT708 | no data | WTB | RO | no data | VALVE MANIFOLD | DWT | 1000AD | no data | no data | no data | 1/2" | no data
no data | 00VDWT709 | no data | WTB | RO | no data | VALVE MANIFOLD | DWT | 1000AD | no data | no data | no data | 1/2" | no data
no data | 00VDWT710 | no data | WTB | RO | no data | VALVE MANIFOLD | DWT | 1000AD | no data | no data | no data | 1/2" | no data
no data | 00VDWT711 | no data | WTB | RO | no data | VALVE MANIFOLD | DWT | 1000AD | no data | no data | no data | 1/2" | no data
no data | 00VDWT712 | no data | WTB | RO | no data | VALVE MANIFOLD | DWT | 1000AD | no data | no data | no data | 1/2" | no data
no data | 00VDWT713 | no data | WTB | RO | no data | VALVE MANIFOLD | DWT | 1000AD | no data | no data | no data | 1/2" | no data
no data | 00VDWT714 | no data | WTB | RO | no data | VALVE MANIFOLD | DWT | 1000AD | no data | no data | no data | 1/2" | no data
no data | 00VDWT715 | no data | WTB | RO | no data | VALVE MANIFOLD | DWT | 1000AD | no data | no data | no data | 1/2" | no data
no data | 00VDWT716 | no data | WTB | RO | no data | MANUAL | DWT | 1000AD | no data | no data | no data | 4" | no data
no data | 00VDWT717 | no data | WTB | RO | no data | MANUAL | DWT | 1000AD | no data | no data | no data | 1/4" | no data
no data | 00VDWT718 | no data | WTB | RO | no data | MANUAL | DWT | 1000AD | no data | no data | no data | 1/2" | no data
no data | 00VDWT719 | no data | WTB | RO | no data | MANUAL | DWT | 1000AD | no data | no data | no data | 1/2" | no data
no data | 00VDWT720 | no data | WTB | RO | no data | MANUAL | DWT | 1000AD | no data | no data | no data | 1/4" | no data
no data | 00VDWT721 | no data | WTB | RO | no data | MANUAL | DWT | 1000AD | no data | no data | no data | 1/2" | no data
no data | 00VDWT722 | no data | WTB | RO | no data | MANUAL | DWT | 1000AD | no data | no data | no data | 1/2" | no data
no data | 00VDWT723 | no data | WTB | RO | no data | MANUAL | DWT | 1000AD | no data | no data | no data | 3" | no data
no data | 00VDWT723 | no data | WTB | RO | no data | VALVE MANIFOLD | DWT | 2000BD | no data | no data | no data | 1/2" | no data
no data | 00VDWT725 | no data | WTB | RO | no data | MANUAL | DWT | 1000AD | no data | no data | no data | 2" | no data
no data | 00VDWT726 | no data | WTB | RO | no data | MANUAL | DWT | 1000AD | no data | no data | no data | 3" | no data
no data | 00VDWT726 | no data | WTB | RO | no data | VALVE MANIFOLD | DWT | 2000BD | no data | no data | no data | 1/2" | no data
no data | 00VDWT727 | no data | WTB | RO | no data | MANUAL | DWT | 1000AD | no data | no data | no data | 4" | no data
no data | 00VDWT728 | no data | WTB | RO | no data | MANUAL | DWT | 1000AD | no data | no data | no data | 3" | no data
no data | 00VDWT729 | no data | WTB | RO | no data | MANUAL | DWT | 1000AD | no data | no data | no data | 3" | no data
no data | 00VDWT730 | no data | WTB | RO | no data | MANUAL | DWT | 1000AD | no data | no data | no data | 3" | no data
no data | 00VDWT731 | no data | WTB | RO | no data | MANUAL | DWT | 1000AD | no data | no data | no data | 1/4" | no data
no data | 00VDWT732 | no data | WTB | RO | no data | MANUAL | DWT | 1000AD | no data | no data | no data | 1/4" | no data
no data | 00VDWT733 | no data | WTB | RO | no data | MANUAL | DWT | 1000AD | no data | no data | no data | 1/4" | no data
no data | 00VDWT734 | no data | WTB | RO | no data | MANUAL | DWT | 1000AD | no data | no data | no data | 1/4" | no data
no data | 00VDWT735 | no data | WTB | RO | no data | MANUAL | DWT | 1000AD | no data | no data | no data | 1/4" | no data
no data | 00VDWT736 | no data | WTB | RO | no data | MANUAL | DWT | 1000AD | no data | no data | no data | 1/4" | no data
no data | 00VDWT738 | no data | WTB | RO | no data | CHECK | DWT | 1000AD | no data | no data | no data | 4" | no data
no data | 00VDWT739 | no data | WTB | RO | no data | CHECK | DWT | 1000AD | no data | no data | no data | 1" | no data
no data | 00VDWT740 | no data | WTB | RO | no data | VALVE MANIFOLD | DWT | 1000AD | no data | no data | no data | 1/2" | no data
no data | 00VDWT741 | no data | WTB | RO | no data | VALVE MANIFOLD | DWT | 1000AD | no data | no data | no data | 1/2" | no data
no data | 00VDWT742 | no data | WTB | RO | no data | VALVE MANIFOLD | DWT | 1000AD | no data | no data | no data | 1/2" | no data
no data | 00VDWT743 | no data | WTB | RO | no data | VALVE MANIFOLD | DWT | 1000AD | no data | no data | no data | 1/2" | no data
no data | 00VDWT744 | no data | WTB | RO | no data | VALVE MANIFOLD | DWT | 1000AD | no data | no data | no data | 1/2" | no data
no data | 00VDWT745 | no data | WTB | RO | no data | VALVE MANIFOLD | DWT | 1000AD | no data | no data | no data | 1/2" | no data
no data | 00VDWT746 | no data | WTB | RO | no data | VALVE MANIFOLD | DWT | 1000AD | no data | no data | no data | 1/2" | no data
no data | 00VDWT747 | no data | WTB | RO | no data | VALVE MANIFOLD | DWT | 1000AD | no data | no data | no data | 1/2" | no data
no data | 00VDWT748 | no data | WTB | RO | no data | VALVE MANIFOLD | DWT | 1000AD | no data | no data | no data | 1/2" | no data
no data | 00VDWT749 | no data | WTB | RO | no data | VALVE MANIFOLD | DWT | 1000AD | no data | no data | no data | 1/2" | no data
no data | 00VDWT750 | no data | WTB | RO | no data | MANUAL | DWT | 1000AD | no data | no data | no data | 1/2" | no data
no data | 00VDWT751 | no data | WTB | RO | no data | MANUAL | DWT | 1000AD | no data | no data | no data | 3" | no data
no data | 00VDWT751 | no data | WTB | RO | no data | VALVE MANIFOLD | DWT | 2000BD | no data | no data | no data | 1/2" | no data
no data | 00VDWT752 | no data | WTB | RO | no data | MANUAL | DWT | 1000AD | no data | no data | no data | 1" | no data
no data | 00VDWT753 | no data | WTB | RO | no data | MANUAL | DWT | 1000AD | no data | no data | no data | 1/4" | no data
no data | 00VDWT754 | no data | WTB | RO | no data | MANUAL | DWT | 1000AD | no data | no data | no data | 1/4" | no data
no data | 00VDWT755 | no data | WTB | RO | no data | MANUAL | DWT | 1000AD | no data | no data | no data | 1/4" | no data
no data | 00VDWT756 | no data | WTB | RO | no data | MANUAL | DWT | 1000AD | no data | no data | no data | 1/4" | no data
no data | 00VDWT757 | no data | WTB | RO | no data | MANUAL | DWT | 1000AD | no data | no data | no data | 1/4" | no data
no data | 00VDWT758 | no data | WTB | RO | no data | VALVE MANIFOLD | DWT | 1000AD | no data | no data | no data | 1/2" | no data
no data | 00VDWT759 | no data | WTB | RO | no data | VALVE MANIFOLD | DWT | 1000BD | no data | no data | no data | 1/2" | no data
no data | 00VDWT760 | no data | WTB | RO | no data | VALVE MANIFOLD | DWT | 1000BD | no data | no data | no data | 1/2" | no data
no data | 00VDWT761 | no data | WTB | RO | no data | VALVE MANIFOLD | DWT | 1000BD | no data | no data | no data | 1/2" | no data
no data | 00VDWT762 | no data | WTB | RO | no data | VALVE MANIFOLD | DWT | 1000BD | no data | no data | no data | 1/2" | no data
no data | 00VDWT763 | no data | WTB | RO | no data | VALVE MANIFOLD | DWT | 1000BD | no data | no data | no data | 1/2" | no data
no data | 00VDWT764 | no data | WTB | RO | no data | VALVE MANIFOLD | DWT | 1000BD | no data | no data | no data | 1/2" | no data
no data | 00VDWT765 | no data | WTB | RO | no data | VALVE MANIFOLD | DWT | 1000BD | no data | no data | no data | 1/2" | no data
no data | 00VDWT766 | no data | WTB | RO | no data | VALVE MANIFOLD | DWT | 1000BD | no data | no data | no data | 1/2" | no data
no data | 00VDWT767 | no data | WTB | RO | no data | VALVE MANIFOLD | DWT | 1000BD | no data | no data | no data | 1/2" | no data
no data | 00VDWT768 | no data | WTB | RO | no data | VALVE MANIFOLD | DWT | 1000BD | no data | no data | no data | 1/2" | no data
no data | 00VDWT769 | no data | WTB | RO | no data | VALVE MANIFOLD | DWT | 1000BD | no data | no data | no data | 1/2" | no data
no data | 00VDWT770 | no data | WTB | RO | no data | VALVE MANIFOLD | DWT | 1000BD | no data | no data | no data | 1/2" | no data
no data | 00VDWT771 | no data | WTB | RO | no data | VALVE MANIFOLD | DWT | 1000BD | no data | no data | no data | 1/2" | no data
no data | 00VDWT772 | no data | WTB | RO | no data | VALVE MANIFOLD | DWT | 1000BD | no data | no data | no data | 1/2" | no data
no data | 00VDWT773 | no data | WTB | RO | no data | VALVE MANIFOLD | DWT | 1000BD | no data | no data | no data | 1/2" | no data
no data | 00VDWT774 | no data | WTB | RO | no data | MANUAL | DWT | 1000BD | no data | no data | no data | 4" | no data
no data | 00VDWT775 | no data | WTB | RO | no data | MANUAL | DWT | 1000BD | no data | no data | no data | 1/4" | no data
no data | 00VDWT776 | no data | WTB | RO | no data | MANUAL | DWT | 1000BD | no data | no data | no data | 1/2" | no data
no data | 00VDWT777 | no data | WTB | RO | no data | MANUAL | DWT | 1000BD | no data | no data | no data | 1/2" | no data
no data | 00VDWT778 | no data | WTB | RO | no data | MANUAL | DWT | 1000BD | no data | no data | no data | 1/4" | no data
no data | 00VDWT779 | no data | WTB | RO | no data | MANUAL | DWT | 1000BD | no data | no data | no data | 1/2" | no data
no data | 00VDWT780 | no data | WTB | RO | no data | MANUAL | DWT | 1000BD | no data | no data | no data | 1/2" | no data
no data | 00VDWT781 | no data | WTB | RO | no data | MANUAL | DWT | 1000BD | no data | no data | no data | 3" | no data
no data | 00VDWT783 | no data | WTB | RO | no data | MANUAL | DWT | 1000BD | no data | no data | no data | 2" | no data
no data | 00VDWT784 | no data | WTB | RO | no data | MANUAL | DWT | 1000BD | no data | no data | no data | 3" | no data
no data | 00VDWT785 | no data | WTB | RO | no data | MANUAL | DWT | 1000BD | no data | no data | no data | 4" | no data
no data | 00VDWT786 | no data | WTB | RO | no data | MANUAL | DWT | 1000BD | no data | no data | no data | 3" | no data
no data | 00VDWT787 | no data | WTB | RO | no data | MANUAL | DWT | 1000BD | no data | no data | no data | 3" | no data
no data | 00VDWT788 | no data | WTB | RO | no data | MANUAL | DWT | 1000BD | no data | no data | no data | 3" | no data
no data | 00VDWT789 | no data | WTB | RO | no data | MANUAL | DWT | 1000BD | no data | no data | no data | 1/4" | no data
no data | 00VDWT790 | no data | WTB | RO | no data | MANUAL | DWT | 1000BD | no data | no data | no data | 1/4" | no data
no data | 00VDWT791 | no data | WTB | RO | no data | MANUAL | DWT | 1000BD | no data | no data | no data | 1/4" | no data
no data | 00VDWT792 | no data | WTB | RO | no data | MANUAL | DWT | 1000BD | no data | no data | no data | 1/4" | no data
no data | 00VDWT793 | no data | WTB | RO | no data | MANUAL | DWT | 1000BD | no data | no data | no data | 1/4" | no data
no data | 00VDWT794 | no data | WTB | RO | no data | MANUAL | DWT | 1000BD | no data | no data | no data | 1/4" | no data
no data | 00VDWT795 | no data | WTB | RO | no data | VALVE MANIFOLD | DWT | 1000BD | no data | no data | no data | 1/2" | no data
no data | 00VDWT796 | no data | WTB | RO | no data | AUTOMATIC | DWT | 1000BD | no data | no data | no data | 4" | no data
no data | 00VDWT797 | no data | WTB | RO | no data | CHECK | DWT | 1000BD | no data | no data | no data | 1" | no data
no data | 00VDWT798 | no data | WTB | RO | no data | VALVE MANIFOLD | DWT | 1000BD | no data | no data | no data | 1/2" | no data
no data | 00VDWT799 | no data | WTB | RO | no data | VALVE MANIFOLD | DWT | 1000BD | no data | no data | no data | 1/2" | no data
no data | 00VDWT800 | no data | WTB | RO | no data | VALVE MANIFOLD | DWT | 1000BD | no data | no data | no data | 1/2" | no data
no data | 00VDWT801 | no data | WTB | RO | no data | VALVE MANIFOLD | DWT | 1000BD | no data | no data | no data | 1/2" | no data
no data | 00VDWT802 | no data | WTB | RO | no data | VALVE MANIFOLD | DWT | 1000BD | no data | no data | no data | 1/2" | no data
no data | 00VDWT803 | no data | WTB | RO | no data | VALVE MANIFOLD | DWT | 1000BD | no data | no data | no data | 1/2" | no data
no data | 00VDWT804 | no data | WTB | RO | no data | VALVE MANIFOLD | DWT | 1000BD | no data | no data | no data | 1/2" | no data
no data | 00VDWT805 | no data | WTB | RO | no data | VALVE MANIFOLD | DWT | 1000BD | no data | no data | no data | 1/2" | no data
no data | 00VDWT806 | no data | WTB | RO | no data | VALVE MANIFOLD | DWT | 1000BD | no data | no data | no data | 1/2" | no data
no data | 00VDWT807 | no data | WTB | RO | no data | VALVE MANIFOLD | DWT | 1000BD | no data | no data | no data | 1/2" | no data
no data | 00VDWT808 | no data | WTB | RO | no data | MANUAL | DWT | 1000BD | no data | no data | no data | 1/2" | no data
no data | 00VDWT809 | no data | WTB | RO | no data | MANUAL | DWT | 1000BD | no data | no data | no data | 3" | no data
no data | 00VDWT810 | no data | WTB | RO | no data | MANUAL | DWT | 1000BD | no data | no data | no data | 1" | no data
no data | 00VDWT811 | no data | WTB | RO | no data | CHECK | DWT | 1000AD | no data | no data | no data | 4" | no data
no data | 00VDWT811 | no data | WTB | RO | no data | MANUAL | DWT | 1000BD | no data | no data | no data | 1/4" | no data
no data | 00VDWT812 | no data | WTB | RO | no data | MANUAL | DWT | 1000BD | no data | no data | no data | 1/4" | no data
no data | 00VDWT812 | no data | WTB | RO | no data | AUTOMATIC | DWT | 1000BD | no data | no data | no data | 4" | no data
no data | 00VDWT813 | no data | WTB | RO | no data | MANUAL | DWT | 1000BD | no data | no data | no data | 1/4" | no data
no data | 00VDWT814 | no data | WTB | RO | no data | MANUAL | DWT | 1000BD | no data | no data | no data | 1/4" | no data
no data | 00VDWT815 | no data | WTB | RO | no data | MANUAL | DWT | 1000BD | no data | no data | no data | 1/4" | no data
no data | 00VDWT816 | no data | WTB | RO | no data | VALVE MANIFOLD | DWT | 1000BD | no data | no data | no data | 1/2" | no data
no data | 00VDWT819 | no data | WTB | RO | no data | N/A | DWT | 1200D | no data | no data | no data | 1/2" | no data
no data | 00VDWT820 | no data | WTB | RO | no data | N/A | DWT | 1200D | no data | no data | no data | 1/2" | no data
no data | 00VDWT821 | no data | WTB | RO | no data | MANUAL | DWT | 1200D | no data | no data | no data | 1/2" | no data
no data | 00VDWT822 | no data | WTB | RO | no data | MANUAL | DWT | 1200D | no data | no data | no data | 1/2" | no data
no data | 00VDWT823 | no data | WTB | RO | no data | MANUAL | DWT | 1200D | no data | no data | no data | 1/2" | no data
no data | 00VDWT824 | no data | WTB | RO | no data | MANUAL | DWT | 1200D | no data | no data | no data | 1/2" | no data
no data | 00VDWT825 | no data | WTB | RO | no data | MANUAL | DWT | 1200D | no data | no data | no data | 1/2" | no data
no data | 00VDWT826 | no data | WTB | RO | no data | MANUAL | DWT | 1200D | no data | no data | no data | 1/2" | no data
no data | 00VDWT827 | no data | WTB | RO | no data | MANUAL | DWT | 1200D | no data | no data | no data | 1/2" | no data
no data | 00VDWT828 | no data | WTB | RO | no data | MANUAL | DWT | 1200D | no data | no data | no data | 1/2" | no data
no data | 00VDWT829 | no data | WTB | RO | no data | MANUAL | DWT | 1200D | no data | no data | no data | 1/2" | no data
no data | 00VDWT830 | no data | WTB | RO | no data | MANUAL | DWT | 1200D | no data | no data | no data | 1/2" | no data
no data | 00VDWT831 | no data | WTB | RO | no data | MANUAL | DWT | 1200D | no data | no data | no data | 1/2" | no data
no data | 00VDWT832 | no data | WTB | RO | no data | MANUAL | DWT | 1200D | no data | no data | no data | 1/2" | no data
no data | 00VDWT833 | no data | WTB | RO | no data | MANUAL | DWT | 1200D | no data | no data | no data | 1/2" | no data
no data | 00VDWT834 | no data | WTB | RO | no data | CHECK | DWT | 1200D | no data | no data | no data | 1/2" | no data
no data | 00VDWT835 | no data | WTB | RO | no data | CHECK | DWT | 1200D | no data | no data | no data | 1/2" | no data
no data | 00VDWT836 | no data | WTB | RO | no data | VALVE | DWT | 1300D | no data | no data | no data | 1/2" | no data
no data | 00VDWT838 | no data | WTB | RO | no data | MANIFOLD | DWT | 1300D | no data | no data | no data | 1/2" | no data
no data | 00VDWT840 | no data | WTB | RO | no data | MANUAL | DWT | 1300D | no data | no data | no data | 1/2" | no data
no data | 00VDWT841 | no data | WTB | RO | no data | MANUAL | DWT | 1300D | no data | no data | no data | 1/2" | no data
no data | 00VDWT842 | no data | WTB | RO | no data | MANUAL | DWT | 1300D | no data | no data | no data | 1/2" | no data
no data | 00VDWT843 | no data | WTB | RO | no data | MANUAL | DWT | 1300D | no data | no data | no data | 1/2" | no data
no data | 00VDWT844 | no data | WTB | RO | no data | MANUAL | DWT | 1300D | no data | no data | no data | 1/2" | no data
no data | 00VDWT845 | no data | WTB | RO | no data | MANUAL | DWT | 1300D | no data | no data | no data | 1/2" | no data
no data | 00VDWT846 | no data | WTB | RO | no data | MANUAL | DWT | 1300D | no data | no data | no data | 1/2" | no data
no data | 00VDWT847 | no data | WTB | RO | no data | MANUAL | DWT | 1300D | no data | no data | no data | 1/2" | no data
no data | 00VDWT848 | no data | WTB | RO | no data | MANUAL | DWT | 1300D | no data | no data | no data | 1/2" | no data
no data | 00VDWT849 | no data | WTB | RO | no data | MANUAL | DWT | 1300D | no data | no data | no data | 1/2" | no data
no data | 00VDWT850 | no data | WTB | RO | no data | MANUAL | DWT | 1300D | no data | no data | no data | 1/2" | no data
no data | 00VDWT851 | no data | WTB | RO | no data | MANUAL | DWT | 1300D | no data | no data | no data | 1/2" | no data
no data | 00VDWT852 | no data | WTB | RO | no data | MANUAL | DWT | 1300D | no data | no data | no data | 1/2" | no data
no data | 00VDWT853 | no data | WTB | RO | no data | CHECK | DWT | 1300D | no data | no data | no data | 1/2" | no data
no data | 00VDWT854 | no data | WTB | RO | no data | CHECK | DWT | 1300D | no data | no data | no data | 1/2" | no data
no data | 00VDWT855 | no data | WTB | RO | no data | N/A | DWT | 1400D | no data | no data | no data | 1/2" | no data
no data | 00VDWT856 | no data | WTB | RO | no data | N/A | DWT | 1400D | no data | no data | no data | 1/2" | no data
no data | 00VDWT857 | no data | WTB | RO | no data | MANUAL | DWT | 1400D | no data | no data | no data | 1/2" | no data
no data | 00VDWT858 | no data | WTB | RO | no data | MANUAL | DWT | 1400D | no data | no data | no data | 1/2" | no data
no data | 00VDWT859 | no data | WTB | RO | no data | MANUAL | DWT | 1400D | no data | no data | no data | 1/2" | no data
no data | 00VDWT860 | no data | WTB | RO | no data | MANUAL | DWT | 1400D | no data | no data | no data | 1/2" | no data
no data | 00VDWT861 | no data | WTB | RO | no data | MANUAL | DWT | 1400D | no data | no data | no data | 1/2" | no data
no data | 00VDWT862 | no data | WTB | RO | no data | MANUAL | DWT | 1400D | no data | no data | no data | 1/2" | no data
no data | 00VDWT863 | no data | WTB | RO | no data | MANUAL | DWT | 1400D | no data | no data | no data | 1/2" | no data
no data | 00VDWT864 | no data | WTB | RO | no data | MANUAL | DWT | 1400D | no data | no data | no data | 1/2" | no data
no data | 00VDWT865 | no data | WTB | RO | no data | MANUAL | DWT | 1400D | no data | no data | no data | 1/2" | no data
no data | 00VDWT866 | no data | WTB | RO | no data | MANUAL | DWT | 1400D | no data | no data | no data | 1/2" | no data
no data | 00VDWT867 | no data | WTB | RO | no data | MANUAL | DWT | 1400D | no data | no data | no data | 1/2" | no data
no data | 00VDWT868 | no data | WTB | RO | no data | MANUAL | DWT | 1400D | no data | no data | no data | 1/2" | no data
no data | 00VDWT869 | no data | WTB | RO | no data | MANUAL | DWT | 1400D | no data | no data | no data | 1/2" | no data
no data | 00VDWT870 | no data | WTB | RO | no data | MANUAL | DWT | 1400D | no data | no data | no data | 1/2" | no data
no data | 00VDWT871 | no data | WTB | RO | no data | MANUAL | DWT | 1400D | no data | no data | no data | 1/2" | no data
no data | 00VDWT872 | no data | WTB | RO | no data | MANUAL | DWT | 1400D | no data | no data | no data | 1/2" | no data
no data | 00VDWT873 | no data | WTB | RO | no data | MANUAL | DWT | 1400D | no data | no data | no data | 1/2" | no data
no data | 00VDWT874 | no data | WTB | RO | no data | MANUAL | DWT | 1400D | no data | no data | no data | 1/2" | no data
no data | 00VDWT875 | no data | WTB | RO | no data | MANUAL | DWT | 1400D | no data | no data | no data | 1/2" | no data
no data | 00VDWT876 | no data | WTB | RO | no data | N/A | DWT | 1400D | no data | no data | no data | 1/2" | no data
no data | 00VDWT877 | no data | WTB | RO | no data | MANUAL | DWT | 1400D | no data | no data | no data | 1/2" | no data
no data | 00VDWT878 | no data | WTB | RO | no data | MANUAL | DWT | 1400D | no data | no data | no data | 1/2" | no data
no data | 00VDWT879 | no data | WTB | RO | no data | VALVE MANIFOLD | DWT | 1500D | no data | no data | no data | 1/2" | no data
no data | 00VDWT880 | no data | WTB | RO | no data | VALVE MANIFOLD | DWT | 1500D | no data | no data | no data | 1/2" | no data
no data | 00VDWT881 | no data | WTB | RO | no data | MANUAL | DWT | 1500D | no data | no data | no data | 4" | no data
no data | 00VDWT882 | no data | WTB | RO | no data | MANUAL | DWT | 1500D | no data | no data | no data | 3" | no data
no data | 00VDWT883 | no data | WTB | RO | no data | MANUAL | DWT | 1500D | no data | no data | no data | 3" | no data
no data | 00VDWT884 | no data | WTB | RO | no data | MANUAL | DWT | 1500D | no data | no data | no data | 3" | no data
no data | 00VDWT885 | no data | WTB | RO | no data | MANUAL | DWT | 1500D | no data | no data | no data | 1/4" | no data
no data | 00VDWT886 | no data | WTB | RO | no data | MANUAL | DWT | 1500D | no data | no data | no data | 1/2" | no data
no data | 00VDWT887 | no data | WTB | RO | no data | MANUAL | DWT | 1500D | no data | no data | no data | 1/2" | no data
no data | 00VDWT889 | no data | WTB | RO | no data | MANUAL | DWT | 1500D | no data | no data | no data | 4" | no data
no data | 00VDWT890 | no data | WTB | RO | no data | MANUAL | DWT | 1500D | no data | no data | no data | 1" | no data
no data | 00VDWT891 | no data | WTB | RO | no data | MANUAL | DWT | 1500D | no data | no data | no data | 1" | no data
no data | 00VDWT893 | no data | WTB | RO | no data | MANUAL | DWT | 1500D | no data | no data | no data | 1" | no data
no data | 00VDWT898 | no data | WTB | RO | no data | MANUAL | DWT | 3000D | no data | no data | no data | 1/2" | no data
no data | 00VDWT899 | no data | WTB | RO | no data | MANUAL | DWT | 3000D | no data | no data | no data | 1/2" | no data
no data | 00VDWT900 | no data | WTB | RO | no data | MANUAL | DWT | 3000D | no data | no data | no data | 1/2" | no data
no data | 00VDWT901 | no data | WTB | RO | no data | MANUAL | DWT | 3000D | no data | no data | no data | 1/2" | no data
no data | 00VDWT902 | no data | WTB | RO | no data | MANUAL | DWT | 3000D | no data | no data | no data | 1/2" | no data
no data | 00VDWT903 | no data | WTB | RO | no data | MANUAL | DWT | 3000D | no data | no data | no data | 1/2" | no data
no data | 00VDWT904 | no data | WTB | RO | no data | MANUAL | DWT | 3000D | no data | no data | no data | 1/2" | no data
no data | 00VDWT905 | no data | WTB | RO | no data | MANUAL | DWT | 3000D | no data | no data | no data | 1/2" | no data
no data | 00VDWT906 | no data | WTB | RO | no data | MANUAL | DWT | 3000D | no data | no data | no data | 1/2" | no data
no data | 00VDWT907 | no data | WTB | RO | no data | MANUAL | DWT | 3000D | no data | no data | no data | 1/2" | no data
no data | 00VDWT908 | no data | WTB | RO | no data | MANUAL | DWT | 3000D | no data | no data | no data | 1/2" | no data
no data | 00VDWT909 | no data | WTB | RO | no data | MANUAL | DWT | 3000D | no data | no data | no data | 1/2" | no data
no data | 00VDWT910 | no data | WTB | RO | no data | MANUAL | DWT | 3000D | no data | no data | no data | 1/2" | no data
no data | 00VDWT986 | no data | WTB | RO | no data | MANUAL | DWT | 3000D | no data | no data | no data | 1/2" | no data
no data | 00-VFGS101 | no data | no data | no data | INSTRUMENT ROOT VALVE | no data | FGS | PD-654 | no data | no data | Natural Gas | 0.75" | no data
no data | 00-VFGS102 | no data | no data | no data | INSTRUMENT ROOT VALVE | no data | FGS | PD-654 | no data | no data | Natural Gas | 0.75" | no data
no data | 00-VFGS133 | no data | no data | no data | GT FUEL GAS CALORIE METER SAMPLE TUBING ISOLATION | no data | FGS | PD-654 | no data | no data | Natural Gas | 0.375" | no data
no data | 00-VFGS136 | no data | no data | no data | GT FUEL GAS CALORIE METER SAMPLE TUBING ISOLATION | no data | FGS | PD-654 | no data | no data | Natural Gas | 0.375" | no data
no data | 00-VFGS137 | no data | no data | no data | GT FUEL GAS CALORIE METER SAMPLE TUBING ISOLATION | no data | FGS | PD-654 | no data | no data | Natural Gas | 0.375" | no data
no data | 00-VFGS144 | no data | no data | no data | VENT/DRAIN | no data | FGS | PD-652 | no data | no data | Oil | 0.75" | no data
no data | 00-VFGS145 | no data | no data | no data | DRAIN | no data | FGS | PD-652 | no data | no data | Oil | 0.75" | no data
no data | 00-VFGS146 | no data | no data | no data | VENT/DRAIN | no data | FGS | PD-652 | no data | no data | Oil | 0.75" | no data
no data | 00-VFGS147 | no data | no data | no data | DRAIN | no data | FGS | PD-652 | no data | no data | Oil | 0.75" | no data
no data | 00-VFGS148 | no data | no data | no data | DRAIN | no data | FGS | PD-652 | no data | no data | Oil | 0.75" | no data
no data | 00-VFGS149 | no data | no data | no data | DRAIN | no data | FGS | PD-652 | no data | no data | Oil | 0.75" | no data
no data | 00-VFGS150 | no data | no data | no data | VENT | no data | FGS | PD-650 | no data | no data | WATER/GLYCOL | 0.75" | no data
no data | 00-VFGS151 | no data | no data | no data | VENT | no data | FGS | PD-650 | no data | no data | WATER/GLYCOL | 0.75" | no data
no data | 00-VFGS152 | no data | no data | no data | VENT | no data | FGS | PD-650 | no data | no data | WATER/GLYCOL | 0.75" | no data
no data | 00-VFGS200 | no data | no data | no data | EQUIPMENT ISOLATION | no data | FGS | PD-650 | no data | no data | Natural Gas | 16" | no data
no data | 00-VFGS201 | no data | no data | no data | EQUIPMENT ISOLATION | no data | FGS | PD-650 | no data | no data | Natural Gas | 6" | no data
no data | 00-VFGS208 | no data | no data | no data | COMPRESSOR BYPASS CHECK VALVE | no data | FGS | PD-650 | no data | no data | Natural Gas | 16" | no data
no data | 00-VFGS209 | no data | no data | no data | COMPRESSOR BYPASS CHECK VALVE | no data | FGS | PD-650 | no data | no data | Natural Gas | 16" | no data
no data | 00-VFGS210 | no data | no data | no data | EQUIPMENT ISOLATION | no data | FGS | PD-650 | no data | no data | Natural Gas | 16" | no data
no data | 00-VFGS220 | no data | no data | no data | FILTER/SEPARATOR INLET | no data | FGS | PD-650 | no data | no data | Natural Gas | 18" | no data
no data | 00-VFGS221 | no data | no data | no data | N2 PURGE ISOLATION | no data | FGS | PD-650 | no data | no data | Natural Gas | 0.75" | no data
no data | 00-VFGS222 | no data | no data | no data | N2 PURGE ISOLATION | no data | FGS | PD-650 | no data | no data | Natural Gas | 0.75" | no data
no data | 00-VFGS224 | no data | no data | no data | EQUIPMENT ISOLATION | no data | FGS | PD-650 | no data | no data | WATER/GLYCOL | 4" | no data
no data | 00-VFGS225 | no data | no data | no data | EQUIPMENT ISOLATION | no data | FGS | PD-650 | no data | no data | WATER/GLYCOL | 4" | no data
no data | 00-VFGS226 | no data | no data | no data | EQUIPMENT ISOLATION | no data | FGS | PD-650 | no data | no data | WATER/GLYCOL | 4" | no data
no data | 00-VFGS227 | no data | no data | no data | AUX BOILER SUPPLY ISOLATION | no data | FGS | PD-654 | no data | no data | Natural Gas | 2" | no data
no data | 00-VFGS228 | no data | no data | no data | EQUIPMENT ISOLATION | no data | FGS | PD-654 | no data | no data | Natural Gas | 6" | no data
no data | 00-VFGS229 | no data | no data | no data | EQUIPMENT ISOLATION | no data | FGS | PD-650 | no data | no data | Natural Gas | 2" | no data
no data | 00-VFGS230 | no data | no data | no data | EMERGENCY SHUT OFF VALVE | no data | FGS | PD-650 | no data | no data | Natural Gas | 18" | no data
no data | 00-VFGS238 | no data | no data | no data | EQUIPMENT ISOLATION | no data | FGS | PD-650 | no data | no data | WATER/GLYCOL | 4" | no data
no data | 00-VFGS239 | no data | no data | no data | EQUIPMENT ISOLATION | no data | FGS | PD-650 | no data | no data | WATER/GLYCOL | 4" | no data
no data | 00-VFGS240 | no data | no data | no data | EQUIPMENT ISOLATION | no data | FGS | PD-650 | no data | no data | WATER/GLYCOL | 4" | no data
no data | 00-VFGS241 | no data | no data | no data | STEAM TURBINE BLDG 2 SUPPLY ISOLATION | no data | FGS | PD-654 | no data | no data | Natural Gas | 0.75" | no data
no data | 00-VFGS244 | no data | no data | no data | EQUIPMENT ISOLATION | no data | FGS | PD-654 | no data | no data | Natural Gas | 0.75" | no data
| 00-VFGS245 | GLYCOL RECIRC PUMP OUTLET | no data | GLYCOL HEAT EXCHANGER SKID | EQUIPMENT ISOLATION | no data | FGS | PD-650 | OPEN | no data | WATER/GLYCOL | 4" | no data
no data | 00-VFGS246 | no data | no data | no data | EQUIPMENT ISOLATION | no data | FGS | PD-650 | no data | no data | WATER/GLYCOL | 4" | no data
no data | 00-VFGS253 | no data | no data | no data | EQUIPMENT ISOLATION | no data | FGS | PD-650 | no data | no data | Natural Gas | 18" | no data
no data | 00-VFGS254 | no data | no data | no data | N2 PURGE ISOLATION | no data | FGS | PD-650 | no data | no data | Natural Gas | 0.75" | no data
no data | 00-VFGS257 | no data | no data | no data | EQUIPMENT ISOLATION | no data | FGS | PD-650 | no data | no data | Natural Gas | 18" | no data
no data | 00-VFGS258 | no data | no data | no data | N2 PURGE ISOLATION | no data | FGS | PD-650 | no data | no data | Natural Gas | 0.75" | no data
no data | 00-VFGS259 | no data | no data | no data | EQUIPMENT ISOLATION | no data | FGS | PD-650 | no data | no data | Natural Gas | 6" | no data
no data | 00-VFGS260 | no data | no data | no data | EQUIPMENT ISOLATION | no data | FGS | PD-650 | no data | no data | Natural Gas | 6" | no data
no data | 00-VFGS261 | no data | no data | no data | N2 PURGE ISOLATION | no data | FGS | PD-650 | no data | no data | Natural Gas | 0.75" | no data
no data | 00-VFGS262 | no data | no data | no data | N2 PURGE ISOLATION | no data | FGS | PD-650 | no data | no data | Natural Gas | 0.75" | no data
no data | 00-VFGS263 | no data | no data | no data | EQUIPMENT ISOLATION | no data | FGS | PD-650 | no data | no data | Natural Gas | 6" | no data
no data | 00-VFGS264 | no data | no data | no data | BUILDING SUPPLY HEADER ISOLATION | no data | FGS | PD-654 | no data | no data | Natural Gas | 0.75" | no data
| 00-VFGS265 | AUX BUILDING HEAT GAS SUPPLY ISOLATION | no data | FG SUPPLY TO DUCT BURNERS/BUILDING HEATERS | EQUIPMENT ISOLATION | no data | FGS | PD-654 | OPEN | no data | Natural Gas | 1" | no data
no data | 00-VFGS272 | no data | no data | no data | EQUIPMENT ISOLATION | no data | FGS | PD-654 | no data | no data | Natural Gas | 3" | no data
no data | 00-VFGS273 | no data | no data | no data | EQUIPMENT ISOLATION | no data | FGS | PD-654 | no data | no data | Natural Gas | 3" | no data
no data | 00-VFGS278 | no data | no data | no data | EQUIPMENT ISOLATION | no data | FGS | PD-651 | no data | no data | Natural Gas | 0.375" | no data
no data | 00-VFGS279 | no data | no data | no data | EQUIPMENT ISOLATION | no data | FGS | PD-651 | no data | no data | Natural Gas | 0.375" | no data
no data | 00-VFGS280 | no data | no data | no data | EQUIPMENT ISOLATION | no data | FGS | PD-651 | no data | no data | Natural Gas | 0.375" | no data
no data | 00-VFGS281 | no data | no data | no data | N2 PURGE ISOLATION | no data | FGS | PD-652 | no data | no data | Natural Gas | 0.75" | no data
no data | 00-VFGS282 | no data | no data | no data | N2 PURGE ISOLATION | no data | FGS | PD-652 | no data | no data | Natural Gas | 0.75" | no data
no data | 00-VFGS283 | no data | no data | no data | N2 PURGE ISOLATION | no data | FGS | PD-652 | no data | no data | Natural Gas | 0.75" | no data
no data | 00-VFGS300 | no data | no data | no data | N2 PURGE ISOLATION | no data | FGS | PD-654 | no data | no data | Natural Gas | 0.75" | no data
no data | 00-VFGS301 | no data | no data | no data | N2 PURGE ISOLATION | no data | FGS | PD-654 | no data | no data | Natural Gas | 0.75" | no data
no data | 00-VFGS302 | no data | no data | no data | FG NITROGEN SUPPLY ISOLATION | no data | FGS | PD-652 | no data | no data | Nitrogen | 1" | no data
no data | 00-VFGS303 | no data | no data | no data | FG NITROGEN SUPPLY ISOLATION | no data | FGS | PD-652 | no data | no data | Nitrogen | 1" | no data
no data | 00-VFGS304 | no data | no data | no data | FG NITROGEN SUPPLY ISOLATION | no data | FGS | PD-652 | no data | no data | Nitrogen | 1" | no data
no data | 00-VFGS309 | no data | no data | no data | N2 PURGE ISOLATION | no data | FGS | PD-654 | no data | no data | Natural Gas | 0.75" | no data
no data | 00-VFGS310 | no data | no data | no data | BUILDING SUPPLY HEADER ISOLATION | no data | FGS | PD-654 | no data | no data | Natural Gas | 0.75" | no data
no data | 00-VFGS311 | no data | no data | no data | N2 PURGE ISOLATION | no data | FGS | PD-654 | no data | no data | Natural Gas | 0.75" | no data
no data | 00-VFGS312 | no data | no data | no data | N2 PURGE ISOLATION | no data | FGS | PD-654 | no data | no data | Natural Gas | 0.75" | no data
no data | 00-VFGS313 | no data | no data | no data | STEAM TURBINE BLDG 1 SUPPLY ISOLATION | no data | FGS | PD-654 | no data | no data | Natural Gas | 0.75" | no data
no data | 00-VFGS314 | no data | no data | no data | N2 PURGE ISOLATION | no data | FGS | PD-654 | no data | no data | Natural Gas | 0.75" | no data
no data | 00-VFGS315 | no data | no data | no data | STEAM TURBINE BLDG 2 SUPPLY ISOLATION | no data | FGS | PD-654 | no data | no data | Natural Gas | 0.75" | no data
no data | 00-VFGS316 | no data | no data | no data | N2 PURGE ISOLATION | no data | FGS | PD-654 | no data | no data | Natural Gas | 0.75" | no data
no data | 00VFGS469 | no data | no data | no data | Discharge Check Valve | no data | FGC | no data | no data | no data | Fuel Gas | 8" | no data
no data | 00VFGS476 | no data | no data | no data | Manual Inlet Isolation Valve | no data | FGC | no data | no data | no data | Fuel Gas | 10" | no data
no data | 00VFGS479 | no data | no data | no data | Manual Discharge Isolation Valve | no data | FGC | no data | no data | no data | Fuel Gas | 8" | no data
no data | 00VFGS569 | no data | no data | no data | Discharge Check Valve | no data | FGC | no data | no data | no data | Fuel Gas | 8" | no data
no data | 00VFGS576 | no data | no data | no data | Manual Inlet Isolation Valve | no data | FGC | no data | no data | no data | Fuel Gas | 10" | no data
no data | 00VFGS579 | no data | no data | no data | Manual Discharge Isolation Valve | no data | FGC | no data | no data | no data | Fuel Gas | 8" | no data
no data | 00VFGS669 | no data | no data | no data | Discharge Check Valve | no data | FGC | no data | no data | no data | Fuel Gas | 8" | no data
no data | 00VFGS676 | no data | no data | no data | Manual Inlet Isolation Valve | no data | FGC | no data | no data | no data | Fuel Gas | 10" | no data
no data | 00VFGS679 | no data | no data | no data | Manual Discharge Isolation Valve | no data | FGC | no data | no data | no data | Fuel Gas | 8" | no data
no data | 00-VFGS702 | no data | no data | no data | 1" SW BALL VALVE, FULL PORT | LEVER | FGS | A00201-C1 | no data | no data | AIR | 1" | no data
| 00-VFGS703 | FILTER/SEPERATOR NITROGEN PURGE/VENT | no data | FUEL GAS FILTER/SEPERATOR | 3/4" SWxTH BALL VALVE, FULL PORT | LEVER | FGS | A00201-C1 | CLOSED | no data | NAT. GAS | 3/4” | no data
| 00-VFGS704 | FILTER SEPERATOR DP TRANSMITTER HIGH SIDE | no data | FUEL GAS FILTER/SEPERATOR | 1/2" SWxTH BALL VALVE, FULL PORT | LEVER | FGS | A00201-C1 | OPEN | no data | NAT. GAS | 1/2" | no data
| 00-VFGS705 | FILTER/SEPERATOR NITROGEN PURGE/VENT | no data | FUEL GAS FILTER/SEPERATOR | 3/4" SWxTH BALL VALVE, FULL PORT | LEVER | FGS | A00201-C1 | CLOSED | no data | NAT. GAS | 3/4” | no data
| 00-VFGS706 | FILTER SEPERATOR DP TRANSMITTER LOW SIDE | no data | FUEL GAS FILTER/SEPERATOR | 1/2" SWxTH BALL VALVE, FULL PORT | LEVER | FGS | A00201-C1 | OPEN | no data | NAT. GAS | 1/2” | no data
| 00-VFGS707 | FILTER/SEPERATOR LEVEL COLUM SUPPLY LOWER | no data | FUEL GAS FILTER/SEPERATOR | 1" SW BALL VALVE, FULL PORT | LEVER | FGS | A00201-C1 | OPEN | no data | CONDENSATE | 1" | no data
| 00-VFGS708 | FILTER/SEPERATOR LEVEL COLUM SUPPLY UPPER | no data | FUEL GAS FILTER/SEPERATOR | 1" SW BALL VALVE, FULL PORT | LEVER | FGS | A00201-C1 | OPEN | no data | NAT. GAS | 1" | no data
| 00-VFGS709 | FILTER SEPERATOR LEVEL SWITCH ISOLATION LOWER | no data | FUEL GAS FILTER/SEPERATOR | 1" SW BALL VALVE, FULL PORT | LEVER | FGS | A00201-C1 | OPEN | no data | CONDENSATE | 1" | no data
| 00-VFGS710 | FILTER SEPERATOR LEVEL SWITCH ISOLATION UPPER | no data | FUEL GAS FILTER/SEPERATOR | 1" SW BALL VALVE, FULL PORT | LEVER | FGS | A00201-C1 | OPEN | no data | NAT. GAS | 1" | no data
| 00-VFGS711 | FILTER/SEPERATOR LEVEL GAGE SUPPLY LOWER | no data | FUEL GAS FILTER/SEPERATOR | 3/4" SW BALL VALVE, FULL PORT | LEVER | FGS | A00201-C1 | OPEN | no data | CONDENSATE | 3/4” | no data
| 00-VFGS712 | FILTER/SEPERATOR LEVEL GAGE SUPPLY UPPER | no data | FUEL GAS FILTER/SEPERATOR | 3/4" SW BALL VALVE, FULL PORT | LEVER | FGS | A00201-C1 | OPEN | no data | NAT. GAS | 3/4” | no data
| 00-VFGS713 | FILTER/SEPERATOR LEVEL GAGE SUPPLY LOWER | no data | FUEL GAS FILTER/SEPERATOR | 3/4" SW BALL VALVE, FULL PORT | LEVER | FGS | A00201-C1 | OPEN | no data | CONDENSATE | 3/4” | no data
| 00-VFGS714 | FILTER/SEPERATOR LEVEL GAGE SUPPLY UPPER | no data | FUEL GAS FILTER/SEPERATOR | 3/4" SW BALL VALVE, FULL PORT | LEVER | FGS | A00201-C1 | OPEN | no data | NAT. GAS | 3/4” | no data
| 00-VFGS715 | FILTER SEPERATOR LEVEL SWITCH ISOLATION LOWER | no data | FUEL GAS FILTER/SEPERATOR | 1" SW BALL VALVE, FULL PORT | LEVER | FGS | A00201-C1 | OPEN | no data | CONDENSATE | 1" | no data
| 00-VFGS716 | FILTER SEPERATOR LEVEL SWITCH ISOLATION UPPER | no data | FUEL GAS FILTER/SEPERATOR | 1" SW BALL VALVE, FULL PORT | LEVER | FGS | A00201-C1 | OPEN | no data | NAT. GAS | 1" | no data
| 00-VFGS717 | FILTER/SEPERATOR LEVEL COLUM SUPPLY LOWER | no data | FUEL GAS FILTER/SEPERATOR | 1" SW BALL VALVE, FULL PORT | LEVER | FGS | A00201-C1 | OPEN | no data | CONDENSATE | 1" | no data
| 00-VFGS718 | FILTER/SEPERATOR LEVEL COLUM SUPPLY UPPER | no data | FUEL GAS FILTER/SEPERATOR | 1" SW BALL VALVE, FULL PORT | LEVER | FGS | A00201-C1 | OPEN | no data | NAT. GAS | 1" | no data
| 00-VFGS719 | FILTER/SEPERATOR LEVEL CONTROL VALVE INLET | no data | FUEL GAS FILTER/SEPERATOR | 1" SW BALL VALVE, FULL PORT | LEVER | FGS | A00201-C1 | OPEN | no data | CONDENSATE | 1" | no data
no data | 00-VFGS721 | no data | no data | no data | 2" SW CHECK VALVE | N/A | FGS | A00201-C1 | no data | no data | CONDENSATE | 2.0 | no data
| 00-VFGS722 | FILTER/SEPERATOR LEVEL CONTROL BYPASS | no data | FUEL GAS FILTER/SEPERATOR | 2" RF TRUNNION BALL VALVE, FULL PORT | LEVER | FGS | A00201-C1 | CLOSED | no data | CONDENSATE | 2" | no data
| 00-VFGS723 | FILTER/SEPERATOR LEVEL CONTROL VALVE INLET | no data | FUEL GAS FILTER/SEPERATOR | 1" SW BALL VALVE, FULL PORT | LEVER | FGS | A00201-C1 | OPEN | no data | CONDENSATE | 1" | no data
| 00-VFGS724 | FILTER/SEPERATOR LEVEL CONTROL VALVE OUTLET | no data | FUEL GAS FILTER/SEPERATOR | 1" SW BALL VALVE, FULL PORT | LEVER | FGS | A00201-C1 | OPEN | no data | CONDENSATE | 1" | no data
no data | 00-VFGS725 | no data | no data | no data | 2" SW CHECK VALVE | N/A | FGS | A00201-C1 | no data | no data | CONDENSATE | 2.0 | no data
| 00-VFGS726 | FILTER/SEPERATOR LEVEL CONTROL BYPASS | no data | FUEL GAS FILTER/SEPERATOR | 2" RF TRUNNION BALL VALVE, FULL PORT | LEVER | FGS | A00201-C1 | CLOSED | no data | CONDENSATE | 2" | no data
| 00-VFGS727 | FILTER SEPERATOR DRAIN TANK LEVEL IND. TRANSMITTER LOWER | no data | FUEL GAS FILTER/SEPERATOR | 2" RF TRUNNION BALL VALVE, FULL PORT | LEVER | FGS | A00201-C1 | OPEN | no data | CONDENSATE | 2" | no data
| 00-VFGS729 | FILTER SEPERATOR DRAIN TANK LEVEL GAUGE DRAIN | no data | FUEL GAS FILTER/SEPERATOR | 1/2" SWxTH BALL VALVE, FULL PORT | LEVER | FGS | A00201-C1 | CLOSED | no data | CONDENSATE | 1/2” | no data
no data | 00-VFGS72g | no data | no data | no data | 2" RF TRUNNION BALL VALVE, FULL PORT | LEVER | FGS | A00201-C1 | no data | no data | NAT. GAS | 2" | no data
no data | 00-VFGS72O | no data | no data | no data | 1" SW BALL VALVE, FULL PORT | LEVER | FGS | A00201-C1 | no data | no data | CONDENSATE | 1" | no data
| 00-VFGS730 | FILTER SEPERATOR DRAIN TANK LEVEL GAUGE VENT | no data | FUEL GAS FILTER/SEPERATOR | 1/2" SWxTH BALL VALVE, FULL PORT | LEVER | FGS | A00201-C1 | CLOSED | no data | NAT. GAS | 1/2” | no data
| 00-VFGS731 | FILTER SEPERATOR DRAIN TANK DRAIN VALVE | no data | FUEL GAS FILTER/SEPERATOR | 1" SW BALL VALVE, FULL PORT | LEVER | FGS | A00201-C1 | CLOSED | no data | CONDENSATE | 1" | no data
| 00-VFGS732 | FILTER SEPERATOR DRAIN TANK LEVEL SWITH LOWER ISO. | no data | FUEL GAS FILTER/SEPERATOR | 1" SW BALL VALVE, FULL PORT | LEVER | FGS | A00201-C1 | OPEN | no data | CONDENSATE | 1" | no data
| 00-VFGS733 | 12" FLOW METER STATION INLET | no data | FLOW METERING STATION (03) | 12" RF TRUNNION BALL BALVE, FULL PORT | GEAR | FGS | A00201-C2 | OPEN | no data | NAT. GAS | 12" | no data
| 00-VFGS734 | 6" FLOW METER INLET | no data | FLOW METERING STATION (03) | 6" RF TRUNNION BALL BALVE, FULL PORT | GEAR | FGS | A00201-C2 | OPEN | no data | NAT. GAS | 6" | no data
| 00-VFGS735 | FILTER SEPERATOR DRAIN TANK LEVEL SWITH UPPER ISO. | no data | FUEL GAS FILTER/SEPERATOR | 1" SW BALL VALVE, FULL PORT | LEVER | FGS | A00201-C1 | OPEN | no data | CONDENSATE | 1" | no data
| 00-VFGS736 | FILTER SEPERATOR DRAIN TANK LEVEL SWITH DRAIN ISO. | no data | FUEL GAS FILTER/SEPERATOR | 1/2" SWxTH BALL VALVE, FULL PORT | LEVER | FGS | A00201-C1 | CLOSED | no data | CONDENSATE | 1/2” | no data
| 00-VFGS737 | 12" FLOW METER NITROGEN PURGE/VENT | no data | FLOW METERING STATION (03) | 1/2" SWxTH BALL VALVE, FULL PORT | LEVER | FGS | A00201-C2 | CLOSED | no data | NAT. GAS | 1/2” | no data
no data | 00-VFGS738 | no data | no data | no data | 1/2" SWxTH BALL VALVE, FULL PORT | LEVER | FGS | A00201-C1 | no data | no data | CONDENSATE | 1/2” | no data
| 00-VFGS739 | 12" PRESSURE TRANSMITTER ISOLATION | no data | FLOW METERING STATION (03) | 1/2" SWxTH BALL VALVE, FULL PORT | LEVER | FGS | A00201-C2 | OPEN | no data | NAT. GAS | 1/2" | no data
| 00-VFGS740 | 6" PRESSURE TRANSMITTER ISOLATION | no data | FLOW METERING STATION (03) | 1/2" SWxTH BALL VALVE, FULL PORT | LEVER | FGS | A00201-C2 | OPEN | no data | NAT. GAS | 1/2” | no data
| 00-VFGS741 | 12" PRESSURE TRANSMITTER ISOLATION | no data | FLOW METERING STATION (03) | 1/2" 2-WAY MANIFOLD VALVE | LEVER | FGS | A00201-C2 | OPEN | no data | NAT. GAS | 1/2" | no data
| 00-VFGS742 | 6" PRESSURE TRANSMITTER ISOLATION | no data | FLOW METERING STATION (03) | 1/2" 2-WAY MANIFOLD VALVE | LEVER | FGS | A00201-C2 | OPEN | no data | NAT. GAS | 1/2" | no data
| 00-VFGS743 | 12" FLOW METER NITROGEN PURGE/VENT | no data | FLOW METERING STATION (03) | 1" SWxTH BALL VALVE, FULL PORT | LEVER | FGS | A00201-C2 | CLOSED | no data | NAT. GAS | 1" | no data
| 00-VFGS744 | 6" FLOW METER NITROGEN PURGE/VENT | no data | FLOW METERING STATION (03) | 1” SWxTH BALL VALVE, FULL PORT | LEVER | FGS | A00201-C2 | CLOSED | no data | NAT. GAS | 1" | no data
| 00-VFGS745 | 12" YV-745 DRAIN VALVE | no data | FLOW METERING STATION (03) | 1/2" SWxTH BALL VALVE, FULL PORT | LEVER | FGS | A00201-C2 | CLOSED | no data | AIR | 1/2” | no data
| 00-VFGS746 | 6" YV-746 DRAIN VALVE | no data | FLOW METERING STATION (03) | 1/2" SWxTH BALL VALVE, FULL PORT | LEVER | FGS | A00201-C2 | CLOSED | no data | AIR | 1/2" | no data
| 00-VFGS747 | 12" FLOW METER NITROGEN PURGE/VENT | no data | FLOW METERING STATION (03) | 1" SWxTH BALL VALVE, FULL PORT | LEVER | FGS | A00201-C2 | CLOSED | no data | NAT. GAS | 1" | no data
| 00-VFGS748 | 6" FLOW METER NITROGEN PURGE/VENT | no data | FLOW METERING STATION (03) | 1" SWxTH BALL VALVE, FULL PORT | LEVER | FGS | A00201-C2 | CLOSED | no data | NAT. GAS | 1" | no data
no data | 00-VFGS749 | no data | no data | no data | 1/2" SWxTH BALL VALVE, FULL PORT | LEVER | FGS | A00201-C2 | no data | no data | AIR | 1/2” | no data
no data | 00-VFGS751 | no data | no data | no data | 1/2" SWxTH BALL VALVE, FULL PORT | LEVER | FGS | A00201-C4 | no data | no data | NAT. GAS | 1/2” | no data
no data | 00-VFGS752 | no data | no data | no data | 1/2" 2-WAY MANIFOLD VALVE | LEVER | FGS | A00201-C4 | no data | no data | NAT. GAS | 1/2” | no data
| 00-VFGS753 | PRESS TRANSMITTER ISOLATION #1 HEAT EXCHANGER INLET | no data | GLYCOL HEAT EXCHANGER SKID | 1/2" SWxTH BALL VALVE, FULL PORT | LEVER | FGS | A00201-C4 | OPEN | no data | NAT. GAS | 1/2” | no data
no data | 00-VFGS754 | no data | no data | no data | 1/2" SWxTH BALL VALVE, FULL PORT | LEVER | FGS | A00201-C4 | no data | no data | AIR | 1/2” | no data
| 00-VFGS755 | GLYCOL HEAT EXCHANGER NITROGEN PURGE/VENT (GAS SIDE) | no data | GLYCOL HEAT EXCHANGER SKID | 1/2" SWxTH BALL VALVE, FULL PORT | LEVER | FGS | A00201-C4 | CLOSED | no data | NAT. GAS | 1/2" | no data
no data | 00-VFGS756 | no data | no data | no data | 1/2" SWxTH BALL VALVE, FULL PORT | LEVER | FGS | A00201-C4 | no data | no data | NAT. GAS | 1/2” | no data
no data | 00-VFGS757 | no data | no data | no data | 1/2" 2-WAY MANIFOLD VALVE | LEVER | FGS | A00201-C4 | no data | no data | NAT. GAS | 1/2” | no data
| 00-VFGS758 | GLYCOL HEAT EXCHANGER NITROGEN PURGE/VENT (GAS SIDE) | no data | GLYCOL HEAT EXCHANGER SKID | 1/2" SWxTH BALL VALVE, FULL PORT | LEVER | FGS | A00201-C4 | CLOSED | no data | NAT. GAS | 1/2" | no data
| 00-VFGS759 | PRESS TRANSMITTER ISOLATION #1 HEAT EXCHANGER INLET | no data | GLYCOL HEAT EXCHANGER SKID | 1/2" 2-WAY MANIFOLD VALVE | LEVER | FGS | A00201-C4 | OPEN | no data | NAT. GAS | 1/2" | no data
no data | 00-VFGS761 | no data | no data | no data | 1/2" SWxTH BALL VALVE, FULL PORT | LEVER | FGS | A00201-C4 | no data | no data | AIR | 1/2" | no data
no data | 00-VFGS764 | no data | no data | no data | 1/2" SWxTH BALL VALVE, FULL PORT | LEVER | FGS | A00201-C7 | no data | no data | NAT. GAS | 1/2” | no data
no data | 00-VFGS765 | no data | no data | no data | 1/2" 2-WAY MANIFOLD VALVE | LEVER | FGS | A00201-C7 | no data | no data | NAT. GAS | 1/2” | no data
no data | 00-VFGS766 | no data | no data | no data | 1/2" SWxTH BALL VALVE, FULL PORT | LEVER | FGS | A00201-C7 | no data | no data | AIR | 1/2" | no data
no data | 00-VFGS767 | no data | no data | no data | 1/2" SWxTH BALL VALVE, FULL PORT | LEVER | FGS | A00201-C7 | no data | no data | AIR | 1/2" | no data
no data | 00-VFGS768 | no data | no data | no data | 1/2" SWxTH BALL VALVE, FULL PORT | LEVER | FGS | A00201-C7 | no data | no data | AIR | 1/2” | no data
no data | 00-VFGS769 | no data | no data | no data | 1/2" SWxTH BALL VALVE, FULL PORT | LEVER | FGS | A00201-C7 | no data | no data | AIR | 1/2” | no data
no data | 00-VFGS770 | no data | no data | no data | 1/2" SWxTH BALL VALVE, FULL PORT | LEVER | FGS | A00201-C7 | no data | no data | AIR | 1/2" | no data
no data | 00-VFGS771 | no data | no data | no data | 1/2" SWxTH BALL VALVE, FULL PORT | LEVER | FGS | A00201-C7 | no data | no data | AIR | 1/2” | no data
| 00-VFGS772 | 16" PRI. REGULATING STATION INLET | no data | HP REGULATING STATION (08) | 16" RF TRUNNION BALL BALVE, FULL PORT | GEAR | FGS | A00201-C7 | Open | no data | NAT. GAS | 16" | no data
| 00-VFGS773 | 16" PRI. REGULATING STATION OULET | no data | HP REGULATING STATION (08) | 16" RF TRUNNION BALL BALVE, FULL PORT | GEAR | FGS | A00201-C7 | OPEN | no data | NAT. GAS | 16" | no data
| 00-VFGS774 | 16" SEC. REGULATING STATION INLET | no data | HP REGULATING STATION (08) | 16" RF TRUNNION BALL BALVE, FULL PORT | GEAR | FGS | A00201-C7 | Open | no data | NAT. GAS | 16" | no data
| 00-VFGS775 | 16" SEC. REGULATING STATION OUTLET | no data | HP REGULATING STATION (08) | 16" RF TRUNNION BALL BALVE, FULL PORT | GEAR | FGS | A00201-C7 | Open | no data | NAT. GAS | 16" | no data
| 00-VFGS776 | 8" LOW FLOW REGULATING STATION INLET | no data | HP REGULATING STATION (08) | 8" RF TRUNNION BALL BALVE, FULL PORT | GEAR | FGS | A00201-C7 | Open | no data | NAT. GAS | 8" | no data
| 00-VFGS777 | 8" LOW FLOW REGULATING STATION INLET | no data | HP REGULATING STATION (08) | 8" RF TRUNNION BALL BALVE, FULL PORT | GEAR | FGS | A00201-C7 | Open | no data | NAT. GAS | 8" | no data
| 00-VFGS778 | COMMON REG STATION OULET PRESS TRANSMITTER ISO. VALVE | no data | HP REGULATING STATION (08) | 1/2" SWxTH BALL VALVE, FULL PORT | LEVER | FGS | A00201-C7 | OPEN | no data | NAT. GAS | 1/2" | no data
| 00-VFGS779 | COMMON REG STATION OULET PRESS TRANSMITTER ISO. VALVE | no data | HP REGULATING STATION (08) | 1/2" 2-WAY MANIFOLD VALVE | LEVER | FGS | A00201-C7 | OPEN | no data | NAT. GAS | 1/2" | no data
| 00-VFGS781 | SEC. REG. STATION NITROGEN PURGE/DRAIN | no data | HP REGULATING STATION (08) | 1/2" SWxTH BALL VALVE, FULL PORT | LEVER | FGS | A00201-C7 | CLOSED | no data | NAT. GAS | 1/2" | no data
| 00-VFGS782 | LOW FLOW NITROGEN PURGE/DRAIN | no data | HP REGULATING STATION (08) | 1/2" SWxTH BALL VALVE, FULL PORT | LEVER | FGS | A00201-C7 | CLOSED | no data | NAT. GAS | 1/2” | no data
| 00-VFGS783 | 6" OUTLET TO ELECTRIC HEATER | no data | HP REGULATING STATION (08) | 6" RF CHECK VALVE | N/A | FGS | A00201-C7 | OPEN | no data | NAT. GAS | 6” | no data
no data | 00-VFGS784 | no data | no data | no data | 1/2" SWxTH BALL VALVE, FULL PORT | LEVER | FGS | A00201-C7 | no data | no data | NAT. GAS | 1/2" | no data
no data | 00-VFGS785 | no data | no data | no data | 1/2" SWxTH BALL VALVE, FULL PORT | LEVER | FGS | A00201-C7 | no data | no data | AIR | 1/2” | no data
no data | 00-VFGS786 | no data | no data | no data | 1/2" SWxTH BALL VALVE, FULL PORT | LEVER | FGS | A00201-C7 | no data | no data | AIR | 1/2” | no data
| 00-VFGS787 | YV-787 DRAIN VALVE | no data | HP REGULATING STATION (08) | 1/2" SWxTH BALL VALVE, FULL PORT | LEVER | FGS | A00201-C7 | CLOSED | no data | AIR | 1/2” | no data
| 00-VFGS789 | SEC. REG. STATION INNERSTAGE NITROGEN PURGE/VENT | no data | HP REGULATING STATION (08) | 1/2" SWxTH BALL VALVE, FULL PORT | LEVER | FGS | A00201-C7 | CLOSED | no data | NAT. GAS | 1/2” | no data
no data | 00-VFGS78O | no data | no data | no data | 1/2" SWxTH BALL VALVE, FULL PORT | LEVER | FGS | A00201-C7 | no data | no data | NAT. GAS | 1/2" | no data
| 00-VFGS790 | LOW FLOW REG. STATION INNERSTAGE NITROGEN PURGE/VENT | no data | HP REGULATING STATION (08) | 1/2" SWxTH BALL VALVE, FULL PORT | LEVER | FGS | A00201-C7 | CLOSED | no data | NAT. GAS | 1/2” | no data
| 00-VFGS791 | PRI. REG. STATION OUTLET NITROGEN PURGE/VENT | no data | HP REGULATING STATION (08) | 1/2" SWxTH BALL VALVE, FULL PORT | LEVER | FGS | A00201-C7 | CLOSED | no data | NAT. GAS | 1/2" | no data
| 00-VFGS792 | SEC. REG. STATION OUTLET NITROGEN PURGE/VENT | no data | HP REGULATING STATION (08) | 1/2" SWxTH BALL VALVE, FULL PORT | LEVER | FGS | A00201-C7 | CLOSED | no data | NAT. GAS | 1/2” | no data
| 00-VFGS793 | LOW FLOW REG. STATION OUTLET NITROGEN PURGE/VENT | no data | HP REGULATING STATION (08) | 1/2" SWxTH BALL VALVE, FULL PORT | LEVER | FGS | A00201-C7 | CLOSED | no data | NAT. GAS | 1/2” | no data
| 00-VFGS794 | REDUCED GAS HEADER NITROGEN PURGE/DRAIN | no data | HP REGULATING STATION (08) | 1/2" SWxTH BALL VALVE, FULL PORT | LEVER | FGS | A00201-C7 | Closed | no data | NAT. GAS | 1/2” | no data
no data | 00-VFGS795 | no data | no data | no data | 1/2" SWxTH BALL VALVE, FULL PORT | LEVER | FGS | A00201-C7 | no data | no data | AIR | 1/2” | no data
no data | 00-VFGS802 | no data | no data | no data | 1" SW BALL VALVE, FULL PORT | LEVER | FGS | A00201-C1 | no data | no data | AIR | 1" | no data
| 00-VFGS803 | FILTER/SEPERATOR NITROGEN PURGE/VENT | no data | FUEL GAS FILTER/SEPERATOR | 3/4" SWxTH BALL VALVE, FULL PORT | LEVER | FGS | A00201-C1 | CLOSED | no data | NAT. GAS | 3/4" | no data
| 00-VFGS804 | FILTER SEPERATOR DP TRANSMITTER HIGH SIDE | no data | FUEL GAS FILTER/SEPERATOR | 1/2" SWxTH BALL VALVE, FULL PORT | LEVER | FGS | A00201-C1 | OPEN | no data | NAT. GAS | 1/2" | no data
| 00-VFGS805 | FILTER/SEPERATOR NITROGEN PURGE/VENT | no data | FUEL GAS FILTER/SEPERATOR | 3/4" SWxTH BALL VALVE, FULL PORT | LEVER | FGS | A00201-C1 | CLOSED | no data | NAT. GAS | 3/4" | no data
| 00-VFGS806 | FILTER SEPERATOR DP TRANSMITTER LOW SIDE | no data | FUEL GAS FILTER/SEPERATOR | 1/2" SWxTH BALL VALVE, FULL PORT | LEVER | FGS | A00201-C1 | OPEN | no data | NAT. GAS | 1/2" | no data
| 00-VFGS807 | FILTER/SEPERATOR LEVEL COLUM SUPPLY LOWER | no data | FUEL GAS FILTER/SEPERATOR | 1" SW BALL VALVE, FULL PORT | LEVER | FGS | A00201-C1 | OPEN | no data | CONDENSATE | 1" | no data
| 00-VFGS808 | FILTER/SEPERATOR LEVEL COLUM SUPPLY UPPER | no data | FUEL GAS FILTER/SEPERATOR | 1" SW BALL VALVE, FULL PORT | LEVER | FGS | A00201-C1 | OPEN | no data | NAT. GAS | 1" | no data
| 00-VFGS809 | FILTER SEPERATOR LEVEL SWITCH ISOLATION LOWER | no data | FUEL GAS FILTER/SEPERATOR | 1” SW BALL VALVE, FULL PORT | LEVER | FGS | A00201-C1 | OPEN | no data | CONDENSATE | 1" | no data
| 00-VFGS810 | FILTER SEPERATOR LEVEL SWITCH ISOLATION UPPER | no data | FUEL GAS FILTER/SEPERATOR | 1" SW BALL VALVE, FULL PORT | LEVER | FGS | AOO2O1-C1 | OPEN | no data | NAT. GAS | 1" | no data
| 00-VFGS811 | FILTER/SEPERATOR LEVEL GAGE SUPPLY LOWER | no data | FUEL GAS FILTER/SEPERATOR | 3/4" SW BALL VALVE, FULL PORT | LEVER | FGS | A00201-C1 | OPEN | no data | CONDENSATE | 3/4” | no data
| 00-VFGS812 | FILTER/SEPERATOR LEVEL GAGE SUPPLY UPPER | no data | FUEL GAS FILTER/SEPERATOR | 3/4" SW BALL VALVE, FULL PORT | LEVER | FGS | A00201-C1 | OPEN | no data | NAT. GAS | 3/4" | no data
| 00-VFGS813 | FILTER/SEPERATOR LEVEL GAGE SUPPLY LOWER | no data | FUEL GAS FILTER/SEPERATOR | 3/4" SW BALL VALVE, FULL PORT | LEVER | FGS | A00201-C1 | OPEN | no data | CONDENSATE | 3/4” | no data
| 00-VFGS814 | FILTER/SEPERATOR LEVEL GAGE SUPPLY UPPER | no data | FUEL GAS FILTER/SEPERATOR | 3/4" SW BALL VALVE, FULL PORT | LEVER | FGS | A00201-C1 | OPEN | no data | NAT. GAS | 3/4” | no data
| 00-VFGS815 | FILTER SEPERATOR LEVEL SWITCH ISOLATION LOWER | no data | FUEL GAS FILTER/SEPERATOR | 1" SW BALL VALVE, FULL PORT | LEVER | FGS | A00201-C1 | OPEN | no data | CONDENSATE | 1" | no data
| 00-VFGS816 | FILTER SEPERATOR LEVEL SWITCH ISOLATION UPPER | no data | FUEL GAS FILTER/SEPERATOR | 1" SW BALL VALVE, FULL PORT | LEVER | FGS | A00201-C1 | OPEN | no data | NAT. GAS | 1" | no data
| 00-VFGS817 | FILTER/SEPERATOR LEVEL COLUM SUPPLY LOWER | no data | FUEL GAS FILTER/SEPERATOR | 1" SW BALL VALVE, FULL PORT | LEVER | FGS | A00201-C1 | OPEN | no data | CONDENSATE | 1" | no data
| 00-VFGS818 | FILTER/SEPERATOR LEVEL COLUM SUPPLY UPPER | no data | FUEL GAS FILTER/SEPERATOR | 1" SW BALL VALVE, FULL PORT | LEVER | FGS | A00201-C1 | OPEN | no data | NAT. GAS | 1" | no data
| 00-VFGS819 | FILTER/SEPERATOR LEVEL CONTROL VALVE INLET | no data | FUEL GAS FILTER/SEPERATOR | 1" SW BALL VALVE, FULL PORT | LEVER | FGS | A00201-C1 | OPEN | no data | CONDENSATE | 1" | no data
| 00-VFGS820 | FILTER/SEPERATOR LEVEL CONTROL VALVE OUTLET | no data | FUEL GAS FILTER/SEPERATOR | 1" SW BALL VALVE, FULL PORT | LEVER | FGS | A00201-C1 | OPEN | no data | CONDENSATE | 1" | no data
no data | 00-VFGS821 | no data | no data | no data | 2" SW CHECK VALVE | N/A | FGS | A00201-C1 | no data | no data | CONDENSATE | 2.0 | no data
| 00-VFGS822 | FILTER/SEPERATOR LEVEL CONTROL BYPASS | no data | FUEL GAS FILTER/SEPERATOR | 2" RF TRUNNION BALL VALVE, FULL PORT | LEVER | FGS | A00201-C1 | CLOSED | no data | CONDENSATE | 2" | no data
| 00-VFGS823 | FILTER/SEPERATOR LEVEL CONTROL VALVE INLET | no data | FUEL GAS FILTER/SEPERATOR | 1" SW BALL VALVE, FULL PORT | LEVER | FGS | A00201-C1 | OPEN | no data | CONDENSATE | 1" | no data
| 00-VFGS824 | FILTER/SEPERATOR LEVEL CONTROL VALVE OUTLET | no data | FUEL GAS FILTER/SEPERATOR | 1" SW BALL VALVE, FULL PORT | LEVER | FGS | A00201-C1 | OPEN | no data | CONDENSATE | 1" | no data
no data | 00-VFGS825 | no data | no data | no data | 2" SW CHECK VALVE | N/A | FGS | A00201-C1 | no data | no data | CONDENSATE | 2" | no data
| 00-VFGS826 | FILTER/SEPERATOR LEVEL CONTROL BYPASS | no data | FUEL GAS FILTER/SEPERATOR | 2" RF TRUNNION BALL VALVE, FULL PORT | LEVER | FGS | A00201-C1 | CLOSED | no data | CONDENSATE | 2" | no data
| 00-VFGS833 | 12" FLOW METER STATION INLET | no data | FLOW METERING STATION (04) | 12" RF TRUNNION BALL BALVE, FULL PORT | GEAR | FGS | A00201-C3 | OPEN | no data | NAT. GAS | 12" | no data
| 00-VFGS834 | 6" FLOW METER INLET | no data | FLOW METERING STATION (04) | 6" RF TRUNNION BALL BALVE, FULL PORT | GEAR | FGS | A00201-C3 | OPEN | no data | NAT. GAS | 6" | no data
| 00-VFGS837 | 12" FLOW METER NITROGEN PURGE/VENT | no data | FLOW METERING STATION (04) | 1/2" SWxTH BALL VALVE, FULL PORT | LEVER | FGS | A00201-C3 | CLOSED | no data | NAT. GAS | 1/2" | no data
| 00-VFGS839 | 12" PRESSURE TRANSMITTER ISOLATION | no data | FLOW METERING STATION (04) | 1/2" SWxTH BALL VALVE, FULL PORT | LEVER | FGS | A00201-C3 | OPEN | no data | NAT. GAS | 1/2" | no data
| 00-VFGS840 | 6" PRESSURE TRANSMITTER ISOLATION | no data | FLOW METERING STATION (04) | 1/2" SWxTH BALL VALVE, FULL PORT | LEVER | FGS | A00201-C3 | OPEN | no data | NAT. GAS | 1/2” | no data
| 00-VFGS841 | 12" PRESSURE TRANSMITTER ISOLATION | no data | FLOW METERING STATION (04) | 1/2" 2-WAY MANIFOLD VALVE | LEVER | FGS | A00201-C3 | P[EN | no data | NAT. GAS | 1/2” | no data
| 00-VFGS842 | 6" PRESSURE TRANSMITTER ISOLATION | no data | FLOW METERING STATION (04) | 1/2" 2-WAY MANIFOLD VALVE | LEVER | FGS | A00201-C3 | OPEN | no data | NAT. GAS | 1/2" | no data
| 00-VFGS843 | 12" FLOW METER NITROGEN PURGE/VENT | no data | FLOW METERING STATION (04) | 1" SWxTH BALL VALVE, FULL PORT | LEVER | FGS | A00201-C3 | CLOSED | no data | NAT. GAS | 1" | no data
| 00-VFGS844 | 6" FLOW METER NITROGEN PURGE/VENT | no data | FLOW METERING STATION (04) | 1" SWxTH BALL VALVE, FULL PORT | LEVER | FGS | A00201-C3 | CLOSED | no data | NAT. GAS | 1" | no data
| 00-VFGS845 | 12" YV-845 DRAIN VALVE | no data | FLOW METERING STATION (04) | 1/2" SWxTH BALL VALVE, FULL PORT | LEVER | FGS | A00201-C3 | CLOSED | no data | NAT. GAS | 1/2" | no data
| 00-VFGS846 | 6" YV-846 DRAIN VALVE | no data | FLOW METERING STATION (04) | 1/2" SWxTH BALL VALVE, FULL PORT | LEVER | FGS | A00201-C3 | CLOSED | no data | NAT. GAS | 1/2" | no data
| 00-VFGS847 | 12" FLOW METER NITROGEN PURGE/VENT | no data | FLOW METERING STATION (04) | 1" SWxTH BALL VALVE, FULL PORT | LEVER | FGS | A00201-C3 | CLOSED | no data | NAT. GAS | 1" | no data
| 00-VFGS848 | 6" FLOW METER NITROGEN PURGE/VENT | no data | FLOW METERING STATION (04) | 1" SWxTH BALL VALVE, FULL PORT | LEVER | FGS | A00201-C3 | CLOSED | no data | NAT. GAS | 1" | no data
no data | 00-VFGS849 | no data | no data | no data | 1/2" SWxTH BALL VALVE, FULL PORT | LEVER | FGS | A00201-C3 | no data | no data | NAT. GAS | 1/2" | no data
no data | 00-VFGS851 | no data | no data | no data | 1/2" SWxTH BALL VALVE, FULL PORT | LEVER | FGS | A00201-C4 | no data | no data | NAT. GAS | 1/2" | no data
no data | 00-VFGS852 | no data | no data | no data | 1/2" 2-WAY MANIFOLD VALVE | LEVER | FGS | A00201-C4 | no data | no data | NAT. GAS | 1/2” | no data
| 00-VFGS853 | PRESS TRANSMITTER ISOLATION #2 HEAT EXCHANGER INLET | no data | GLYCOL HEAT EXCHANGER SKID | 1/2" SWxTH BALL VALVE, FULL PORT | LEVER | FGS | A00201-C4 | OPEN | no data | NAT. GAS | 1/2" | no data
no data | 00-VFGS854 | no data | no data | no data | 1/2" SWxTH BALL VALVE, FULL PORT | LEVER | FGS | A00201-C4 | no data | no data | NAT. GAS | 1/2" | no data
| 00-VFGS855 | GLYCOL HEAT EXCHANGER NITROGEN PURGE/VENT (GAS SIDE) | no data | GLYCOL HEAT EXCHANGER SKID | 1/2" SWxTH BALL VALVE, FULL PORT | LEVER | FGS | A00201-C4 | CLOSED | no data | NAT. GAS | 1/2" | no data
no data | 00-VFGS856 | no data | no data | no data | 1/2" SWxTH BALL VALVE, FULL PORT | LEVER | FGS | A00201-C4 | no data | no data | NAT. GAS | 1/2" | no data
no data | 00-VFGS857 | no data | no data | no data | 1/2" 2-WAY MANIFOLD VALVE | LEVER | FGS | A00201-C4 | no data | no data | NAT. GAS | 1/2" | no data
| 00-VFGS858 | GLYCOL HEAT EXCHANGER NITROGEN PURGE/VENT (GAS SIDE) | no data | GLYCOL HEAT EXCHANGER SKID | 1/2" SWxTH BALL VALVE, FULL PORT | LEVER | FGS | A00201-C4 | CLOSED | no data | NAT. GAS | 1/2" | no data
| 00-VFGS859 | PRESS TRANSMITTER ISOLATION #2 HEAT EXCHANGER INLET | no data | GLYCOL HEAT EXCHANGER SKID | 1/2" 2-WAY MANIFOLD VALVE | LEVER | FGS | A00201-C4 | OPEN | no data | NAT. GAS | 1/2" | no data
no data | 00-VFGS864 | no data | no data | no data | 1/2" SWxTH BALL VALVE, FULL PORT | LEVER | FGS | A00201-C8 | no data | no data | NAT. GAS | 1/2” | no data
no data | 00-VFGS865 | no data | no data | no data | 1/2" 2-WAY MANIFOLD VALVE | LEVER | FGS | A00201-C8 | no data | no data | NAT. GAS | 1/2” | no data
no data | 00-VFGS866 | no data | no data | no data | 1/2" SWxTH BALL VALVE, FULL PORT | LEVER | FGS | A00201-C8 | no data | no data | NAT. GAS | 1/2” | no data
no data | 00-VFGS867 | no data | no data | no data | 1/2" SWxTH BALL VALVE, FULL PORT | LEVER | FGS | A00201-C8 | no data | no data | NAT. GAS | 1/2” | no data
no data | 00-VFGS868 | no data | no data | no data | 1/2" SWxTH BALL VALVE, FULL PORT | LEVER | FGS | A00201-C8 | no data | no data | NAT. GAS | 1/2" | no data
no data | 00-VFGS869 | no data | no data | no data | 1/2" SWxTH BALL VALVE, FULL PORT | LEVER | FGS | A00201-C8 | no data | no data | NAT. GAS | 1/2” | no data
no data | 00-VFGS870 | no data | no data | no data | 1/2" SWxTH BALL VALVE, FULL PORT | LEVER | FGS | A00201-C8 | no data | no data | NAT. GAS | 1/2” | no data
no data | 00-VFGS871 | no data | no data | no data | 1/2" SWxTH BALL VALVE, FULL PORT | LEVER | FGS | A00201-C8 | no data | no data | NAT. GAS | 1/2” | no data
| 00-VFGS872 | 16" PRI. REGULATING STATION INLET | no data | HP REGULATING STATION (09) | 16" RF TRUNNION BALL BALVE, FULL PORT | GEAR | FGS | A00201-C8 | Open | no data | NAT. GAS | 16" | no data
| 00-VFGS873 | 16" PRI. REGULATING STATION OULET | no data | HP REGULATING STATION (09) | 16" RF TRUNNION BALL BALVE, FULL PORT | GEAR | FGS | A00201-C8 | OPEN | no data | NAT. GAS | 16" | no data
| 00-VFGS874 | 16" SEC. REGULATING STATION INLET | no data | HP REGULATING STATION (09) | 16" RF TRUNNION BALL BALVE, FULL PORT | GEAR | FGS | A002O1-CB | OPEN | no data | NAT. GAS | 16" | no data
| 00-VFGS875 | 16" SEC. REGULATING STATION OUTLET | no data | HP REGULATING STATION (09) | 16" RF TRUNNION BALL BALVE, FULL PORT | GEAR | FGS | A00201-C8 | OPEN | no data | NAT. GAS | 16" | no data
| 00-VFGS876 | 8" LOW FLOW REGULATING STATION INLET | no data | HP REGULATING STATION (09) | 8" RF TRUNNION BALL BALVE, FULL PORT | GEAR | FGS | A00201-C8 | Open | no data | NAT. GAS | 8" | no data
| 00-VFGS877 | 8" LOW FLOW REGULATING STATION OUTLET | no data | HP REGULATING STATION (09) | 8" RF TRUNNION BALL BALVE, FULL PORT | GEAR | FGS | A00201-C8 | OPEN | no data | NAT. GAS | 8" | no data
| 00-VFGS878 | REGSTAION SKID 9 OUTLET PRESSURE TRANSMITTER | no data | HP REGULATING STATION (09) | 1/2" SWxTH BALL VALVE, FULL PORT | LEVER | FGS | A00201-C8 | OPEN | no data | NAT. GAS | 1/2" | no data
| 00-VFGS879 | REGSTAION SKID 9 OUTLET PRESSURE TRANSMITTER | no data | HP REGULATING STATION (09) | 1/2" 2-WAY MANIFOLD VALVE | LEVER | FGS | A00201-C8 | OPEN | no data | NAT. GAS | 1/2" | no data
| 00-VFGS880 | PRI. REG. STATION NITROGEN PURGE/DRAIN | no data | HP REGULATING STATION (09) | 1/2" SWxTH BALL VALVE, FULL PORT | LEVER | FGS | A0O201-C8 | Closed | no data | NAT. GAS | 1/2” | no data
| 00-VFGS881 | SEC. REG. STATION NITROGEN PURGE/DRAIN | no data | HP REGULATING STATION (09) | 1/2" SWxTH BALL VALVE, FULL PORT | LEVER | FGS | A00201-C8 | CLOSED | no data | NAT. GAS | 1/2" | no data
| 00-VFGS882 | LOW FLOW NITROGEN PURGE/DRAIN | no data | HP REGULATING STATION (09) | 1/2" SWxTH BALL VALVE, FULL PORT | LEVER | FGS | A00201-C8 | CLOSED | no data | NAT. GAS | 1/2” | no data
| 00-VFGS883 | 6" OUTLET TO ELECTRIC HEATER | no data | HP REGULATING STATION (09) | 6" RF CHECK VALVE | N/A | FGS | A00201-C8 | Open | no data | NAT. GAS | 6" | no data
| 00-VFGS884 | 6" TO ELECTIC HEATER NITROGEN PURGE/VENT | no data | HP REGULATING STATION (09) | 1/2" SWxTH BALL VALVE, FULL PORT | LEVER | FGS | A00201-C8 | CLOSED | no data | NAT. GAS | 1/2” | no data
no data | 00-VFGS885 | no data | no data | no data | 1/2" SWxTH BALL VALVE, FULL PORT | LEVER | FGS | A00201-C8 | no data | no data | NAT. GAS | 1/2” | no data
no data | 00-VFGS886 | no data | no data | no data | 1/2" SWxTH BALL VALVE, FULL PORT | LEVER | FGS | A00201-C8 | no data | no data | NAT. GAS | 1/2" | no data
no data | 00-VFGS887 | no data | no data | no data | 1/2" SWxTH BALL VALVE, FULL PORT | LEVER | FGS | A00201-C8 | no data | no data | NAT. GAS | 1/2” | no data
| 00-VFGS888 | PRI. REG. STATION INNERSTAGE NITROGEN PURGE/VENT | no data | HP REGULATING STATION (09) | 1/2" SWxTH BALL VALVE, FULL PORT | LEVER | FGS | A00201-C8 | CLOSED | no data | NAT. GAS | 1/2” | no data
| 00-VFGS889 | SEC. REG. STATION INNERSTAGE NITROGEN PURGE/VENT | no data | HP REGULATING STATION (09) | 1/2" SWxTH BALL VALVE, FULL PORT | LEVER | FGS | A00201-C8 | CLOSED | no data | NAT. GAS | 1/2” | no data
| 00-VFGS890 | LOW FLOW REG. STATION INNERSTAGE NITROGEN PURGE/VENT | no data | HP REGULATING STATION (09) | 1/2" SWxTH BALL VALVE, FULL PORT | LEVER | FGS | A00201-C8 | CLOSED | no data | NAT. GAS | 1/2” | no data
| 00-VFGS891 | PRI. REG. STATION OUTLET NITROGEN PURGE/VENT | no data | HP REGULATING STATION (09) | 1/2" SWxTH BALL VALVE, FULL PORT | LEVER | FGS | A00201-C8 | CLOSED | no data | NAT. GAS | 1/2" | no data
| 00-VFGS892 | SEC. REG. STATION OUTLET NITROGEN PURGE/VENT | no data | HP REGULATING STATION (09) | 1/2" SWxTH BALL VALVE, FULL PORT | LEVER | FGS | A00201-C8 | CLOSED | no data | NAT. GAS | 1/2” | no data
| 00-VFGS893 | LOW FLOW REG. STATION OUTLET NITROGEN PURGE/VENT | no data | HP REGULATING STATION (09) | 1/2" SWxTH BALL VALVE, FULL PORT | LEVER | FGS | A00201-C8 | CLOSED | no data | NAT. GAS | 1/2” | no data
| 00-VFGS894 | REDUCED GAS HEADER NITROGEN PURGE/DRAIN | no data | HP REGULATING STATION (09) | 1/2" SWxTH BALL VALVE, FULL PORT | LEVER | FGS | A00201-C8 | CLOSED | no data | NAT. GAS | 1/2" | no data
no data | 00-VFGS895 | no data | no data | no data | 1/2" SWxTH BALL VALVE, FULL PORT | LEVER | FGS | A00201-C8 | no data | no data | NAT. GAS | 1/2" | no data
| 00-VFGS901 | LP HEATER GAS NITROGEN PURGE/DRAIN VALVE | no data | LP ELECTRIC HEATER | 1/2" SWxTH BALL VALVE, FULL PORT | LEVER | FGS | A00201-C9 | CLOSED | no data | NAT. GAS | 1/2" | no data
no data | 00-VFP801 | no data | no data | no data | Electric Pump Suction Valve | Handwheel | FireSystem | QZ0386‐P&ID | no data | no data | Water | 12.0 | no data
no data | 00-VFP802 | no data | no data | no data | Electric Pump Discharge valve | Handwheel | FireSystem | QZ0386‐P&ID | no data | no data | Water | 12.0 | no data
no data | 00-VFP803 | no data | no data | no data | Engine Pump Suction Valve | Handwheel | FireSystem | QZ0386‐P&ID | no data | no data | Water | 12.0 | no data
no data | 00-VFP804 | no data | no data | no data | Engine Pump Discharge Valve | Handwheel | FireSystem | QZ0386‐P&ID | no data | no data | Water | 12.0 | no data
no data | 00-VFP805 | no data | no data | no data | Test connection Electric | Handwheel | FireSystem | QZ0386‐P&ID | no data | no data | Water | 10.0 | no data
no data | 00-VFP806 | no data | no data | no data | Test connection Diesel | Handwheel | FireSystem | QZ0386‐P&ID | no data | no data | Water | 10.0 | no data
no data | 00-VFP807 | no data | no data | no data | Hose Header shut-off valve | Handwheel | FireSystem | QZ0386‐P&ID | no data | no data | Water | 10.0 | no data
no data | 00-VFP808 | no data | no data | no data | Flowmeter Throttling BF Valve | Handwheel | FireSystem | QZ0386‐P&ID | no data | no data | Water | 8.0 | no data
no data | 00-VFP810 | no data | no data | no data | Jockey Pump Discharge shut-off | Handwheel | FireSystem | QZ0386‐P&ID | no data | no data | Water | 1.25 | no data
no data | 00-VFP811 | no data | no data | no data | Jockey Check Valve | N/A | FireSystem | QZ0386‐P&ID | no data | no data | Water | 1.25 | no data
no data | 00-VFP812 | no data | no data | no data | Electric Pump Check valve | N/A | FireSystem | QZ0386‐P&ID | no data | no data | Water | 12.0 | no data
no data | 00-VFP813 | no data | no data | no data | Engine Pump Check valve | N/A | FireSystem | QZ0386‐P&ID | no data | no data | Water | 12.0 | no data
no data | 00-VFP814 | no data | no data | no data | Fire Dept Connection Check valve | N/A | FireSystem | QZ0386‐P&ID | no data | no data | Water | 4.0 | no data
no data | 00-VFP815 | no data | no data | no data | Electric pump suction gauge valve | Locking | FireSystem | QZ0386‐P&ID | no data | no data | Water | 0.25 | no data
no data | 00-VFP816 | no data | no data | no data | Electric pump discharge gauge valve | Locking | FireSystem | QZ0386‐P&ID | no data | no data | Water | 0.25 | no data
no data | 00-VFP817 | no data | no data | no data | Diesel pump suction gauge valve | Locking | FireSystem | QZ0386‐P&ID | no data | no data | Water | 0.25 | no data
no data | 00-VFP818 | no data | no data | no data | diesel pump discharge gauge valve | Locking | FireSystem | QZ0386‐P&ID | no data | no data | Water | 0.25 | no data
no data | 00-VFP819 | no data | no data | no data | Diesel fuel tank drain | Locking | FireSystem | QZ0386‐P&ID | no data | no data | Water | 1.0 | no data
no data | 00-VFP820 | no data | no data | no data | Diesel fuel shut-off | Locking | FireSystem | QZ0386‐P&ID | no data | no data | Water | 0.5 | no data
no data | 00-VFP821 | no data | no data | no data | Sprinkler Shutoff Valve | Handwheel | FireSystem | QZ0386‐P&ID | no data | no data | Water | 2.0 | no data
no data | 00-VFP822 | no data | no data | no data | Sprinkler Check Valve | N/A | FireSystem | QZ0386‐P&ID | no data | no data | Water | 2.0 | no data
no data | 00-VFP823 | no data | no data | no data | Jockey Sensing Line Shut-off | Handwheel | FireSystem | QZ0386‐P&ID | no data | no data | Water | 0.5 | no data
no data | 00-VFP824 | no data | no data | no data | Jockey Sensing Line Shut-off | Handwheel | FireSystem | QZ0386‐P&ID | no data | no data | Water | 0.5 | no data
no data | 00-VFP825 | no data | no data | no data | Electric Pump Sensing Line shut-off | Handwheel | FireSystem | QZ0386‐P&ID | no data | no data | Water | 0.5 | no data
no data | 00-VFP826 | no data | no data | no data | Electric Pump Sensing Line shut-off | Handwheel | FireSystem | QZ0386‐P&ID | no data | no data | Water | 0.5 | no data
no data | 00-VFP827 | no data | no data | no data | Engine Pump Sensing Line shut-off | Handwheel | FireSystem | QZ0386‐P&ID | no data | no data | Water | 0.5 | no data
no data | 00-VFP828 | no data | no data | no data | Engine Pump Sensing Line shut-off | Handwheel | FireSystem | QZ0386‐P&ID | no data | no data | Water | 0.5 | no data
no data | 00-VFP829 | no data | no data | no data | Hose Header ball drip valve | N/A | FireSystem | QZ0386‐P&ID | no data | no data | Water | 0.75 | no data
no data | 00-VFP830 | no data | no data | no data | FDC Ball Drip valve | N/A | FireSystem | QZ0386‐P&ID | no data | no data | Water | 0.75 | no data
no data | 00-VFP837 | no data | no data | no data | Cooling loop | Lever | FireSystem | QZ0386‐P&ID | no data | no data | Water | 1.0 | no data
no data | 00-VFP838 | no data | no data | no data | Cooling loop | Lever | FireSystem | QZ0386‐P&ID | no data | no data | Water | 1.0 | no data
no data | 00-VFP839 | no data | no data | no data | Sprinkler Riser Manifold | Bar handle | FireSystem | QZ0386‐P&ID | no data | no data | Water | 0.25 | no data
no data | 00-VFP840 | no data | no data | no data | Sprinkler Riser Manifold | Bar handle | FireSystem | QZ0386‐P&ID | no data | no data | Water | 1.25 | no data
no data | 00-VFP841 | no data | no data | no data | Jockey Pump Sensing Line Orifice | N/A | FireSystem | QZ0386‐P&ID | no data | no data | Water | 0.5 | no data
no data | 00-VFP842 | no data | no data | no data | Jockey Pump Sensing Line Orifice | N/A | FireSystem | QZ0386‐P&ID | no data | no data | Water | 0.5 | no data
no data | 00-VFP843 | no data | no data | no data | Electric Pump Sensing Line Orifice | N/A | FireSystem | QZ0386‐P&ID | no data | no data | Water | 0.5 | no data
no data | 00-VFP844 | no data | no data | no data | Electric Pump Sensing Line Orifice | N/A | FireSystem | QZ0386‐P&ID | no data | no data | Water | 0.5 | no data
no data | 00-VFP845 | no data | no data | no data | Diesel Pump Sensing Line Orifice | N/A | FireSystem | QZ0386‐P&ID | no data | no data | Water | 0.5 | no data
no data | 00-VFP846 | no data | no data | no data | Diesel Pump Sensing Line Orifice | N/A | FireSystem | QZ0386‐P&ID | no data | no data | Water | 0.5 | no data
no data | 00-VFP851 | no data | no data | no data | Hose Header Valve | Handwheel | FireSystem | QZ0386‐P&ID | no data | no data | Water | 2.5 | no data
no data | 00-VFP852 | no data | no data | no data | Hose Header Valve | Handwheel | FireSystem | QZ0386‐P&ID | no data | no data | Water | 2.5 | no data
no data | 00-VFP853 | no data | no data | no data | Hose Header Valve | Handwheel | FireSystem | QZ0386‐P&ID | no data | no data | Water | 2.5 | no data
no data | 00-VFP854 | no data | no data | no data | Jockey Pump Discharge shut-off | Handwheel | FireSystem | QZ0386‐P&ID | no data | no data | Water | 2.5 | no data
no data | 00-VFP855 | no data | no data | no data | Hose Header Valve | Handwheel | FireSystem | QZ0386‐P&ID | no data | no data | Water | 2.5 | no data
no data | 00-VFP856 | no data | no data | no data | Hose Header Valve | Handwheel | FireSystem | QZ0386‐P&ID | no data | no data | Water | 2.5 | no data
no data | 00-VFP857 | no data | no data | no data | Electric pump discharge gauge valve | Handwheel | FireSystem | QZ0386‐P&ID | no data | no data | Water | 2.5 | no data
no data | 00-VFP858 | no data | no data | no data | Hose Header Valve | Handwheel | FireSystem | QZ0386‐P&ID | no data | no data | Water | 2.5 | no data
no data | 00-VFP859 | no data | no data | no data | Hose Header Valve | Handwheel | FireSystem | QZ0386‐P&ID | no data | no data | Water | 2.5 | no data
no data | 00-VFP860 | no data | no data | no data | Hose Header Valve | Handwheel | FireSystem | QZ0386‐P&ID | no data | no data | Water | 2.5 | no data
no data | 00-VFP861 | no data | no data | no data | Hose Header Valve | Handwheel | FireSystem | QZ0386‐P&ID | no data | no data | Water | 2.5 | no data
no data | 00-VFP862 | no data | no data | no data | Hose Header Valve | Handwheel | FireSystem | QZ0386‐P&ID | no data | no data | Water | 2.5 | no data
no data | 00-VFP866 | no data | no data | no data | Cooling loop pressure gauge shut-off | Locking | FireSystem | QZ0386‐P&ID | no data | no data | Water | 0.25 | no data
no data | 00-VFPS601 | no data | no data | no data | UNIT 1 NORTHEAST HYDRANT ISOLATION | no data | FPS | PD-471 | no data | no data | Water | 8" | no data
no data | 00-VFPS604 | no data | no data | no data | UNIT 1 EAST HYDRANT ISOLATION | no data | FPS | PD-471 | no data | no data | Water | 8" | no data
no data | 00-VFPS612 | no data | no data | no data | UNIT 1 ACC NORTHWEST HYDRANT ISOLATION | no data | FPS | PD-471 | no data | no data | Water | 8" | no data
no data | 00-VFPS615 | no data | no data | no data | AUX BOILER NORTH HYDRANT ISOLATION | no data | FPS | PD-471 | no data | no data | Water | 8" | no data
no data | 00-VFPS622 | no data | no data | no data | UNIT 1 ACC NORTHEAST HYDRANT ISOLATION | no data | FPS | PD-471 | no data | no data | Water | 8" | no data
no data | 00-VFPS625 | no data | no data | no data | UNIT 2 NORTHEAST HYDRANT ISOLATION | no data | FPS | PD-471 | no data | no data | Water | 8" | no data
no data | 00-VFPS635 | no data | no data | no data | FIRE WATER/SERVICE WATER TANK ISOLATION | no data | FPS | PD-390 | no data | no data | Water | 12" | no data
no data | 00-VFPS640 | no data | no data | no data | PARKING AREA HYDRANT ISOLATION | no data | FPS | PD-471 | no data | no data | Water | 8" | no data
no data | 00-VFPS642 | no data | no data | no data | UNIT 1 NORTH HYDRANT ISOLATION | no data | FPS | PD-471 | no data | no data | Water | 8" | no data
no data | 00-VFPS648 | no data | no data | no data | UNIT 2 ACC SOUTHWEST HYDRANT ISOLATION | no data | FPS | PD-471 | no data | no data | Water | 8" | no data
no data | 00-VFPS652 | no data | no data | no data | UNIT 2 EAST HYDRANT ISOLATION | no data | FPS | PD-471 | no data | no data | Water | 8" | no data
no data | 00-VFPS656 | no data | no data | no data | FIRE WATER/SERVICE WATER TANK ISOLATION | no data | FPS | PD-390 | no data | no data | Water | 14" | no data
no data | 00-VFPS670 | no data | no data | no data | UNIT 2 SOUTHEAST HYDRANT ISOLATION | no data | FPS | PD-471 | no data | no data | Water | 8" | no data
no data | 00-VFPS672 | no data | no data | no data | UNIT 1 ACC SOUTHWEST HYDRANT ISOLATION | no data | FPS | PD-471 | no data | no data | Water | 8" | no data
no data | 00-VFPS675 | no data | no data | no data | UNIT 2 ACC SOUTHEAST HYDRANT ISOLATION | no data | FPS | PD-471 | no data | no data | Water | 8" | no data
no data | 00-VFPS680 | no data | no data | no data | FIRE WATER/SERVICE WATER TANK ISOLATION | no data | FPS | PD-390 | no data | no data | Water | 12" | no data
no data | 00-VFPS682 | no data | no data | no data | UNIT 1 WEST HYDRANT ISOLATION | no data | FPS | PD-471 | no data | no data | Water | 8" | no data
no data | 00-VFPS809 | no data | no data | no data | Jockey Pump Suction shut-off | Handwheel | FireSystem | QZ0386‐P&ID | no data | no data | Water | 1.25 | no data
no data | 00-VINA128 | no data | no data | no data | DRAIN | no data | INA | PD-558 | no data | no data | AIR | 0.75" | no data
no data | 00-VINA189 | no data | no data | no data | END USER ISOLATION | no data | INA | PD-558 | no data | no data | AIR | 0.75" | no data
no data | 00-VINA201 | no data | no data | no data | END USER ISOLATION | no data | INA | PD-561 | no data | no data | AIR | 0.75" | no data
no data | 00-VINA273 | no data | no data | no data | END USER ISOLATION | no data | INA | PD-556 | no data | no data | AIR | 0.75" | no data
no data | 00-VINA274 | no data | no data | no data | END USER ISOLATION | no data | INA | PD-556 | no data | no data | AIR | 0.75" | no data
no data | 00-VINA330 | no data | no data | no data | END USER ISOLATION | no data | INA | PD-558 | no data | no data | AIR | 0.75" | no data
no data | 00-VINA333 | no data | no data | no data | END USER ISOLATION | no data | INA | PD-554 | no data | no data | AIR | 0.75" | no data
no data | 00-VINA339 | no data | no data | no data | END USER ISOLATION | no data | INA | PD-558 | no data | no data | AIR | 0.75" | no data
no data | 00-VINA341 | no data | no data | no data | END USER ISOLATION | no data | INA | PD-558 | no data | no data | AIR | 0.75" | no data
no data | 00-VINA342 | no data | no data | no data | END USER ISOLATION | no data | INA | PD-558 | no data | no data | AIR | 0.75" | no data
no data | 00-VINA353 | no data | no data | no data | END USER ISOLATION | no data | INA | PD-558 | no data | no data | AIR | 0.75" | no data
no data | 00-VINA390 | no data | no data | no data | UNIT 2 PULSE AIR RECEIVER ISOLATION | no data | INA | PD-561 | no data | no data | AIR | 2.5" | no data
no data | 00-VINA391 | no data | no data | no data | UNIT 2 PULSE AIR RECEIVER ISOLATION | no data | INA | PD-561 | no data | no data | AIR | 2.5" | no data
no data | 00-VINA392 | no data | no data | no data | DRAIN | no data | INA | PD-561 | no data | no data | AIR | 0.75" | no data
no data | 00-VINA393 | no data | no data | no data | DRAIN | no data | INA | PD-561 | no data | no data | AIR | 0.75" | no data
no data | 00-VINA394 | no data | no data | no data | UNIT 2 PULSE AIR RECEIVER BYPASS | no data | INA | PD-561 | no data | no data | AIR | 2.5" | no data
no data | 00-VINA395 | no data | no data | no data | INSTRUMENT | no data | INA | PD-560 | no data | no data | AIR | 0.75" | no data
no data | 00-VINA396 | no data | no data | no data | UNIT 2 PULSE AIR RECEIVER DRAIN ISOLATION | no data | INA | PD-561 | no data | no data | AIR | 0.75" | no data
no data | 00-VINA397 | no data | no data | no data | UNIT 2 PULSE AIR RECEIVER AUTOMATED DRAIN BYPASS | no data | INA | PD-561 | no data | no data | AIR | 0.75" | no data
no data | 00-VINA403 | no data | no data | no data | UNIT 1 PULSE AIR RECEIVER BYPASS | no data | INA | PD-560 | no data | no data | AIR | 2.5" | no data
no data | 00-VINA404 | no data | no data | no data | UNIT 1 PULSE AIR RECEIVER ISOLATION | no data | INA | PD-560 | no data | no data | AIR | 2.5" | no data
no data | 00-VINA405 | no data | no data | no data | UNIT 1 PULSE AIR RECEIVER ISOLATION | no data | INA | PD-560 | no data | no data | AIR | 2.5" | no data
no data | 00-VINA406 | no data | no data | no data | DRAIN | no data | INA | PD-560 | no data | no data | AIR | 0.75" | no data
no data | 00-VINA407 | no data | no data | no data | DRAIN | no data | INA | PD-560 | no data | no data | AIR | 0.75" | no data
no data | 00-VINA408 | no data | no data | no data | UNIT 1 PULSE AIR RECEIVER DRAIN ISOLATION | no data | INA | PD-560 | no data | no data | AIR | 0.75" | no data
no data | 00-VINA409 | no data | no data | no data | UNIT 1 PULSE AIR RECEIVER AUTOMATED DRAIN BYPASS | no data | INA | PD-560 | no data | no data | AIR | 0.75" | no data
no data | 00-VINA410 | no data | no data | no data | INSTRUMENT | no data | INA | PD-561 | no data | no data | AIR | 0.75" | no data
no data | 00-VINA601 | no data | no data | no data | STUB-UP ISOLATION | no data | INA | PD-562 | no data | no data | AIR | 0.75" | no data
no data | 00-VINA603 | no data | no data | no data | STUB-UP ISOLATION | no data | INA | PD-562 | no data | no data | AIR | 1" | no data
no data | 00-VINA604 | no data | no data | no data | DRAIN | no data | INA | PD-556 | no data | no data | AIR | 0.75" | no data
no data | 00-VINA605 | no data | no data | no data | END USER ISOLATION | no data | INA | PD-553 | no data | no data | AIR | 0.75" | no data
no data | 00-VINA606 | no data | no data | no data | END USER ISOLATION | no data | INA | PD-553 | no data | no data | AIR | 0.75" | no data
no data | 00-VINA609 | no data | no data | no data | END USER ISOLATION | no data | INA | PD-556 | no data | no data | AIR | 0.75" | no data
no data | 00-VINA611 | no data | no data | no data | END USER ISOLATION | no data | INA | PD-556 | no data | no data | AIR | 1" | no data
no data | 00-VINA613 | no data | no data | no data | END USER ISOLATION | no data | INA | PD-556 | no data | no data | AIR | 0.75" | no data
no data | 00-VINA614 | no data | no data | no data | STUB-UP ISOLATION | no data | INA | PD-557 | no data | no data | AIR | 2" | no data
no data | 00-VINA615 | no data | no data | no data | DRAIN | no data | INA | PD-550 | no data | no data | AIR | 0.75" | no data
no data | 00-VINA616 | no data | no data | no data | END USER ISOLATION | no data | INA | PD-557 | no data | no data | AIR | 0.75" | no data
no data | 00-VINA617 | no data | no data | no data | END USER ISOLATION | no data | INA | PD-556 | no data | no data | AIR | 0.75" | no data
no data | 00-VINA618 | no data | no data | no data | DRAIN | no data | INA | PD-556 | no data | no data | AIR | 0.75" | no data
no data | 00-VINA619 | no data | no data | no data | DRAIN | no data | INA | PD-556 | no data | no data | AIR | 0.75" | no data
no data | 00-VINA620 | no data | no data | no data | STUB-UP ISOLATION | no data | INA | PD-557 | no data | no data | AIR | 0.75" | no data
no data | 00-VINA621 | no data | no data | no data | END USER ISOLATION | no data | INA | PD-556 | no data | no data | AIR | 0.75" | no data
no data | 00-VINA623 | no data | no data | no data | END USER ISOLATION | no data | INA | PD-556 | no data | no data | AIR | 0.75" | no data
no data | 00-VINA625 | no data | no data | no data | END USER ISOLATION | no data | INA | PD-556 | no data | no data | AIR | 0.75" | no data
no data | 00-VINA627 | no data | no data | no data | END USER ISOLATION | no data | INA | PD-556 | no data | no data | AIR | 0.75" | no data
no data | 00-VINA629 | no data | no data | no data | STUB-UP ISOLATION | no data | INA | PD-554 | no data | no data | AIR | 1" | no data
no data | 00-VINA631 | no data | no data | no data | WET AIR RECEIVER AUTOMATED DRAIN BYPASS | no data | INA | PD-550 | no data | no data | AIR | 0.75" | no data
no data | 00-VINA632 | no data | no data | no data | END USER ISOLATION | no data | INA | PD-556 | no data | no data | AIR | 0.75" | no data
no data | 00-VINA633 | no data | no data | no data | END USER ISOLATION | no data | INA | PD-554 | no data | no data | AIR | 0.75" | no data
no data | 00-VINA635 | no data | no data | no data | END USER ISOLATION | no data | INA | PD-554 | no data | no data | AIR | 0.75" | no data
no data | 00-VINA636 | no data | no data | no data | AIR COMPRESSOR 01A ISOLATION | no data | INA | PD-550 | no data | no data | AIR | 4" | no data
no data | 00-VINA637 | no data | no data | no data | END USER ISOLATION | no data | INA | PD-553 | no data | no data | AIR | 0.75" | no data
no data | 00-VINA639 | no data | no data | no data | END USER ISOLATION | no data | INA | PD-553 | no data | no data | AIR | 0.75" | no data
no data | 00-VINA643 | no data | no data | no data | END USER ISOLATION | no data | INA | PD-553 | no data | no data | AIR | 0.75" | no data
no data | 00-VINA644 | no data | no data | no data | TEMPORARY AIR COMPRESSOR CONNECTION ISOLATION | no data | INA | PD-550 | no data | no data | AIR | 4" | no data
no data | 00-VINA645 | no data | no data | no data | END USER ISOLATION | no data | INA | PD-555 | no data | no data | AIR | 0.75" | no data
no data | 00-VINA647 | no data | no data | no data | END USER ISOLATION | no data | INA | PD-555 | no data | no data | AIR | 0.75" | no data
no data | 00-VINA648 | no data | no data | no data | AIR COMPRESSOR 01B ISOLATION | no data | INA | PD-550 | no data | no data | AIR | 4" | no data
no data | 00-VINA649 | no data | no data | no data | DRY AIR RECEIVER DRAIN ISOLATION | no data | INA | PD-551 | no data | no data | AIR | 0.75" | no data
no data | 00-VINA651 | no data | no data | no data | END USER ISOLATION | no data | INA | PD-555 | no data | no data | AIR | 0.75" | no data
no data | 00-VINA652 | no data | no data | no data | DRAIN | no data | INA | PD-556 | no data | no data | AIR | 0.75" | no data
no data | 00-VINA653 | no data | no data | no data | END USER ISOLATION | no data | INA | PD-555 | no data | no data | AIR | 0.75" | no data
no data | 00-VINA655 | no data | no data | no data | STUB-UP ISOLATION | no data | INA | PD-554 | no data | no data | AIR | 2" | no data
no data | 00-VINA657 | no data | no data | no data | END USER ISOLATION | no data | INA | PD-554 | no data | no data | AIR | 0.75" | no data
no data | 00-VINA659 | no data | no data | no data | END USER ISOLATION | no data | INA | PD-554 | no data | no data | AIR | 0.75" | no data
no data | 00-VINA660 | no data | no data | no data | WET AIR RECEIVER ISOLATION | no data | INA | PD-550 | no data | no data | AIR | 4" | no data
no data | 00-VINA661 | no data | no data | no data | END USER ISOLATION | no data | INA | PD-554 | no data | no data | AIR | 0.75" | no data
no data | 00-VINA662 | no data | no data | no data | WET AIR RECEIVER BYPASS | no data | INA | PD-550 | no data | no data | AIR | 4" | no data
no data | 00-VINA663 | no data | no data | no data | STUB-UP ISOLATION | no data | INA | PD-554 | no data | no data | AIR | 0.75" | no data
no data | 00-VINA664 | no data | no data | no data | WET AIR RECEIVER DRAIN ISOLATION | no data | INA | PD-550 | no data | no data | AIR | 0.75" | no data
no data | 00-VINA665 | no data | no data | no data | END USER ISOLATION | no data | INA | PD-557 | no data | no data | AIR | 0.75" | no data
no data | 00-VINA666 | no data | no data | no data | INSTRUMENT | no data | INA | PD-551 | no data | no data | AIR | 0.75" | no data
no data | 00-VINA668 | no data | no data | no data | DRY AIR RECEIVER ISOLATION | no data | INA | PD-551 | no data | no data | AIR | 4" | no data
no data | 00-VINA669 | no data | no data | no data | STUB-UP ISOLATION | no data | INA | PD-557 | no data | no data | AIR | 0.75" | no data
no data | 00-VINA670 | no data | no data | no data | DRAIN | no data | INA | PD-550 | no data | no data | AIR | 0.75" | no data
no data | 00-VINA671 | no data | no data | no data | END USER ISOLATION | no data | INA | PD-557 | no data | no data | AIR | 0.75" | no data
no data | 00-VINA672 | no data | no data | no data | INSTRUMENT | no data | INA | PD-550 | no data | no data | AIR | 0.75" | no data
no data | 00-VINA673 | no data | no data | no data | DRAIN | no data | INA | PD-556 | no data | no data | AIR | 0.75" | no data
no data | 00-VINA674 | no data | no data | no data | WET AIR RECEIVER ISOLATION | no data | INA | PD-550 | no data | no data | AIR | 4" | no data
no data | 00-VINA675 | no data | no data | no data | DRAIN | no data | INA | PD-551 | no data | no data | AIR | 0.75" | no data
no data | 00-VINA676 | no data | no data | no data | DRAIN | no data | INA | PD-551 | no data | no data | AIR | 0.75" | no data
no data | 00-VINA677 | no data | no data | no data | END USER ISOLATION | no data | INA | PD-557 | no data | no data | AIR | 0.75" | no data
no data | 00-VINA678 | no data | no data | no data | DRY AIR RECEIVER ISOLATION | no data | INA | PD-551 | no data | no data | AIR | 4" | no data
no data | 00-VINA680 | no data | no data | no data | INSTRUMENT | no data | INA | PD-551 | no data | no data | AIR | 0.75" | no data
no data | 00-VINA681 | no data | no data | no data | END USER ISOLATION | no data | INA | PD-557 | no data | no data | AIR | 0.75" | no data
no data | 00-VINA682 | no data | no data | no data | DRY AIR RECEIVER AUTOMATED DRAIN BYPASS | no data | INA | PD-551 | no data | no data | AIR | 0.75" | no data
no data | 00-VINA683 | no data | no data | no data | END USER ISOLATION | no data | INA | PD-552 | no data | no data | AIR | 0.75" | no data
no data | 00-VINA684 | no data | no data | no data | END USER ISOLATION | no data | INA | PD-552 | no data | no data | AIR | 0.75" | no data
no data | 00-VINA685 | no data | no data | no data | STUB-UP ISOLATION | no data | INA | PD-552 | no data | no data | AIR | 0.75" | no data
no data | 00-VINA686 | no data | no data | no data | DRAIN | no data | INA | PD-550 | no data | no data | AIR | 0.75" | no data
no data | 00-VINA687 | no data | no data | no data | STUB-UP ISOLATION | no data | INA | PD-552 | no data | no data | AIR | 0.75" | no data
no data | 00-VINA688 | no data | no data | no data | DRAIN | no data | INA | PD-550 | no data | no data | AIR | 0.75" | no data
no data | 00-VINA689 | no data | no data | no data | STUB-UP ISOLATION | no data | INA | PD-552 | no data | no data | AIR | 0.75" | no data
no data | 00-VINA690 | no data | no data | no data | DRAIN | no data | INA | PD-550 | no data | no data | AIR | 0.75" | no data
no data | 00-VINA691 | no data | no data | no data | STUB-UP ISOLATION | no data | INA | PD-552 | no data | no data | AIR | 1" | no data
no data | 00-VINA692 | no data | no data | no data | DRAIN | no data | INA | PD-550 | no data | no data | AIR | 0.75" | no data
no data | 00-VINA693 | no data | no data | no data | DRAIN | no data | INA | PD-550 | no data | no data | AIR | 0.75" | no data
no data | 00-VINA694 | no data | no data | no data | DRAIN | no data | INA | PD-551 | no data | no data | AIR | 0.75" | no data
no data | 00-VINA695 | no data | no data | no data | END USER ISOLATION | no data | INA | PD-553 | no data | no data | AIR | 0.75" | no data
no data | 00-VINA696 | no data | no data | no data | DRY AIR RECEIVER BYPASS | no data | INA | PD-551 | no data | no data | AIR | 4" | no data
no data | 00-VINA697 | no data | no data | no data | END USER ISOLATION | no data | INA | PD-557 | no data | no data | AIR | 0.75" | no data
no data | 00-VINA698 | no data | no data | no data | STUB-UP ISOLATION | no data | INA | PD-557 | no data | no data | AIR | 0.75" | no data
no data | 00-VINA699 | no data | no data | no data | END USER ISOLATION | no data | INA | PD-557 | no data | no data | AIR | 0.75" | no data
no data | 00-VINA702 | no data | no data | no data | END USER ISOLATION | no data | INA | PD-553 | no data | no data | AIR | 0.75" | no data
no data | 00-VINA703 | no data | no data | no data | END USER ISOLATION | no data | INA | PD-553 | no data | no data | AIR | 0.75" | no data
no data | 00-VINA704 | no data | no data | no data | END USER ISOLATION | no data | INA | PD-553 | no data | no data | AIR | 0.75" | no data
no data | 00-VINA706 | no data | no data | no data | STUB-UP ISOLATION | no data | INA | PD-556 | no data | no data | AIR | 1" | no data
no data | 00-VINA716 | no data | no data | no data | DRAIN | no data | INA | PD-551 | no data | no data | AIR | 0.75" | no data
no data | 00-VINA718 | no data | no data | no data | DRAIN | no data | INA | PD-553 | no data | no data | AIR | 0.75" | no data
no data | 00-VINA719 | no data | no data | no data | DRAIN | no data | INA | PD-553 | no data | no data | AIR | 0.75" | no data
no data | 00-VINA720 | no data | no data | no data | END USER ISOLATION | no data | INA | PD-554 | no data | no data | AIR | 0.75" | no data
no data | 00-VINA721 | no data | no data | no data | END USER ISOLATION | no data | INA | PD-554 | no data | no data | AIR | 0.75" | no data
no data | 00-VINA722 | no data | no data | no data | STUB-UP ISOLATION | no data | INA | PD-554 | no data | no data | AIR | 1" | no data
no data | 00-VINA723 | no data | no data | no data | END USER ISOLATION | no data | INA | PD-554 | no data | no data | AIR | 1" | no data
no data | 00-VINA725 | no data | no data | no data | END USER ISOLATION | no data | INA | PD-554 | no data | no data | AIR | 1" | no data
no data | 00-VINA726 | no data | no data | no data | STUB-UP ISOLATION | no data | INA | PD-554 | no data | no data | AIR | 1" | no data
no data | 00-VINA728 | no data | no data | no data | END USER ISOLATION | no data | INA | PD-558 | no data | no data | AIR | 0.75" | no data
no data | 00-VINA729 | no data | no data | no data | DRAIN | no data | INA | PD-553 | no data | no data | AIR | 0.75" | no data
no data | 00-VINA730 | no data | no data | no data | STUB-UP ISOLATION | no data | INA | PD-554 | no data | no data | AIR | 1" | no data
no data | 00-VINA731 | no data | no data | no data | STUB-UP ISOLATION | no data | INA | PD-553 | no data | no data | AIR | 1" | no data
no data | 00-VINA732 | no data | no data | no data | STUB-UP ISOLATION | no data | INA | PD-553 | no data | no data | AIR | 1" | no data
no data | 00-VINA733 | no data | no data | no data | STUB-UP ISOLATION | no data | INA | PD-553 | no data | no data | AIR | 1" | no data
no data | 00-VINA734 | no data | no data | no data | DRAIN | no data | INA | PD-553 | no data | no data | AIR | 0.75" | no data
no data | 00-VINA735 | no data | no data | no data | END USER ISOLATION | no data | INA | PD-553 | no data | no data | AIR | 1" | no data
no data | 00-VINA736 | no data | no data | no data | END USER ISOLATION | no data | INA | PD-553 | no data | no data | AIR | 1" | no data
no data | 00-VINA737 | no data | no data | no data | END USER ISOLATION | no data | INA | PD-553 | no data | no data | AIR | 1" | no data
no data | 00-VINA738 | no data | no data | no data | STUB-UP ISOLATION | no data | INA | PD-553 | no data | no data | AIR | 0.75" | no data
no data | 00-VINA739 | no data | no data | no data | END USER ISOLATION | no data | INA | PD-553 | no data | no data | AIR | 1" | no data
no data | 00-VINA740 | no data | no data | no data | STUB-UP ISOLATION | no data | INA | PD-553 | no data | no data | AIR | 1" | no data
no data | 00-VINA741 | no data | no data | no data | END USER ISOLATION | no data | INA | PD-553 | no data | no data | AIR | 1" | no data
no data | 00-VINA742 | no data | no data | no data | END USER ISOLATION | no data | INA | PD-553 | no data | no data | AIR | 1" | no data
no data | 00-VINA743 | no data | no data | no data | END USER ISOLATION | no data | INA | PD-553 | no data | no data | AIR | 1" | no data
no data | 00-VINA744 | no data | no data | no data | DRAIN | no data | INA | PD-553 | no data | no data | AIR | 0.75" | no data
no data | 00-VINA747 | no data | no data | no data | STUB-UP ISOLATION | no data | INA | PD-554 | no data | no data | AIR | 2.5" | no data
no data | 00-VINA749 | no data | no data | no data | DRAIN | no data | INA | PD-554 | no data | no data | AIR | 0.75" | no data
no data | 00-VINA766 | no data | no data | no data | STUB-UP ISOLATION | no data | INA | PD-562 | no data | no data | AIR | 0.75" | no data
no data | 00-VINA767 | no data | no data | no data | DRAIN | no data | INA | PD-558 | no data | no data | AIR | 0.75" | no data
no data | 00-VINA772 | no data | no data | no data | DRAIN | no data | INA | PD-553 | no data | no data | AIR | 0.75" | no data
no data | 00-VINA792 | no data | no data | no data | STUB-UP ISOLATION | no data | INA | PD-557 | no data | no data | AIR | 2.5" | no data
no data | 00-VINA805 | no data | no data | no data | STUB-UP ISOLATION | no data | INA | PD-556 | no data | no data | AIR | 1" | no data
no data | 00-VINA806 | no data | no data | no data | STUB-UP ISOLATION | no data | INA | PD-556 | no data | no data | AIR | 1" | no data
no data | 00-VINA807 | no data | no data | no data | STUB-UP ISOLATION | no data | INA | PD-556 | no data | no data | AIR | 0.75" | no data
no data | 00-VINA808 | no data | no data | no data | STUB-UP ISOLATION | no data | INA | PD-556 | no data | no data | AIR | 1" | no data
no data | 00-VINA809 | no data | no data | no data | STUB-UP ISOLATION | no data | INA | PD-556 | no data | no data | AIR | 1" | no data
no data | 00-VINA810 | no data | no data | no data | END USER ISOLATION | no data | INA | PD-556 | no data | no data | AIR | 1" | no data
no data | 00-VINA811 | no data | no data | no data | STUB-UP ISOLATION | no data | INA | PD-556 | no data | no data | AIR | 1" | no data
no data | 00-VINA812 | no data | no data | no data | DRAIN | no data | INA | PD-550 | no data | no data | AIR | 0.75" | no data
no data | 00-VINA816 | no data | no data | no data | END USER ISOLATION | no data | INA | PD-556 | no data | no data | AIR | 0.75" | no data
no data | 00-VINA817 | no data | no data | no data | END USER ISOLATION | no data | INA | PD-556 | no data | no data | AIR | 1" | no data
no data | 00-VINA820 | no data | no data | no data | END USER ISOLATION | no data | INA | PD-556 | no data | no data | AIR | 1" | no data
no data | 00-VINA824 | no data | no data | no data | END USER ISOLATION | no data | INA | PD-554 | no data | no data | AIR | 1" | no data
no data | 00-VPDR600 | no data | no data | no data | AMMONIA CONTAINMENT ISOLATION | no data | PDR | PD-974 | no data | no data | OIL/WATER | 4" | no data
no data | 00-VPDR601 | no data | no data | no data | FUEL GAS CONTAINMENT ISOLATION | no data | PDR | PD-974 | no data | no data | OIL/WATER | 4" | no data
no data | 00-VPDR602 | no data | no data | no data | WATER TREATMENT TRENCH ISOLATION | no data | PDR | PD-974 | no data | no data | OIL/WATER | 4" | no data
no data | 00-VPDR603 | no data | no data | no data | TRANSFORMER CONTAINMENT ISOLATION | no data | PDR | PD-974 | no data | no data | OIL/WATER | 4" | no data
no data | 00-VPDR604 | no data | no data | no data | SUMP PUMP CHECK VALVE | no data | PDR | PD-975 | no data | no data | Water | 2" | no data
no data | 00-VPDR605 | no data | no data | no data | SUMP PUMP ISOLATION | no data | PDR | PD-975 | no data | no data | Water | 2" | no data
no data | 00-VPDR606 | no data | no data | no data | SUMP PUMP CHECK VALVE | no data | PDR | PD-975 | no data | no data | Water | 2" | no data
no data | 00-VPDR607 | no data | no data | no data | SUMP PUMP ISOLATION | no data | PDR | PD-975 | no data | no data | Water | 2" | no data
no data | 00-VPDR608 | no data | no data | no data | SUMP PUMP CHECK VALVE | no data | PDR | PD-975 | no data | no data | Water | 2" | no data
no data | 00-VPDR609 | no data | no data | no data | SUMP PUMP ISOLATION | no data | PDR | PD-975 | no data | no data | Water | 2" | no data
no data | 00-VPDR610 | no data | no data | no data | SUMP PUMP CHECK VALVE | no data | PDR | PD-975 | no data | no data | Water | 2" | no data
no data | 00-VPDR611 | no data | no data | no data | SUMP PUMP ISOLATION | no data | PDR | PD-975 | no data | no data | Water | 2" | no data
no data | 00-VPFS-800 | no data | no data | no data | Pedistal Control Valve | Butterfly Valve | FireSystem | no data | no data | no data | no data | 4" | no data
no data | 00-VPFS-801 | no data | no data | no data | Lube Oil Control Valve | Butterfly Valve | FireSystem | no data | no data | no data | no data | 3" | no data
no data | 00-VPFS-802 | no data | no data | no data | Bearings Control Valve | Butterfly Valve | FireSystem | no data | no data | no data | no data | 3" | no data
no data | 00-VPFS-803 | no data | no data | no data | Bearings Deluge Valve | Deluge Valve | FireSystem | no data | no data | no data | no data | 4" | no data
no data | 00-VPFS-804 | no data | no data | no data | Bearings Check Valve | Easy Riser Check Va. | FireSystem | no data | no data | no data | no data | 3" | no data
no data | 00-VPFS-805 | no data | no data | no data | Pedisal Check Valve | Easy Riser Check Va. | FireSystem | no data | no data | no data | no data | 4" | no data
no data | 00-VPFS-806 | no data | no data | no data | Lube Oil Check Valve | Easy Riser Check Va. | FireSystem | no data | no data | no data | no data | 3" | no data
no data | 00-VPFS-807 | no data | no data | no data | Bearing Deluge Va. Main Drain | Ball Valve | FireSystem | no data | no data | no data | no data | 2" | no data
no data | 00-VPFS-808 | no data | no data | no data | Bearing Check Va. Main Drain | Ball Valve | FireSystem | no data | no data | no data | no data | 2" | no data
no data | 00-VPFS-809 | no data | no data | no data | Pedistal Check Va. Main Drain | Ball Valve | FireSystem | no data | no data | no data | no data | 2" | no data
no data | 00-VPFS-810 | no data | no data | no data | Lube Oil Check Va. Main Drain | Ball Valve | FireSystem | no data | no data | no data | no data | 2" | no data
no data | 00-VPFS-811 | no data | no data | no data | Header Drain Valve | Ball Valve | FireSystem | no data | no data | no data | no data | 1" | no data
no data | 00-VPFS-812 | no data | no data | no data | Bearing Deluge Valve Trim | Solenoid Valve | FireSystem | no data | no data | no data | no data | 1" | no data
no data | 00-VPFS-813 | no data | no data | no data | Turbine Fire Department Connection | Swing Check Va. | FireSystem | no data | no data | no data | no data | 4" | no data
no data | 00-VPFS-814 | no data | no data | no data | Pedistal Control Valve | Butterfly Valve | FireSystem | no data | no data | no data | no data | 4" | no data
no data | 00-VPFS-815 | no data | no data | no data | Lube Oil Control Valve | Butterfly Valve | FireSystem | no data | no data | no data | no data | 3" | no data
no data | 00-VPFS-816 | no data | no data | no data | Bearings Control Valve | Butterfly Valve | FireSystem | no data | no data | no data | no data | 3" | no data
no data | 00-VPFS-817 | no data | no data | no data | Bearings Deluge Valve | Deluge Valve | FireSystem | no data | no data | no data | no data | 4" | no data
no data | 00-VPFS-818 | no data | no data | no data | Bearings Check Valve | Easy Riser Check Va. | FireSystem | no data | no data | no data | no data | 3" | no data
no data | 00-VPFS-819 | no data | no data | no data | Pedisal Check Valve | Easy Riser Check Va. | FireSystem | no data | no data | no data | no data | 4" | no data
no data | 00-VPFS-820 | no data | no data | no data | Lube Oil Check Valve | Easy Riser Check Va. | FireSystem | no data | no data | no data | no data | 3" | no data
no data | 00-VPFS-821 | no data | no data | no data | Bearing Deluge Va. Main Drain | Ball Valve | FireSystem | no data | no data | no data | no data | 2" | no data
no data | 00-VPFS-822 | no data | no data | no data | Bearing Check Va. Main Drain | Ball Valve | FireSystem | no data | no data | no data | no data | 2" | no data
no data | 00-VPFS-823 | no data | no data | no data | Pedistal Check Va. Main Drain | Ball Valve | FireSystem | no data | no data | no data | no data | 2" | no data
no data | 00-VPFS-824 | no data | no data | no data | Lube Oil Check Va. Main Drain | Ball Valve | FireSystem | no data | no data | no data | no data | 2" | no data
no data | 00-VPFS-825 | no data | no data | no data | Header Drain Valve | Ball Valve | FireSystem | no data | no data | no data | no data | 1" | no data
no data | 00-VPFS-826 | no data | no data | no data | Bearing Deluge Valve Trim | Solenoid Valve | FireSystem | no data | no data | no data | no data | 1" | no data
no data | 00-VPFS-827 | no data | no data | no data | Turbine Fire Department Connection | Swing Check Va. | FireSystem | no data | no data | no data | no data | 4" | no data
no data | 00-VPFS-828 | no data | no data | no data | Aux Boiler Bldg Control Valve | Butterfly Valve | FireSystem | no data | no data | no data | no data | 4" | no data
no data | 00-VPFS-829 | no data | no data | no data | Aux Boiler Bldg Check Valve | Easy Riser Check Va. | FireSystem | no data | no data | no data | no data | 4" | no data
no data | 00-VPFS-830 | no data | no data | no data | Aux Boiler Bldg Check Va. Main Drain | Ball Valve | FireSystem | no data | no data | no data | no data | 2" | no data
no data | 00-VPFS-831 | no data | no data | no data | Aux Boiler Bldg Header Drain Valve | Ball Valve | FireSystem | no data | no data | no data | no data | 1" | no data
no data | 00-VPFS-832 | no data | no data | no data | Aux Boiler Bldg F.D.C. Check Valve | Swing Check Va. | FireSystem | no data | no data | no data | no data | 4" | no data
no data | 00-VPWS061 | no data | no data | no data | ISOLATE CONSTRUCTION | no data | PWS | PD-400 | no data | no data | Water | 3" | no data
no data | 00-VPWS063 | no data | no data | no data | ISOLATE PERMANENT TIE-IN | no data | PWS | PD-400 | no data | no data | Water | 12" | no data
no data | 00-VPWS601 | no data | no data | no data | VENT | no data | PWS | PD-400 | no data | no data | Water | 0.75" | no data
no data | 00-VPWS605 | no data | no data | no data | ADMIN BUILDING ISOLATION | no data | PWS | PD-400 | no data | no data | Water | 2" | no data
no data | 00-VPWS611 | no data | no data | no data | ISOLATION VALVE FOR EWS 611 | no data | PWS | PD-402 | no data | no data | Water | 1.25" | no data
no data | 00-VPWS612 | no data | no data | no data | ISOLATION VALVE FOR EWS 612 | no data | PWS | PD-402 | no data | no data | Water | 1.25" | no data
no data | 00-VPWS613 | no data | no data | no data | ISOLATION VALVE FOR EWS 613 | no data | PWS | PD-402 | no data | no data | Water | 1.25" | no data
no data | 00-VPWS614 | no data | no data | no data | ISOLATION VALVE FOR EWS 614 | no data | PWS | PD-402 | no data | no data | Water | 1.25" | no data
no data | 00-VPWS615 | no data | no data | no data | ISOLATION VALVE FOR EWS 615 | no data | PWS | PD-402 | no data | no data | Water | 1.25" | no data
no data | 00-VPWS616 | no data | no data | no data | ISOLATION VALVE FOR EWS 616 | no data | PWS | PD-402 | no data | no data | Water | 1.25" | no data
no data | 00-VPWS617 | no data | no data | no data | ISOLATION VALVE FOR EWS 617 | no data | PWS | PD-402 | no data | no data | Water | 1.25" | no data
no data | 00-VPWS618 | no data | no data | no data | ISOLATION VALVE FOR EWS 618 | no data | PWS | PD-402 | no data | no data | Water | 1.25" | no data
no data | 00-VPWS619 | no data | no data | no data | ISOLATION VALVE FOR EWS 619 | no data | PWS | PD-402 | no data | no data | Water | 1.25" | no data
no data | 00-VPWS620 | no data | no data | no data | ISOLATION VALVE FOR EWS 620 | no data | PWS | PD-402 | no data | no data | Water | 1.25" | no data
no data | 00-VPWS621 | no data | no data | no data | ISOLATION VALVE FOR EWS 621 | no data | PWS | PD-402 | no data | no data | Water | 1.25" | no data
no data | 00-VPWS622 | no data | no data | no data | ISOLATION VALVE FOR EWE 622 | no data | PWS | PD-402 | no data | no data | Water | 1" | no data
no data | 00-VPWS623 | no data | no data | no data | ISOLATION VALVE FOR EWS 623 | no data | PWS | PD-402 | no data | no data | Water | 1.25" | no data
no data | 00-VPWS624 | no data | no data | no data | ISOLATION VALVE FOR EWS 624 & 628 | no data | PWS | PD-402 | no data | no data | Water | 1.25" | no data
no data | 00-VPWS625 | no data | no data | no data | ISOLATION VALVE FOR EWE 625 | no data | PWS | PD-402 | no data | no data | Water | 1" | no data
no data | 00-VPWS626 | no data | no data | no data | ISOLATION VALVE FOR EWS 626 | no data | PWS | PD-402 | no data | no data | Water | 1.25" | no data
no data | 00-VSDR600 | no data | no data | no data | FORCE MAIN ISOLATION FROM TEMPORARY LIFT STATION | no data | SDR | PD-950 | no data | no data | Water | 3" | no data
no data | 00-VSDR601 | no data | no data | no data | TEMPORARY LIFT STATION BRANCH ISOLATION | no data | SDR | PD-950 | no data | no data | Water | 3" | no data
no data | 00-VSMP108 | no data | no data | no data | AUX STEAM SAMPLE LINE DRAIN VALVE | no data | SMP | PD-501 | no data | no data | Steam/Water | 0.5" | no data
no data | 00-VSMP109 | no data | no data | no data | AUX STEAM SAMPLE LINE DRAIN VALVE | no data | SMP | PD-501 | no data | no data | Steam/Water | 0.5" | no data
no data | 00-VSMP840 | no data | no data | no data | Valve, Needle, 1/4" Compression, Ball Stem, Grafoil Packing | Needle | SAMPNL | 10-07052A | no data | no data | water | 1/4" | no data
no data | 00-VSMP841 | no data | no data | no data | Valve, Needle, 1/4" Compression, Vee Stem | Needle | SAMPNL | 10-07052A | no data | no data | water | 1/4" | no data
no data | 00-VSMP842 | no data | no data | no data | Valve, Needle, 1/4" Compression, Ball Stem, Grafoil Packing | Needle | SAMPNL | 10-07052A | no data | no data | water | 1/4" | no data
no data | 00-VSMP843 | no data | no data | no data | Valve, Needle, 1/4" Compression, Vee Stem | Needle | SAMPNL | 10-07052A | no data | no data | water | 1/4" | no data
no data | 00-VSMP844 | no data | no data | no data | Valve, Globe, 1/2" NPT, ASTM-A351 Stainless Steel | Globe | SAMPNL | 10-07052A | no data | no data | water | 1/2" | no data
no data | 00-VSMP845 | no data | no data | no data | Valve, Ball, 3-Way, 1/2" FNPT, 316 Stainless Steel | Ball | SAMPNL | 10-07052A | no data | no data | water | 1/2" | no data
no data | 00-VSMP846 | no data | no data | no data | Valve, Needle, 1/4" Compression, Ball Stem, Grafoil Packing | Needle | SAMPNL | 10-07052A | no data | no data | water | 1/4" | no data
no data | 00-VSMP847 | no data | no data | no data | Valve, Needle, 1/4" Compression, Vee Stem | Needle | SAMPNL | 10-07052A | no data | no data | water | 1/4" | no data
no data | 00-VSMP848 | no data | no data | no data | Valve, Globe, 1/2" NPT, ASTM-A351 Stainless Steel | Globe | SAMPNL | 10-07052A | no data | no data | water | 1/2" | no data
no data | 00-VSMP849 | no data | no data | no data | Valve, Ball, 3-Way, 1/2" FNPT, 316 Stainless Steel | Ball | SAMPNL | 10-07052A | no data | no data | water | 1/2" | no data
no data | 00-VSMP850 | no data | no data | no data | Valve, Needle, 1/4" Compression, Ball Stem, Grafoil Packing | Needle | SAMPNL | 10-07052A | no data | no data | water | 1/4" | no data
no data | 00-VSMP851 | no data | no data | no data | Valve, Needle, 3/8" Compression, Vee Stem | Needle | SAMPNL | 10-07052A | no data | no data | water | 3/8" | no data
no data | 00-VSMP852 | no data | no data | no data | Valve, Globe, 1/2" NPT, ASTM-A351 Stainless Steel | Globe | SAMPNL | 10-07052A | no data | no data | water | 1/2" | no data
no data | 00-VSMP853 | no data | no data | no data | Valve, Ball, 3-Way, 1/2" FNPT, 316 Stainless Steel | Ball | SAMPNL | 10-07052A | no data | no data | water | 1/2" | no data
no data | 00-VSWS554 | no data | no data | no data | INSTRUMENTATION | no data | SWS | PD-121 | no data | no data | Water | 0.5" | no data
no data | 00-VSWS556 | no data | no data | no data | INSTRUMENTATION | no data | SWS | PD-121 | no data | no data | Water | 0.5" | no data
no data | 00-VSWS601 | no data | no data | no data | UTS ISOLATION | no data | SWS | PD-392 | no data | no data | Water | 1" | no data
no data | 00-VSWS602 | no data | no data | no data | SWS TANK ISOLATION | no data | SWS | PD-390 | no data | no data | Water | 3" | no data
no data | 00-VSWS603 | no data | no data | no data | UTS ISOLATION | no data | SWS | PD-392 | no data | no data | Water | 1" | no data
no data | 00-VSWS604 | no data | no data | no data | INSTRUMENTATION | no data | SWS | PD-390 | no data | no data | Water | 2" | no data
no data | 00-VSWS605 | no data | no data | no data | SWS TANK ISOLATION - PUMP RECIRC | no data | SWS | PD-390 | no data | no data | Water | 6" | no data
no data | 00-VSWS606 | no data | no data | no data | INSTRUMENTATION | no data | SWS | PD-390 | no data | no data | Water | 2" | no data
no data | 00-VSWS607 | no data | no data | no data | UTS ISOLATION | no data | SWS | PD-392 | no data | no data | Water | 1" | no data
no data | 00-VSWS608 | no data | no data | no data | INSTRUMENTATION | no data | SWS | PD-391 | no data | no data | Water | 0.75" | no data
no data | 00-VSWS609 | no data | no data | no data | UTS ISOLATION | no data | SWS | PD-392 | no data | no data | Water | 1" | no data
no data | 00-VSWS610 | no data | no data | no data | SWS TANK DRAIN | no data | SWS | PD-390 | no data | no data | Water | 6" | no data
no data | 00-VSWS611 | no data | no data | no data | UTS ISOLATION | no data | SWS | PD-392 | no data | no data | Water | 1" | no data
no data | 00-VSWS612 | no data | no data | no data | SWS TANK ISOLATION | no data | SWS | PD-390 | no data | no data | Water | 10" | no data
no data | 00-VSWS613 | no data | no data | no data | UTS ISOLATION | no data | SWS | PD-392 | no data | no data | Water | 1" | no data
no data | 00-VSWS614 | no data | no data | no data | UTS ISOLATION | no data | SWS | PD-392 | no data | no data | Water | 1" | no data
no data | 00-VSWS615 | no data | no data | no data | SWS TANK ISOLATION | no data | SWS | PD-390 | no data | no data | Water | 12" | no data
no data | 00-VSWS616 | no data | no data | no data | BEARING FLUSH ISOLATION | no data | SWS | PD-393 | no data | no data | Water | 1" | no data
no data | 00-VSWS617 | no data | no data | no data | UTS ISOLATION | no data | SWS | PD-392 | no data | no data | Water | 1" | no data
no data | 00-VSWS618 | no data | no data | no data | SWS TANK ISOLATION - PUMP SUCTION | no data | SWS | PD-390 | no data | no data | Water | 10" | no data
no data | 00-VSWS619 | no data | no data | no data | DRAIN | no data | SWS | PD-961 | no data | no data | Water | 0.75" | no data
no data | 00-VSWS620 | no data | no data | no data | VENT | no data | SWS | PD-961 | no data | no data | Water | 0.75" | no data
no data | 00-VSWS621 | no data | no data | no data | UTS ISOLATION | no data | SWS | PD-392 | no data | no data | Water | 1" | no data
no data | 00-VSWS622 | no data | no data | no data | POTABLE WATER MAKEUP CV BYPASS | no data | SWS | PD-390 | no data | no data | Water | 4" | no data
no data | 00-VSWS623 | no data | no data | no data | UTS ISOLATION | no data | SWS | PD-392 | no data | no data | Water | 1" | no data
no data | 00-VSWS624 | no data | no data | no data | POTABLE WATER MAKEUP CV ISOLATION | no data | SWS | PD-390 | no data | no data | Water | 6" | no data
no data | 00-VSWS625 | no data | no data | no data | UTS ISOLATION | no data | SWS | PD-392 | no data | no data | Water | 1" | no data
no data | 00-VSWS626 | no data | no data | no data | VENT | no data | SWS | PD-121 | no data | no data | Water | 0.75" | no data
no data | 00-VSWS627 | no data | no data | no data | UTS ISOLATION | no data | SWS | PD-392 | no data | no data | Water | 1" | no data
no data | 00-VSWS629 | no data | no data | no data | UTS ISOLATION | no data | SWS | PD-393 | no data | no data | Water | 1" | no data
no data | 00-VSWS630 | no data | no data | no data | SERVICE WATER TO WASTEWATER SUMP | no data | SWS | PD-961 | no data | no data | Water | 4" | no data
no data | 00-VSWS633 | no data | no data | no data | UTS ISOLATION | no data | SWS | PD-393 | no data | no data | Water | 1" | no data
no data | 00-VSWS635 | no data | no data | no data | UTS ISOLATION | no data | SWS | PD-393 | no data | no data | Water | 1" | no data
no data | 00-VSWS637 | no data | no data | no data | UTS ISOLATION | no data | SWS | PD-394 | no data | no data | Water | 1" | no data
no data | 00-VSWS639 | no data | no data | no data | UTS ISOLATION | no data | SWS | PD-393 | no data | no data | Water | 1" | no data
no data | 00-VSWS649 | no data | no data | no data | UTS ISOLATION | no data | SWS | PD-393 | no data | no data | Water | 1" | no data
no data | 00-VSWS651 | no data | no data | no data | UTS ISOLATION | no data | SWS | PD-393 | no data | no data | Water | 1" | no data
no data | 00-VSWS653 | no data | no data | no data | UTS ISOLATION | no data | SWS | PD-393 | no data | no data | Water | 1" | no data
no data | 00-VSWS654 | no data | no data | no data | UTS ISOLATION | no data | SWS | PD-394 | no data | no data | Water | 1" | no data
no data | 00-VSWS655 | no data | no data | no data | UTS ISOLATION | no data | SWS | PD-393 | no data | no data | Water | 1" | no data
no data | 00-VSWS657 | no data | no data | no data | UTS ISOLATION | no data | SWS | PD-393 | no data | no data | Water | 1" | no data
no data | 00-VSWS659 | no data | no data | no data | UTS ISOLATION | no data | SWS | PD-393 | no data | no data | Water | 1" | no data
no data | 00-VSWS661 | no data | no data | no data | UTS ISOLATION | no data | SWS | PD-393 | no data | no data | Water | 1" | no data
no data | 00-VSWS663 | no data | no data | no data | UTS ISOLATION | no data | SWS | PD-393 | no data | no data | Water | 1" | no data
no data | 00-VSWS665 | no data | no data | no data | UTS ISOLATION | no data | SWS | PD-394 | no data | no data | Water | 1" | no data
no data | 00-VSWS667 | no data | no data | no data | UTS ISOLATION | no data | SWS | PD-394 | no data | no data | Water | 1" | no data
no data | 00-VSWS668 | no data | no data | no data | INSTRUMENTATION | no data | SWS | PD-391 | no data | no data | Water | 0.75" | no data
no data | 00-VSWS669 | no data | no data | no data | UTS ISOLATION | no data | SWS | PD-394 | no data | no data | Water | 1" | no data
no data | 00-VSWS671 | no data | no data | no data | UTS ISOLATION | no data | SWS | PD-394 | no data | no data | Water | 1" | no data
no data | 00-VSWS672 | no data | no data | no data | RECIRC CV ISOLATION | no data | SWS | PD-391 | no data | no data | Water | 6" | no data
no data | 00-VSWS673 | no data | no data | no data | UTS ISOLATION | no data | SWS | PD-394 | no data | no data | Water | 1" | no data
no data | 00-VSWS676 | no data | no data | no data | RECIRC CV ISOLATION | no data | SWS | PD-391 | no data | no data | Water | 6" | no data
no data | 00-VSWS677 | no data | no data | no data | UTS ISOLATION | no data | SWS | PD-394 | no data | no data | Water | 1" | no data
no data | 00-VSWS679 | no data | no data | no data | UTS ISOLATION | no data | SWS | PD-395 | no data | no data | Water | 1" | no data
no data | 00-VSWS680 | no data | no data | no data | RECIRC CV BYPASS | no data | SWS | PD-391 | no data | no data | Water | 4" | no data
no data | 00-VSWS681 | no data | no data | no data | UTS ISOLATION | no data | SWS | PD-394 | no data | no data | Water | 1" | no data
no data | 00-VSWS682 | no data | no data | no data | VENT | no data | SWS | PD-391 | no data | no data | Water | 0.75" | no data
no data | 00-VSWS683 | no data | no data | no data | UTS ISOLATION | no data | SWS | PD-393 | no data | no data | Water | 1" | no data
no data | 00-VSWS684 | no data | no data | no data | UTS ISOLATION | no data | SWS | PD-394 | no data | no data | Water | 1" | no data
no data | 00-VSWS685 | no data | no data | no data | UTS ISOLATION | no data | SWS | PD-394 | no data | no data | Water | 1" | no data
no data | 00-VSWS686 | no data | no data | no data | DRAIN | no data | SWS | PD-391 | no data | no data | Water | 0.75" | no data
no data | 00-VSWS687 | no data | no data | no data | UTS ISOLATION | no data | SWS | PD-394 | no data | no data | Water | 1" | no data
no data | 00-VSWS689 | no data | no data | no data | UTS ISOLATION | no data | SWS | PD-394 | no data | no data | Water | 1" | no data
no data | 00-VSWS690 | no data | no data | no data | SWS TANK ISOLATION | no data | SWS | PD-390 | no data | no data | Water | 8" | no data
no data | 00-VSWS691 | no data | no data | no data | UTS ISOLATION | no data | SWS | PD-394 | no data | no data | Water | 1" | no data
no data | 00-VSWS692 | no data | no data | no data | DRAIN | no data | SWS | PD-390 | no data | no data | Water | 0.75" | no data
no data | 00-VSWS694 | no data | no data | no data | POTABLE WATER MAKEUP CV ISOLATION | no data | SWS | PD-390 | no data | no data | Water | 6" | no data
no data | 00-VSWS695 | no data | no data | no data | UTS ISOLATION | no data | SWS | PD-394 | no data | no data | Water | 1" | no data
no data | 00-VSWS696 | no data | no data | no data | SWS TANK ISOLATION - POTABLE MAKEUP | no data | SWS | PD-390 | no data | no data | Water | 6" | no data
no data | 00-VSWS697 | no data | no data | no data | UTS ISOLATION | no data | SWS | PD-394 | no data | no data | Water | 1" | no data
no data | 00-VSWS698 | no data | no data | no data | UTS ISOLATION | no data | SWS | PD-395 | no data | no data | Water | 1" | no data
no data | 00-VSWS699 | no data | no data | no data | UTS ISOLATION | no data | SWS | PD-394 | no data | no data | Water | 1" | no data
no data | 00-VSWS800 | no data | no data | no data | Isolation Valve | Butterfly | SWPUMP | JJ05792-02-PI | no data | no data | Service Water | 12" | no data
no data | 00-VSWS801 | no data | no data | no data | Drain Valve | Gate | SWPUMP | JJ05792-02-PI | no data | no data | Service Water | 3/4" | no data
no data | 00-VSWS802 | no data | no data | no data | Vent Valve | Globe | SWPUMP | JJ05792-02-PI | no data | no data | Service Water | 3/4" | no data
no data | 00-VSWS803 | no data | no data | no data | Root Valve | Globe | SWPUMP | JJ05792-02-PI | no data | no data | Service Water | 3/4" | no data
no data | 00-VSWS804 | no data | no data | no data | Root Valve | Globe | SWPUMP | JJ05792-02-PI | no data | no data | Service Water | 3/4" | no data
no data | 00-VSWS805 | no data | no data | no data | Vent Valve | Globe | SWPUMP | JJ05792-02-PI | no data | no data | Service Water | 3/4" | no data
no data | 00-VSWS806 | no data | no data | no data | Check Valve | Check | SWPUMP | JJ05792-02-PI | no data | no data | Service Water | 10" | no data
no data | 00-VSWS807 | no data | no data | no data | Drain Valve | Gate | SWPUMP | JJ05792-02-PI | no data | no data | Service Water | 3/4" | no data
no data | 00-VSWS808 | no data | no data | no data | Isolation Valve | Butterfly | SWPUMP | JJ05792-02-PI | no data | no data | Service Water | 10" | no data
no data | 00-VSWS809 | no data | no data | no data | Drain Valve | Gate | SWPUMP | JJ05792-02-PI | no data | no data | Service Water | 3/4" | no data
no data | 00-VSWS810 | no data | no data | no data | Drain Valve | Gate | SWPUMP | JJ05792-02-PI | no data | no data | Service Water | 3/4" | no data
no data | 00-VSWS811 | no data | no data | no data | Isolation Valve | Butterfly | SWPUMP | JJ05792-02-PI | no data | no data | Service Water | 12" | no data
no data | 00-VSWS812 | no data | no data | no data | Drain Valve | Gate | SWPUMP | JJ05792-02-PI | no data | no data | Service Water | 3/4" | no data
no data | 00-VSWS813 | no data | no data | no data | Vent Valve | Globe | SWPUMP | JJ05792-02-PI | no data | no data | Service Water | 3/4" | no data
no data | 00-VSWS814 | no data | no data | no data | Root Valve | Globe | SWPUMP | JJ05792-02-PI | no data | no data | Service Water | 3/4" | no data
no data | 00-VSWS815 | no data | no data | no data | Root Valve | Globe | SWPUMP | JJ05792-02-PI | no data | no data | Service Water | 3/4" | no data
no data | 00-VSWS816 | no data | no data | no data | Vent Valve | Globe | SWPUMP | JJ05792-02-PI | no data | no data | Service Water | 3/4" | no data
no data | 00-VSWS817 | no data | no data | no data | Check Valve | Check | SWPUMP | JJ05792-02-PI | no data | no data | Service Water | 10" | no data
no data | 00-VSWS818 | no data | no data | no data | Drain Valve | Gate | SWPUMP | JJ05792-02-PI | no data | no data | Service Water | 3/4" | no data
no data | 00-VSWS819 | no data | no data | no data | Isolation Valve | Butterfly | SWPUMP | JJ05792-02-PI | no data | no data | Service Water | 10" | no data
no data | 00-VSWS820 | no data | no data | no data | Drain Valve | Gate | SWPUMP | JJ05792-02-PI | no data | no data | Service Water | 3/4" | no data
no data | 00-VSWS821 | no data | no data | no data | Drain Valve | Gate | SWPUMP | JJ05792-02-PI | no data | no data | Service Water | 3/4" | no data
no data | 00-VWDR601 | no data | no data | no data | INSTRUMENT ISOLATION | no data | WDR | PD-961 | no data | no data | Water | 0.75" | no data
no data | 00-VWDR602 | no data | no data | no data | INSTRUMENT ISOLATION | no data | WDR | PD-961 | no data | no data | Water | 0.5" | no data
no data | 00-VWDR603 | no data | no data | no data | INSTRUMENT ISOLATION | no data | WDR | PD-961 | no data | no data | Water | 0.5" | no data
no data | 00-VWDR604 | no data | no data | no data | FREE CHLORINE SAMPLE ISOLATION | no data | WDR | PD-961 | no data | no data | Water | 1" | no data
no data | 00-VWDR605 | no data | no data | no data | FREE CHLORINE SAMPLE RETURN ISOLATION | no data | WDR | PD-961 | no data | no data | Water | 1" | no data
no data | 00-VWDR633 | no data | no data | no data | WASTEWATER SUMP PUMP B CHECK VALVE | no data | WDR | PD-961 | no data | no data | Water | 10" | no data
no data | 00-VWDR635 | no data | no data | no data | WASTEWATER SUMP PUMP B ISOLATION | no data | WDR | PD-961 | no data | no data | Water | 10" | no data
no data | 00-VWDR673 | no data | no data | no data | WASTEWATER SUMP PUMP A CHECK VALVE | no data | WDR | PD-961 | no data | no data | Water | 10" | no data
no data | 00-VWDR674 | no data | no data | no data | WASTEWATER SUMP PUMP A ISOLATION | no data | WDR | PD-961 | no data | no data | Water | 10" | no data
no data | 00-VWDR800 | no data | no data | no data | Isolation Valve | Ball | WWSUMP | JJ05792-07-PI | no data | no data | Service Water | 1/2" | no data
no data | 00-VWDR801 | no data | no data | no data | Root Valve | Ball | WWSUMP | JJ05792-07-PI | no data | no data | Service Water | 1/2" | no data
no data | 00-VWDR802 | no data | no data | no data | Throttling Valve | Needle | WWSUMP | JJ05792-07-PI | no data | no data | Service Water | 1/2" | no data
no data | 00-VWDR803 | no data | no data | no data | Isolation Valve | Ball | WWSUMP | JJ05792-07-PI | no data | no data | Service Water | 1/2" | no data
no data | 00-VWDR804 | no data | no data | no data | Root Valve | Ball | WWSUMP | JJ05792-07-PI | no data | no data | Service Water | 1/2" | no data
no data | 00-VWDR805 | no data | no data | no data | Throttling Valve | Needle | WWSUMP | JJ05792-07-PI | no data | no data | Service Water | 1/2" | no data
no data | 00-W-FGS745 | no data | no data | no data | 12" RF TRUNNION BALL BALVE, FULL PORT | ACTUATOR | FGS | A00201-C2 | no data | no data | NAT. GAS | 12" | no data
no data | 00-W-FGSB00 | no data | no data | no data | 16" RF TRUNNION BALL BALVE, FULL PORT | ACTUATOR | FGS | A00201-C1 | no data | no data | NAT. GAS | 16” | no data
no data | 00-YV-AXS815 | no data | no data | no data | Natural Gas Main Line Upstream Safety Shutoff Valve | no data | Aux Boiler | PI-1001 | no data | no data | Natural Gas | 4" | no data
no data | 00-YV-AXS816 | no data | no data | no data | Natural Gas Vent Valve | no data | Aux Boiler | PI-1001 | no data | no data | Natural Gas | 2" | no data
no data | 00-YV-AXS817 | no data | no data | no data | Natural Gas Main Line downstream Safety Shutoff Valve | no data | Aux Boiler | PI-1001 | no data | no data | Natural Gas | 4" | no data
no data | 00-YV-AXS837 | no data | no data | no data | Pilot Line Upstream Safety Shutoff Valve | no data | Aux Boiler | PI-1001 | no data | no data | Natural Gas | 3/4" | no data
no data | 00-YV-AXS838 | no data | no data | no data | Pilot Line Vent Valve | no data | Aux Boiler | PI-1001 | no data | no data | Natural Gas | 3/4" | no data
no data | 00-YV-AXS839 | no data | no data | no data | Pilot Line Downstream Safety Shutoff Valve | no data | Aux Boiler | PI-1001 | no data | no data | Natural Gas | 3/4" | no data
no data | 00-YV-BDN301 | no data | no data | no data | BLOWDOWN DISCHARGE CONTROL VALVE TO SWS TANK | no data | BDN | PD-091 | no data | no data | Water | 8" | no data
no data | 00-YV-BDN321 | no data | no data | no data | BLOWDOWN DISCHARGE CONTROL VALVE TO WDR SUMP | no data | BDN | PD-091 | no data | no data | Water | 6" | no data
no data | 00-YV-DWT115 | no data | no data | no data | DEMIN SYSTEM EFFLUENT ON/OFF VALVE | no data | DWT | PD-377 | no data | no data | Water | 4" | no data
no data | 00-YV-DWT125 | no data | no data | no data | DEMIN DUMP DIVERT VALVE | no data | DWT | PD-377 | no data | no data | Water | 4" | no data
no data | 00YVFGS477 | no data | no data | no data | Inlet Block Valve | no data | FGC | no data | no data | no data | Fuel Gas | 10" | no data
no data | 00YVFGS478 | no data | no data | no data | Discharge Block Valve | no data | FGC | no data | no data | no data | Fuel Gas | 8" | no data
no data | 00YVFGS577 | no data | no data | no data | Inlet Block Valve | no data | FGC | no data | no data | no data | Fuel Gas | 10" | no data
no data | 00YVFGS578 | no data | no data | no data | Discharge Block Valve | no data | FGC | no data | no data | no data | Fuel Gas | 8" | no data
no data | 00YVFGS677 | no data | no data | no data | Inlet Block Valve | no data | FGC | no data | no data | no data | Fuel Gas | 10" | no data
no data | 00YVFGS678 | no data | no data | no data | Discharge Block Valve | no data | FGC | no data | no data | no data | Fuel Gas | 8" | no data
no data | 00-YV-FGS700 | no data | no data | no data | 16" RF TRUNNION BALL BALVE, FULL PORT | ACTUATOR | FGS | A00201-C1 | no data | no data | NAT. GAS | 16" | no data
no data | 00-YV-FGS746 | no data | no data | no data | 6" RF TRUNNION BALL BALVE, FULL PORT | ACTUATOR | FGS | A00201-C2 | no data | no data | NAT. GAS | 6" | no data
no data | 00-YV-FGS785 | no data | no data | no data | 16" RF TRUNNION BALL BALVE, FULL PORT | ACTUATOR | FGS | A00201-C7 | no data | no data | NAT. GAS | 16" | no data
no data | 00-YV-FGS786 | no data | no data | no data | 16" RF TRUNNION BALL BALVE, FULL PORT | ACTUATOR | FGS | A00201-C7 | no data | no data | NAT. GAS | 16" | no data
no data | 00-YV-FGS787 | no data | no data | no data | 6" RF TRUNNION BALL BALVE, FULL PORT | ACTUATOR | FGS | A00201-C7 | no data | no data | NAT. GAS | 6" | no data
no data | 00-YV-FGS845 | no data | no data | no data | 12" RF TRUNNION BALL BALVE, FULL PORT | ACTUATOR | FGS | A00201-C3 | no data | no data | NAT. GAS | 12" | no data
no data | 00-YV-FGS846 | no data | no data | no data | 6" RF TRUNNION BALL BALVE, FULL PORT | ACTUATOR | FGS | A00201-C3 | no data | no data | NAT. GAS | 6" | no data
no data | 00-YV-FGS885 | no data | no data | no data | 16" RF TRUNNION BALL BALVE, FULL PORT | ACTUATOR | FGS | A00201-C8 | no data | no data | NAT. GAS | 16" | no data
no data | 00-YV-FGS886 | no data | no data | no data | 16" RF TRUNNION BALL BALVE, FULL PORT | ACTUATOR | FGS | A00201-C8 | no data | no data | NAT. GAS | 16" | no data
no data | 00-YV-FGS887 | no data | no data | no data | 6" RF TRUNNION BALL BALVE, FULL PORT | ACTUATOR | FGS | A00201-C8 | no data | no data | NAT. GAS | 6" | no data
no data | 01-ARM-FSV-883 | no data | no data | no data | INLET CHECK VALVE | MANUAL | HLTCACC | 11737.0 | no data | no data | Air | 8" | no data
no data | 01-ARM-FSV-890 | no data | no data | no data | INLET CHECK VALVE | MANUAL | HLTCACC | 11737.0 | no data | no data | Air | 8" | no data
no data | 01-ARM-FSV-898 | no data | no data | no data | INLET CHECK VALVE | MANUAL | HLTCACC | 11737.0 | no data | no data | Air | 8" | no data
no data | 01-ARM-FSV-906 | no data | no data | no data | INLET CHECK VALVE | MANUAL | HLTCACC | 11737.0 | no data | no data | Air | 8" | no data
no data | 01-ARM-FSV-914 | no data | no data | no data | INLET CHECK VALVE | MANUAL | HLTCACC | 11737.0 | no data | no data | Air | 8" | no data
no data | 01-ARM-IV-883A | no data | no data | no data | PRESSURE TRANSMITTER ISOLATION VALVE | MANUAL | HLTCACC | 11737.0 | no data | no data | Air | 0.5" | no data
no data | 01-ARM-IV-883B | no data | no data | no data | PRESSURE GAUGE ISOLATION VALVE | MANUAL | HLTCACC | 11737.0 | no data | no data | Air | 0.5" | no data
no data | 01-ARM-IV-885 | no data | no data | no data | PRESSURE GAUGE ISOLATION VALVE | MANUAL | HLTCACC | 11737.0 | no data | no data | Water | 0.5" | no data
no data | 01-ARM-IV-886A | no data | no data | no data | PRESSURE GAUGE ISOLATION VALVE | MANUAL | HLTCACC | 11737.0 | no data | no data | Water | 0.5" | no data
no data | 01-ARM-IV-886B | no data | no data | no data | PRESSURE GAUGE ISOLATION VALVE | MANUAL | HLTCACC | 11737.0 | no data | no data | Water | 0.5" | no data
no data | 01-ARM-IV-888A | no data | no data | no data | LEVEL GAUGE ISOLATION VALVE | MANUAL | HLTCACC | 11737.0 | no data | no data | Water | 0.75" | no data
no data | 01-ARM-IV-888B | no data | no data | no data | LEVEL GAUGE ISOLATION VALVE | MANUAL | HLTCACC | 11737.0 | no data | no data | Water | 0.75" | no data
no data | 01-ARM-IV-890A | no data | no data | no data | PRESSURE TRANSMITTER ISOLATION VALVE | MANUAL | HLTCACC | 11737.0 | no data | no data | Air | 0.5" | no data
no data | 01-ARM-IV-890B | no data | no data | no data | PRESSURE GAUGE ISOLATION VALVE | MANUAL | HLTCACC | 11737.0 | no data | no data | Air | 0.5" | no data
no data | 01-ARM-IV-892 | no data | no data | no data | PRESSURE GAUGE ISOLATION VALVE | MANUAL | HLTCACC | 11737.0 | no data | no data | Water | 0.5" | no data
no data | 01-ARM-IV-893A | no data | no data | no data | PRESSURE GAUGE ISOLATION VALVE | MANUAL | HLTCACC | 11737.0 | no data | no data | Water | 0.5" | no data
no data | 01-ARM-IV-893B | no data | no data | no data | PRESSURE GAUGE ISOLATION VALVE | MANUAL | HLTCACC | 11737.0 | no data | no data | Water | 0.5" | no data
no data | 01-ARM-IV-895A | no data | no data | no data | LEVEL GAUGE ISOLATION VALVE | MANUAL | HLTCACC | 11737.0 | no data | no data | Water | 0.75" | no data
no data | 01-ARM-IV-895B | no data | no data | no data | LEVEL GAUGE ISOLATION VALVE | MANUAL | HLTCACC | 11737.0 | no data | no data | Water | 0.75" | no data
no data | 01-ARM-IV-898A | no data | no data | no data | PRESSURE TRANSMITTER ISOLATION VALVE | MANUAL | HLTCACC | 11737.0 | no data | no data | Air | 0.5" | no data
no data | 01-ARM-IV-898B | no data | no data | no data | PRESSURE GAUGE ISOLATION VALVE | MANUAL | HLTCACC | 11737.0 | no data | no data | Air | 0.5" | no data
no data | 01-ARM-IV-900 | no data | no data | no data | PRESSURE GAUGE ISOLATION VALVE | MANUAL | HLTCACC | 11737.0 | no data | no data | Water | 0.5" | no data
no data | 01-ARM-IV-901A | no data | no data | no data | PRESSURE GAUGE ISOLATION VALVE | MANUAL | HLTCACC | 11737.0 | no data | no data | Water | 0.5" | no data
no data | 01-ARM-IV-901B | no data | no data | no data | PRESSURE GAUGE ISOLATION VALVE | MANUAL | HLTCACC | 11737.0 | no data | no data | Water | 0.5" | no data
no data | 01-ARM-IV-903A | no data | no data | no data | LEVEL GAUGE ISOLATION VALVE | MANUAL | HLTCACC | 11737.0 | no data | no data | Water | 0.75" | no data
no data | 01-ARM-IV-903B | no data | no data | no data | LEVEL GAUGE ISOLATION VALVE | MANUAL | HLTCACC | 11737.0 | no data | no data | Water | 0.75" | no data
no data | 01-ARM-IV-906A | no data | no data | no data | PRESSURE TRANSMITTER ISOLATION VALVE | MANUAL | HLTCACC | 11737.0 | no data | no data | Air | 0.5" | no data
no data | 01-ARM-IV-906B | no data | no data | no data | PRESSURE GAUGE ISOLATION VALVE | MANUAL | HLTCACC | 11737.0 | no data | no data | Air | 0.5" | no data
no data | 01-ARM-IV-908 | no data | no data | no data | PRESSURE GAUGE ISOLATION VALVE | MANUAL | HLTCACC | 11737.0 | no data | no data | Water | 0.5" | no data
no data | 01-ARM-IV-909A | no data | no data | no data | PRESSURE GAUGE ISOLATION VALVE | MANUAL | HLTCACC | 11737.0 | no data | no data | Water | 0.5" | no data
no data | 01-ARM-IV-909B | no data | no data | no data | PRESSURE GAUGE ISOLATION VALVE | MANUAL | HLTCACC | 11737.0 | no data | no data | Water | 0.5" | no data
no data | 01-ARM-IV-911A | no data | no data | no data | LEVEL GAUGE ISOLATION VALVE | MANUAL | HLTCACC | 11737.0 | no data | no data | Water | 0.75" | no data
no data | 01-ARM-IV-911B | no data | no data | no data | LEVEL GAUGE ISOLATION VALVE | MANUAL | HLTCACC | 11737.0 | no data | no data | Water | 0.75" | no data
no data | 01-ARM-IV-914A | no data | no data | no data | PRESSURE TRANSMITTER ISOLATION VALVE | MANUAL | HLTCACC | 11737.0 | no data | no data | Air | 0.5" | no data
no data | 01-ARM-IV-914B | no data | no data | no data | PRESSURE GAUGE ISOLATION VALVE | MANUAL | HLTCACC | 11737.0 | no data | no data | Air | 0.5" | no data
no data | 01-ARM-IV-916 | no data | no data | no data | Pressure gauge isolation valve | MANUAL | HLTCACC | 11737.0 | no data | no data | Water | 0.5" | no data
no data | 01-ARM-IV-916 | no data | no data | no data | PRESSURE GAUGE ISOLATION VALVE | MANUAL | HLTCACC | 11737.0 | no data | no data | Water | 0.5" | no data
no data | 01-ARM-IV-917A | no data | no data | no data | PRESSURE GAUGE ISOLATION VALVE | MANUAL | HLTCACC | 11737.0 | no data | no data | Water | 0.5" | no data
no data | 01-ARM-IV-917B | no data | no data | no data | PRESSURE GAUGE ISOLATION VALVE | MANUAL | HLTCACC | 11737.0 | no data | no data | Water | 0.5" | no data
no data | 01-ARM-IV-919A | no data | no data | no data | LEVEL GAUGE ISOLATION VALVE | MANUAL | HLTCACC | 11737.0 | no data | no data | Water | 0.75" | no data
no data | 01-ARM-IV-919B | no data | no data | no data | LEVEL GAUGE ISOLATION VALVE | MANUAL | HLTCACC | 11737.0 | no data | no data | Water | 0.75" | no data
no data | 01-ARM-IV-966A | no data | no data | no data | LEVEL GAUGE ISOLATION VALVE | MANUAL | HLTCACC | 11737.0 | no data | no data | Glycol Mix | 0.75" | no data
no data | 01-ARM-IV-966B | no data | no data | no data | LEVEL GAUGE ISOLATION VALVE | MANUAL | HLTCACC | 11737.0 | no data | no data | Glycol Mix | 0.75" | no data
no data | 01-ARM-IV-967 | no data | no data | no data | PRESSURE GAUGE ISOLATION VALVE | MANUAL | HLTCACC | 11737.0 | no data | no data | Glycol Mix | 0.5" | no data
no data | 01-ARM-IV-968 | no data | no data | no data | PRESSURE GAUGE ISOLATION VALVE | MANUAL | HLTCACC | 11737.0 | no data | no data | Glycol Mix | 0.5" | no data
no data | 01-ARM-IV-969 | no data | no data | no data | PRESSURE GAUGE ISOLATION VALVE | MANUAL | HLTCACC | 11737.0 | no data | no data | Glycol Mix | 0.5" | no data
no data | 01-ARM-V-883 | no data | no data | no data | INLET ISOLATION VALVE | LEVER | HLTCACC | 11737.0 | no data | no data |  | 8" | no data
no data | 01-ARM-V-884 | no data | no data | no data | ANTI CAVITATION VALVE | MANUAL | HLTCACC | 11737.0 | no data | no data | Air | 1.5" | no data
no data | 01-ARM-V-885A | no data | no data | no data | SEAL WATER ISOLATION VALVE | MANUAL | HLTCACC | 11737.0 | no data | no data | Water | 3" | no data
no data | 01-ARM-V-885B | no data | no data | no data | Y STRAINER BLOW DOWN VALVE | MANUAL | HLTCACC | 11737.0 | no data | no data | Water | 0.5" | no data
no data | 01-ARM-V-886A | no data | no data | no data | SEAL WATER ADJUSTING VALVE | MANUAL | HLTCACC | 11737.0 | no data | no data | Water | 1.5" | no data
no data | 01-ARM-V-886B | no data | no data | no data | SPRAY NOZZLE ADJUSTING VALVE | MANUAL | HLTCACC | 11737.0 | no data | no data | Water | 2" | no data
no data | 01-ARM-V-888A | no data | no data | no data | MAKEUP BYPASS VALVE | MANUAL | HLTCACC | 11737.0 | no data | no data | Water | 1" | no data
no data | 01-ARM-V-888B | no data | no data | no data | MAKEUP ISOLATION VALVE | MANUAL | HLTCACC | 11737.0 | no data | no data | Water | 1" | no data
no data | 01-ARM-V-888C | no data | no data | no data | Y STRAINER BLOW DOWN VALVE | MANUAL | HLTCACC | 11737.0 | no data | no data | Water | 0.38" | no data
no data | 01-ARM-V-888D | no data | no data | no data | SYSTEM DRAIN VALVE | MANUAL | HLTCACC | 11737.0 | no data | no data | Water | 1" | no data
no data | 01-ARM-V-888E | no data | no data | no data | MAKEUP ISOLATION VALVE | MANUAL | HLTCACC | 11737.0 | no data | no data | Water | 1" | no data
no data | 01-ARM-V-889A | no data | no data | no data | DISCHARGE CHECK VALVE | MANUAL | HLTCACC | 11737.0 | no data | no data | Air | 10" | no data
no data | 01-ARM-V-889B | no data | no data | no data | FLOW METER ISOLATION VALVE | MANUAL | HLTCACC | 11737.0 | no data | no data | Air | 1" | no data
no data | 01-ARM-V-890 | no data | no data | no data | INLET ISOLATION VALVE | LEVER | HLTCACC | 11737.0 | no data | no data |  | 8" | no data
no data | 01-ARM-V-891 | no data | no data | no data | ANTI CAVITATION VALVE | MANUAL | HLTCACC | 11737.0 | no data | no data | Air | 1.5" | no data
no data | 01-ARM-V-892A | no data | no data | no data | SEAL WATER ISOLATION VALVE | MANUAL | HLTCACC | 11737.0 | no data | no data | Water | 3" | no data
no data | 01-ARM-V-892B | no data | no data | no data | Y STRAINER BLOW DOWN VALVE | MANUAL | HLTCACC | 11737.0 | no data | no data | Water | 0.5" | no data
no data | 01-ARM-V-893A | no data | no data | no data | SEAL WATER ADJUSTING VALVE | Manual | HLTCACC | 11737.0 | no data | no data | Water | 1.5" | no data
no data | 01-ARM-V-893B | no data | no data | no data | SPRAY NOZZLE ADJUSTING VALVE | MANUAL | HLTCACC | 11737.0 | no data | no data | Water | 2" | no data
no data | 01-ARM-V-895A | no data | no data | no data | MAKEUP BYPASS VALVE | MANUAL | HLTCACC | 11737.0 | no data | no data | Water | 1" | no data
no data | 01-ARM-V-895B | no data | no data | no data | MAKEUP ISOLATION VALVE | MANUAL | HLTCACC | 11737.0 | no data | no data | Water | 1" | no data
no data | 01-ARM-V-895C | no data | no data | no data | Y STRAINER BLOW DOWN VALVE | MANUAL | HLTCACC | 11737.0 | no data | no data | Water | 0.38" | no data
no data | 01-ARM-V-895D | no data | no data | no data | SYSTEM DRAIN VALVE | MANUAL | HLTCACC | 11737.0 | no data | no data | Water | 1" | no data
no data | 01-ARM-V-895E | no data | no data | no data | MAKEUP ISOLATION VALVE | MANUAL | HLTCACC | 11737.0 | no data | no data | Water | 1" | no data
no data | 01-ARM-V-896A | no data | no data | no data | DISCHARGE CHECK VALVE | MANUAL | HLTCACC | 11737.0 | no data | no data | Air | 10" | no data
no data | 01-ARM-V-896B | no data | no data | no data | FLOW METER ISOLATION VALVE | MANUAL | HLTCACC | 11737.0 | no data | no data | Air | 1" | no data
no data | 01-ARM-V-898 | no data | no data | no data | INLET ISOLATION VALVE | LEVER | HLTCACC | 11737.0 | no data | no data |  | 8" | no data
no data | 01-ARM-V-899 | no data | no data | no data | ANTI CAVITATION VALVE | MANUAL | HLTCACC | 11737.0 | no data | no data | Air | 1.5" | no data
no data | 01-ARM-V-900A | no data | no data | no data | SEAL WATER ISOLATION VALVE | MANUAL | HLTCACC | 11737.0 | no data | no data | Water | 3" | no data
no data | 01-ARM-V-900B | no data | no data | no data | Y STRAINER BLOW DOWN VALVE | MANUAL | HLTCACC | 11737.0 | no data | no data | Water | 0.5" | no data
no data | 01-ARM-V-901A | no data | no data | no data | SEAL WATER ADJUSTING VALVE | MANUAL | HLTCACC | 11737.0 | no data | no data | Water | 1.5" | no data
no data | 01-ARM-V-901B | no data | no data | no data | SPRAY NOZZLE ADJUSTING VALVE | MANUAL | HLTCACC | 11737.0 | no data | no data | Water | 2" | no data
no data | 01-ARM-V-903A | no data | no data | no data | MAKEUP BYPASS VALVE | MANUAL | HLTCACC | 11737.0 | no data | no data | Water | 1" | no data
no data | 01-ARM-V-903B | no data | no data | no data | MAKEUP ISOLATION VALVE | MANUAL | HLTCACC | 11737.0 | no data | no data | Water | 1" | no data
no data | 01-ARM-V-903C | no data | no data | no data | Y STRAINER BLOW DOWN VALVE | MANUAL | HLTCACC | 11737.0 | no data | no data | Water | 0.38" | no data
no data | 01-ARM-V-903D | no data | no data | no data | SYSTEM DRAIN VALVE | MANUAL | HLTCACC | 11737.0 | no data | no data | Water | 1" | no data
no data | 01-ARM-V-903E | no data | no data | no data | MAKEUP ISOLATION VALVE | MANUAL | HLTCACC | 11737.0 | no data | no data | Water | 1" | no data
no data | 01-ARM-V-904A | no data | no data | no data | DISCHARGE CHECK VALVE | MANUAL | HLTCACC | 11737.0 | no data | no data | Air | 10" | no data
no data | 01-ARM-V-904B | no data | no data | no data | FLOW METER ISOLATION VALVE | MANUAL | HLTCACC | 11737.0 | no data | no data | Air | 1" | no data
no data | 01-ARM-V-906 | no data | no data | no data | INLET ISOLATION VALVE | LEVER | HLTCACC | 11737.0 | no data | no data |  | 8" | no data
no data | 01-ARM-V-907 | no data | no data | no data | ANTI CAVITATION VALVE | MANUAL | HLTCACC | 11737.0 | no data | no data | Air | 1.5" | no data
no data | 01-ARM-V-908A | no data | no data | no data | SEAL WATER ISOLATION VALVE | MANUAL | HLTCACC | 11737.0 | no data | no data | Water | 3" | no data
no data | 01-ARM-V-908B | no data | no data | no data | Y STRAINER BLOW DOWN VALVE | MANUAL | HLTCACC | 11737.0 | no data | no data | Water | 0.5" | no data
no data | 01-ARM-V-909A | no data | no data | no data | SEAL WATER ADJUSTING VALVE | MANUAL | HLTCACC | 11737.0 | no data | no data | Water | 1.5" | no data
no data | 01-ARM-V-909B | no data | no data | no data | SPRAY NOZZLE ADJUSTING VALVE | MANUAL | HLTCACC | 11737.0 | no data | no data | Water | 2" | no data
no data | 01-ARM-V-911A | no data | no data | no data | MAKEUP BYPASS VALVE | MANUAL | HLTCACC | 11737.0 | no data | no data | Water | 1" | no data
no data | 01-ARM-V-911B | no data | no data | no data | MAKEUP ISOLATION VALVE | MANUAL | HLTCACC | 11737.0 | no data | no data | Water | 1" | no data
no data | 01-ARM-V-911C | no data | no data | no data | Y STRAINER BLOW DOWN VALVE | MANUAL | HLTCACC | 11737.0 | no data | no data | Water | 0.38" | no data
no data | 01-ARM-V-911D | no data | no data | no data | SYSTEM DRAIN VALVE | MANUAL | HLTCACC | 11737.0 | no data | no data | Water | 1" | no data
no data | 01-ARM-V-911E | no data | no data | no data | MAKEUP ISOLATION VALVE | MANUAL | HLTCACC | 11737.0 | no data | no data | Water | 1" | no data
no data | 01-ARM-V-912A | no data | no data | no data | DISCHARGE CHECK VALVE | MANUAL | HLTCACC | 11737.0 | no data | no data | Air | 10" | no data
no data | 01-ARM-V-912B | no data | no data | no data | FLOW METER ISOLATION VALVE | MANUAL | HLTCACC | 11737.0 | no data | no data | Air | 1" | no data
no data | 01-ARM-V-914 | no data | no data | no data | INLET ISOLATION VALVE | LEVER | HLTCACC | 11737.0 | no data | no data |  | 8" | no data
no data | 01-ARM-V-915 | no data | no data | no data | ANTI CAVITATION VALVE | MANUAL | HLTCACC | 11737.0 | no data | no data | Air | 1.5" | no data
no data | 01-ARM-V-916A | no data | no data | no data | SEAL WATER ISOLATION VALVE | MANUAL | HLTCACC | 11737.0 | no data | no data | Water | 3" | no data
no data | 01-ARM-V-916B | no data | no data | no data | Y STRAINER BLOW DOWN VALVE | MANUAL | HLTCACC | 11737.0 | no data | no data | Water | 0.5" | no data
no data | 01-ARM-V-917A | no data | no data | no data | SEAL WATER ADJUSTING VALVE | MANUAL | HLTCACC | 11737.0 | no data | no data | Water | 1.5" | no data
no data | 01-ARM-V-917B | no data | no data | no data | SPRAY NOZZLE ADJUSTING VALVE | MANUAL | HLTCACC | 11737.0 | no data | no data | Water | 2" | no data
no data | 01-ARM-V-919A | no data | no data | no data | MAKEUP BYPASS VALVE | MANUAL | HLTCACC | 11737.0 | no data | no data | Water | 1" | no data
no data | 01-ARM-V-919B | no data | no data | no data | MAKEUP ISOLATION VALVE | MANUAL | HLTCACC | 11737.0 | no data | no data | Water | 1" | no data
no data | 01-ARM-V-919C | no data | no data | no data | Y STRAINER BLOW DOWN VALVE | MANUAL | HLTCACC | 11737.0 | no data | no data | Water | 0.38" | no data
no data | 01-ARM-V-919D | no data | no data | no data | SYSTEM DRAIN VALVE | MANUAL | HLTCACC | 11737.0 | no data | no data | Water | 1" | no data
no data | 01-ARM-V-919E | no data | no data | no data | MAKEUP ISOLATION VALVE | MANUAL | HLTCACC | 11737.0 | no data | no data | Water | 1" | no data
no data | 01-ARM-V-920A | no data | no data | no data | DISCHARGE CHECK VALVE | MANUAL | HLTCACC | 11737.0 | no data | no data | Air | 10" | no data
no data | 01-ARM-V-920B | no data | no data | no data | FLOW METER ISOLATION VALVE | MANUAL | HLTCACC | 11737.0 | no data | no data | Air | 1" | no data
no data | 01-ARM-YV-883 | no data | no data | no data | INLET ISOLATION VALVE | PNEUMATIC | HLTCACC | 11737.0 | no data | no data | Air | 8" | no data
no data | 01-ARM-YV-886 | no data | no data | no data | SPRAY NOZZLE ISOLATION VALVE | PNEUMATIC | HLTCACC | 11737.0 | no data | no data | Water | 2" | no data
no data | 01-ARM-YV-888 | no data | no data | no data | MAKEUP ISOLATION VALVE | Pneumatic | HLTCACC | 11737.0 | no data | no data | Water | 1" | no data
no data | 01-ARM-YV-890 | no data | no data | no data | INLET ISOLATION VALVE | PNEUMATIC | HLTCACC | 11737.0 | no data | no data | Air | 8" | no data
no data | 01-ARM-YV-893 | no data | no data | no data | SPRAY NOZZLE ISOLATION VALVE | PNEUMATIC | HLTCACC | 11737.0 | no data | no data | Water | 2" | no data
no data | 01-ARM-YV-895 | no data | no data | no data | MAKEUP ISOLATION VALVE | PNEUMATIC | HLTCACC | 11737.0 | no data | no data | Water | 1" | no data
no data | 01-ARM-YV-898 | no data | no data | no data | INLET ISOLATION VALVE | PNEUMATIC | HLTCACC | 11737.0 | no data | no data | Air | 8" | no data
no data | 01-ARM-YV-901 | no data | no data | no data | SPRAY NOZZLE ISOLATION VALVE | PNEUMATIC | HLTCACC | 11737.0 | no data | no data | Water | 2" | no data
no data | 01-ARM-YV-903 | no data | no data | no data | MAKEUP ISOLATION VALVE | PNEUMATIC | HLTCACC | 11737.0 | no data | no data | Water | 1" | no data
no data | 01-ARM-YV-906 | no data | no data | no data | INLET ISOLATION VALVE | PNEUMATIC | HLTCACC | 11737.0 | no data | no data | Air | 8" | no data
no data | 01-ARM-YV-909 | no data | no data | no data | SPRAY NOZZLE ISOLATION VALVE | PNEUMATIC | HLTCACC | 11737.0 | no data | no data | Water | 2" | no data
no data | 01-ARM-YV-911 | no data | no data | no data | MAKEUP ISOLATION VALVE | PNEUMATIC | HLTCACC | 11737.0 | no data | no data | Water | 1" | no data
no data | 01-ARM-YV-914 | no data | no data | no data | INLET ISOLATION VALVE | PNEUMATIC | HLTCACC | 11737.0 | no data | no data | Air | 8" | no data
no data | 01-ARM-YV-917 | no data | no data | no data | SPRAY NOZZLE ISOLATION VALVE | Pneumatic | HLTCACC | 11737.0 | no data | no data | Water | 2" | no data
no data | 01-ARM-YV-919 | no data | no data | no data | MAKEUP ISOLATION VALVE | PNEUMATIC | HLTCACC | 11737.0 | no data | no data | Water | 1" | no data
no data | 01-BPV-SMP800 | no data | no data | no data | Valve, Back Press Regulator / Relief | Back Pressure | SAMPNL | 10-07051A | no data | no data | water | 1/4" | no data
no data | 01-BPV-SMP801 | no data | no data | no data | Valve, Back Press Regulator / Relief | Back Pressure | SAMPNL | 10-07051A | no data | no data | water | 1/4" | no data
no data | 01-BPV-SMP802 | no data | no data | no data | Valve, Back Press Regulator / Relief | Back Pressure | SAMPNL | 10-07051A | no data | no data | water | 1/4" | no data
no data | 01-BPV-SMP803 | no data | no data | no data | Valve, Back Press Regulator / Relief | Back Pressure | SAMPNL | 10-07051A | no data | no data | water | 1/4" | no data
no data | 01-BPV-SMP804 | no data | no data | no data | Valve, Back Press Regulator / Relief | Back Pressure | SAMPNL | 10-07051A | no data | no data | water | 1/4" | no data
no data | 01-BPV-SMP805 | no data | no data | no data | Valve, Back Press Regulator / Relief | Back Pressure | SAMPNL | 10-07051A | no data | no data | water | 1/4" | no data
no data | 01-BPV-SMP806 | no data | no data | no data | Valve, Back Press Regulator / Relief | Back Pressure | SAMPNL | 10-07051A | no data | no data | water | 1/4" | no data
no data | 01-BPV-SMP807 | no data | no data | no data | Valve, Back Press Regulator / Relief | Back Pressure | SAMPNL | 10-07051A | no data | no data | water | 1/4" | no data
no data | 01-BPV-SMP808 | no data | no data | no data | Valve, Back Press Regulator / Relief | Back Pressure | SAMPNL | 10-07051A | no data | no data | water | 1/4" | no data
no data | 01-BPV-SMP809 | no data | no data | no data | Valve, Back Press Regulator / Relief | Back Pressure | SAMPNL | 10-07051A | no data | no data | water | 1/4" | no data
no data | 01-BPV-SMP810 | no data | no data | no data | Valve, Back Press Regulator / Relief | Back Pressure | SAMPNL | 10-07051A | no data | no data | water | 1/4" | no data
no data | 01-FCV-AQA-803 | no data | no data | no data | AMMONIA LINE FLOW CONTROL VALVE # 1 | CONTROL-PAV | SCR | D0010101 SH2 | no data | no data | Ammonia | 1/2 | no data
no data | 01-FCV-BFW147 | no data | no data | no data | BFP A MIN RECIRC CV | no data | BFW | PD-061A | no data | no data | Water | 3" | no data
no data | 01-FCV-BFW187 | no data | no data | no data | BFP B MIN RECIRC CV | no data | BFW | PD-061A | no data | no data | Water | 3" | no data
no data | 01-FCV-BFW343 | no data | no data | no data | CT TCA COOLER BFW TCV TO HRSG | no data | BFW | PD-063A | no data | no data | Water | 4" | no data
no data | 01-FCV-BFW359 | no data | no data | no data | CT TCA COOLER BFW TCV RECIRC TO ACC | no data | BFW | PD-063A | no data | no data | Water | 3" | no data
no data | 01-FCV-BFW459 | no data | no data | no data | FG HX BFW FCV TO LP ECON | no data | BFW | PD-064A | no data | no data | Water | 2" | no data
no data | 01-FCV-BFW475 | no data | no data | no data | FG HX BFW FCV RECIRC TO ACC | no data | BFW | PD-064A | no data | no data | Water | 2" | no data
no data | 01-FCV-CND331 | no data | no data | no data | CONDENSATE MINIMUM RECIRC VALVE | no data | CND | PD-053A | no data | no data | Water | 6" | no data
no data | 01FCVDWS800 | no data | WTB | RO | no data | PNEUMATIC | DWT | 2000AD | no data | no data | no data | 3" | no data
no data | 01FCVDWS801 | no data | WTB | RO | no data | PNEUMATIC | DWT | 2000AD | no data | no data | no data | 3" | no data
no data | 01FCVDWS802 | no data | WTB | RO | no data | PNEUMATIC | DWT | 2000AD | no data | no data | no data | 3" | no data
no data | 01FCVDWS803 | no data | WTB | RO | no data | PNEUMATIC | DWT | 2000AD | no data | no data | no data | 3" | no data
no data | 01FCVDWS804 | no data | WTB | RO | no data | PNEUMATIC | DWT | 2000AD | no data | no data | no data | 3" | no data
no data | 01FCVDWS805 | no data | WTB | RO | no data | PNEUMATIC | DWT | 2000AD | no data | no data | no data | 3" | no data
no data | 01FCVDWS806 | no data | WTB | RO | no data | PNEUMATIC | DWT | 2000AD | no data | no data | no data | 3" | no data
no data | 01FCVDWS807 | no data | WTB | RO | no data | PNEUMATIC | DWT | 2000AD | no data | no data | no data | 3" | no data
no data | 01FCVDWS808 | no data | WTB | RO | no data | PNEUMATIC | DWT | 2000AD | no data | no data | no data | 3" | no data
no data | 01FCVHHS901 | no data | no data | no data | HP SPARGING STEAM CONTROL VALVE | POVCTRL | no data | 2080_00005‐2 | no data | no data | Steam | 3" | no data
no data | 01FCVHHS904 | no data | no data | no data | HP TO IP CASCADING BLOWDOWN CONTROL VALVE | NA | no data | 2080_00005‐2 | no data | no data | Water | 2" | no data
no data | 01FCVHIS904 | no data | no data | no data | IP CONTINUOUS BLOWDOWN CONTROL VALVE | NA | no data | 2080_00007‐1 | no data | no data | Water | 2" | no data
no data | 01-FE-SCR801THRUFE-SCR836 | no data | no data | no data | PROCESS GAS ORIFICE PLATE | ORIFICE | SCR | D0010102 SH1 & SH2 | no data | no data | Ammonia | 3.0 | no data
no data | 01-FPS-PNL-14 | no data | no data | no data | 01-FPS-PNL-14 | Panel | FireSystem | no data | no data | no data | no data | no data | no data
no data | 01-FSV-ARM-879 | no data | no data | no data | INLET CHECK VALVE |  | HLTCACC | 11737.0 | no data | no data | NCG | 6" | no data
no data | 01-IV-ARM-880 | no data | no data | no data | DA MOTIVE STEAM PRESS. IND. | LEVER | HLTCACC | 11737.0 | no data | no data | STEAM | 1/2" | no data
no data | 01-IV-CND-722 | no data | no data | no data | MAIN DUCT PRESSURE IND. | LEVER | HLTCACC | 11737.0 | no data | no data | STEAM | 1/2" | no data
no data | 01-IV-CND-722-A | no data | no data | no data | BACKPRESSURE TRANS. | LEVER | HLTCACC | 11737.0 | no data | no data | STEAM | 3/4" | no data
no data | 01-IV-CND-722-B | no data | no data | no data | BACKPRESSURE TRANS. | LEVER | HLTCACC | 11737.0 | no data | no data | STEAM | 3/4" | no data
no data | 01-IV-CND-722-C | no data | no data | no data | BACKPRESSURE TRANS. | LEVER | HLTCACC | 11737.0 | no data | no data | STEAM | 3/4" | no data
no data | 01-IV-CND-811-A | no data | no data | no data | DRAIN POT LEVEL TRANS. | HW/HW | HLTCACC | 11737.0 | no data | no data | WATER | 2" | no data
no data | 01-IV-CND-811-B | no data | no data | no data | DRAIN POT LEVEL TRANS. | HW/HW | HLTCACC | 11737.0 | no data | no data | WATER | 2" | no data
no data | 01-IV-CND-811-C | no data | no data | no data | DRAIN POT LEVEL TRANS. | HW/HW | HLTCACC | 11737.0 | no data | no data | WATER | 2" | no data
no data | 01-IV-CND-811-D | no data | no data | no data | DRAIN POT LEVEL TRANS. | HW/HW | HLTCACC | 11737.0 | no data | no data | WATER | 2" | no data
no data | 01-IV-CND-811-E | no data | no data | no data | DRAIN POT LEVEL TRANS. | HW/HW | HLTCACC | 11737.0 | no data | no data | WATER | 2" | no data
no data | 01-IV-CND-811-F | no data | no data | no data | DRAIN POT LEVEL TRANS. | HW/HW | HLTCACC | 11737.0 | no data | no data | WATER | 2" | no data
no data | 01-IV-CND-814 | no data | no data | no data | DIFFERENTIAL PRESSURE SWITCH-ROW 1 | LEVER | HLTCACC | 11737.0 | no data | no data | STEAM | 1/2" | no data
no data | 01-IV-CND-815- | no data | no data | no data | DIFFERENTIAL PRESSURE SWITCH-ROW 2 | LEVER | HLTCACC | 11737.0 | no data | no data | STEAM | 1/2" | no data
no data | 01-IV-CND-863A | no data | no data | no data | COND. TANK LEVEL TRANS. | HW/CH WHL | HLTCACC | 11737.0 | no data | no data | WATER | 2" | no data
no data | 01-IV-CND-863B | no data | no data | no data | COND. TANK LEVEL TRANS. | HW/CH WHL | HLTCACC | 11737.0 | no data | no data | WATER | 2" | no data
no data | 01-IV-CND-863C | no data | no data | no data | COND. TANK LEVEL TRANS. | HW/CH WHL | HLTCACC | 11737.0 | no data | no data | WATER | 2" | no data
no data | 01-IV-CND-863D | no data | no data | no data | COND. TANK LEVEL TRANS. | HW/CH WHL | HLTCACC | 11737.0 | no data | no data | WATER | 2" | no data
no data | 01-IV-CND-863E | no data | no data | no data | COND. TANK LEVEL TRANS. | HW/CH WHL | HLTCACC | 11737.0 | no data | no data | WATER | 2" | no data
no data | 01-IV-CND-863F | no data | no data | no data | COND. TANK LEVEL TRANS. | HW/CH WHL | HLTCACC | 11737.0 | no data | no data | WATER | 2" | no data
no data | 01-IV-CND-864A | no data | no data | no data | COND.TANK LEVEL INDICATE | HW/CH WHL | HLTCACC | 11737.0 | no data | no data | WATER | 2" | no data
no data | 01-IV-CND-864B | no data | no data | no data | COND.TANK LEVEL INDICATE | HW/CH WHL | HLTCACC | 11737.0 | no data | no data | WATER | 2" | no data
no data | 01-IV-CND-867A | no data | no data | no data | CONDENSATE TANK PRESS. TRANSM | LEVER | HLTCACC | 11737.0 | no data | no data | STEAM | 3/4" | no data
no data | 01-IV-CND-867B | no data | no data | no data | CONDENSATE TANK PRESS. TRANSM | LEVER | HLTCACC | 11737.0 | no data | no data | STEAM | 3/4" | no data
no data | 01-IV-CND-867C | no data | no data | no data | CONDENSATE TANK PRESS. TRANSM | LEVER | HLTCACC | 11737.0 | no data | no data | STEAM | 3/4" | no data
no data | 01-IV-CND-868 | no data | no data | no data | DEAERATOR PRESSURE IND. | LEVER | HLTCACC | 11737.0 | no data | no data | STEAM | 1/2" | no data
no data | 01LBC01AA101 | no data | no data | ST | LTR CHECK VALVE | no data | CRH ST | T3463AAAA230-2 | no data | no data | no data | no data | no data
no data | 01LBC01AA103 | no data | no data | ST | ST VENTILATOR VALVE | ISO | CRH ST | T3463AAAA230-2 | no data | no data | no data | no data | no data
no data | 01LCE01AA101 | no data | no data | ST | LP TURBINE EXHAUST HOOD SPRAY STRAINER INLET VALVE | ISO | LP ST | T3463AAAA230-2 | no data | no data | no data | no data | no data
no data | 01LCE01AA102 | no data | no data | ST | LP TURBINE EXHAUST HOOD SPRAY INLET | ISO | LP ST | T3463AAAA230-2 | no data | no data | no data | no data | no data
no data | 01LCE01AA104 | no data | no data | ST | LP TURBINE EXHAUST HOOD SPRAY OUTLET | ISO | LP ST | T3463AAAA230-2 | no data | no data | no data | no data | no data
no data | 01LCE01AA105 | no data | no data | ST | LP TURBINE EXHAUST HOOD SPRAY BYPASS | ISO | LP ST | T3463AAAA230-2 | no data | no data | no data | no data | no data
no data | 01-LCV-DWS715 | no data | no data | no data | CONDENSER MAKEUP LEVEL CONTROL | no data | DWS | PD-050A | no data | no data | Water | 2" | no data
no data | 01LCVHHS901 | no data | no data | no data | HP DRUM LEVEL CONTROL VALVE 1 (25%‐100%) | POVCTRL | no data | 2080_00005‐1 | no data | no data | Water | 8" | no data
no data | 01LCVHHS902 | no data | no data | no data | HP DRUM LEVEL CONTROL VALVE 2 (0‐30%) | POVCTRL | no data | 2080_00005‐1 | no data | no data | Water | 4" | no data
no data | 01LCVHIS901 | no data | no data | no data | IP DRUM LEVEL CONTROL VALVE | POVCTRL | no data | 2080_00004‐2 | no data | no data | Water | 3" | no data
no data | 01LCVHLS901 | no data | no data | no data | LP DRUM LEVEL CONTROL VALVE | POVCTRL | no data | 2080_00003‐1 | no data | no data | Water | 12" | no data
no data | 01-LV-CRH109 | no data | no data | no data | DRIP LEG DRAIN - AUTOMATED | no data | CRH | PD-030A | no data | no data | Steam | 2" | no data
no data | 01-LV-CRH110 | no data | no data | no data | DRIP LEG DRAIN - AUTOMATED | no data | CRH | PD-030A | no data | no data | Steam | 2" | no data
no data | 01-LV-CRH125 | no data | no data | no data | DRIP LEG DRAIN - AUTOMATED | no data | CRH | PD-031A | no data | no data | Steam | 2" | no data
no data | 01-LV-LPS115 | no data | no data | no data | DRIP LEG DRAIN - AUTOMATED | no data | LPS | PD-040A | no data | no data | Steam | 2" | no data
no data | 01-LV-LPS123 | no data | no data | no data | DRIP LEG DRAIN - AUTOMATED | no data | LPS | PD-041A | no data | no data | Steam | 2" | no data
no data | 01MAA03AA801 | no data | no data | ST | HP TURBINE INLET STEAM PIT-101 ISO | ISO | ST | T3463AAAA230-2 | no data | no data | no data | no data | no data
no data | 01MAA03AA802 | no data | no data | ST | INSTRUMENT VALVE FOR PIT-101 | ISO | ST | T3463AAAA230-2 | no data | no data | no data | no data | no data
no data | 01MAA03AA803 | no data | no data | ST | HP TURBINE INLET STEAM PIT-102 ISO | ISO | ST | T3463AAAA230-2 | no data | no data | no data | no data | no data
no data | 01MAA03AA804 | no data | no data | ST | INSTRUMENT VALVE FOR PET-102 | ISO | ST | T3463AAAA230-2 | no data | no data | no data | no data | no data
no data | 01MAA03AA805 | no data | no data | ST | HP TURBINE INLET STEAM PIT-103 ISO | ISO | ST | T3463AAAA230-2 | no data | no data | no data | no data | no data
no data | 01MAA03AA806 | no data | no data | ST | INSTRUMENT VALVE FOR PIT-103 | ISO | ST | T3463AAAA230-2 | no data | no data | no data | no data | no data
no data | 01MAA41AA801 | no data | no data | ST | INSTRUMENT VALVE FOR PIT-110 | ISO | ST | T3463AAAA230-2 | no data | no data | no data | no data | no data
no data | 01MAA41AA802 | no data | no data | ST | INSTRUMENT VALVE FOR PIT-111 | ISO | ST | T3463AAAA230-2 | no data | no data | no data | no data | no data
no data | 01MAA41AA803 | no data | no data | ST | INSTRUMENT VALVE FOR PIT-112 | ISO | ST | T3463AAAA230-2 | no data | no data | no data | no data | no data
no data | 01MAA41AA804 | no data | no data | ST | HP TURBINE GLAND STEAM PIT lSO | ISO | ST | T3463AAAA230-2 | no data | no data | no data | no data | no data
no data | 01MAB03AA801 | no data | no data | ST | PIT-113 ISO | ISO | ST | T3463AAAA230-2 | no data | no data | no data | no data | no data
no data | 01MAB03AA802 | no data | no data | ST | PIT-114 ISO | ISO | ST | T3463AAAA230-2 | no data | no data | no data | no data | no data
no data | 01MAB03AA803 | no data | no data | ST | PIT-115 ISO | ISO | ST | T3463AAAA230-2 | no data | no data | no data | no data | no data
no data | 01MAC03AA801 | no data | no data | ST | PIT-123 ISO | ISO | ST | T3463AAAA230-2 | no data | no data | no data | no data | no data
no data | 01MAC11AA901 | no data | no data | ST | ST VACUUM BR 1 | MOV | ST | T3463AAAA230-2 | no data | no data | no data | no data | no data
no data | 01MAC11AA902 | no data | no data | ST | ST VACUUM BR 2 | MOV | ST | T3463AAAA230-2 | no data | no data | no data | no data | no data
no data | 01MAL01AA901 | no data | no data | ST | CMV SEAT DRAIN MOV | MOV | ST | T3463AAAA230-1 | no data | no data | no data | no data | no data
no data | 01MAL02AA901 | no data | no data | ST | ST HP TURBINE STEAM INLET PIPE DRAIN MOTOR VALVE | MOV | ST | T3463AAAA230-1 | no data | no data | no data | no data | no data
no data | 01MAL04AA901 | no data | no data | ST | CRV SEAT DRAIN MOTOR VALVE | MOV | ST | T3463AAAA230-1 | no data | no data | no data | no data | no data
no data | 01MAL06AA901 | no data | no data | ST | ST IP TURBINE STEAM INLET PIPE DRAIN MOTOR VALVE | MOV | ST | T3463AAAA230-1 | no data | no data | no data | no data | no data
no data | 01MAL08AA901 | no data | no data | ST | LP STEAM STRAINER DRAIN VALVE | DRAIN | ST | T3463AAAA230-1 | no data | no data | no data | no data | no data
no data | 01MAL08AA902 | no data | no data | ST | LP STEAM STRAINER DRAIN VALVE AIR SET | DRAIN | ST | T3463AAAA230-1 | no data | no data | no data | no data | no data
no data | 01MAL08AA903 | no data | no data | ST | LP STEAM INLET PIPE DRAIN VALVE | DRAIN | ST | T3463AAAA230-1 | no data | no data | no data | no data | no data
no data | 01MAL08AA904 | no data | no data | ST | LP STEAM INLET PIPE DRAIN VALVE AIR SET | DRAIN | ST | T3463AAAA230-1 | no data | no data | no data | no data | no data
no data | 01MAM30AA101 | no data | no data | ST | GMV STEM LEAK RECOVERY MOTOR VALVE | MOV | ST | T3463AAAA230-1 | no data | no data | no data | no data | no data
no data | 01MAM30AA102 | no data | no data | ST | CMV STEAM LEAK DRAIN VALVE | MOV | ST | T3463AAAA230-1 | no data | no data | no data | no data | no data
no data | 01MAV10AA101 | no data | no data | Lube Oil | TURNING GEAR SUPPLY OIL SOLENOID VALVE BYPASS VALVE | ISO | ST | T3463AAAA210-1 | no data | no data | no data | no data | no data
no data | 01MAV10AA102 | no data | no data | Lube Oil | TURNING GEAR SUPPLY OIL SOLENOID VALVE JNLET VALVE | ISO | ST | T3463AAAA210-1 | no data | no data | no data | no data | no data
no data | 01MAV10AA103 | no data | no data | Lube Oil | TURNING GEAR SUPPLY OIL SOLENOID VALVE OUTLET VALVE | ISO | ST | T3463AAAA210-1 | no data | no data | no data | no data | no data
no data | 01MAV10AA106 | no data | no data | Lube Oil | SSS CLUTCH (DISENGAGED) OIL SUPPLY SOLENOID VALVE ISOLATION VALVE | ISO | ST | T3463AAAA210-1 | no data | no data | no data | no data | no data
no data | 01MAV10AA108 | no data | no data | Lube Oil | SSS CŁUTCH (ENGAGED) OIL SUPPLY SOLENOID VALVE BY—PASS VALVE | ISO | ST | T3463AAAA210-1 | no data | no data | no data | no data | no data
no data | 01MAV10AA109 | no data | no data | Lube Oil | SSS CLUTCH (ENGAGED) OIL DRAIN SOLENOID VALVE ISOLATION VALVE | ISO | ST | T3463AAAA210-1 | no data | no data | no data | no data | no data
no data | 01MAV10AA112 | no data | no data | Lube Oil | SSS CLUTCH (DISENGAGED) OIL DRAIN VALVE BY-PASS VALVE | ISO | ST | T3463AAAA210-1 | no data | no data | no data | no data | no data
no data | 01MAV10AA801 | no data | no data | no data | INSTRUMENT VALVE FOR PIT-16 | no data | ST | T3463AAAA210-1 | no data | no data | no data | no data | no data
no data | 01MAV10AA802 | no data | no data | no data | INSTRUMENT VALVE FOR PS-1 | no data | ST | T3463AAAA210-1 | no data | no data | no data | no data | no data
no data | 01MAW01AA001 | GS EXHAUST FAN A INLET VLV | TB UPPER SW | GS CONDENSER | GS EXHAUST FAN A INLET VLV | ISO | ST GS | no data | no data | no data | no data | no data | no data
no data | 01MAW01AA002 | GS EXHAUST FAN B INLET VLV | TB UPPER SW | GS CONDENSER | GS EXHAUST FAN B INLET VLV | ISO | ST GS | no data | no data | no data | no data | no data | no data
no data | 01MAW01AA802 | GS CONDESER PIT ISO | TB UPPER SW | GS CONDENSER | GS CONDESER PIT ISO | ISO | ST GS | no data | no data | no data | no data | no data | no data
no data | 01MAW01AA803 | GS CONDESER LI ISO | TB UPPER SW | GS CONDENSER | GS CONDESER LI ISO | ISO | ST GS | no data | no data | no data | no data | no data | no data
no data | 01MAW01AA804 | GS CONDESER LI ISO | TB UPPER SW | GS CONDENSER | GS CONDESER LI ISO | ISO | ST GS | no data | no data | no data | no data | no data | no data
no data | 01MAW01AA911 | GS CONDESER ISTRUMENT PIPING DRAIN | TB UPPER SW | GS CONDENSER | GS CONDESER ISTRUMENT PIPING DRAIN | ISO | ST GS | no data | no data | no data | no data | no data | no data
no data | 01MAY02AA151 | no data | no data | no data | HP STOP VALVE ACTUATOR PILOT CHEGK VALVE | no data | ST | T3463AAAA210-3 | no data | no data | no data | no data | no data
no data | 01MAY02AA153 | no data | no data | no data | SERVO VALVE FOR HP CONTROL VALVE | no data | ST | T3463AAAA210-3 | no data | no data | no data | no data | no data
no data | 01MAY02AA251 | no data | no data | no data | IP STOP VALVE ACTUATOR PILOT CHECK VALVE | no data | ST | T3463AAAA210-3 | no data | no data | no data | no data | no data
no data | 01MAY02AA253 | no data | no data | no data | SERVO VALVE FOR IP CONTROL VALVE | no data | ST | T3463AAAA210-3 | no data | no data | no data | no data | no data
no data | 01MAY02AA351 | no data | no data | no data | LP STOP VALVE AGTUATDR ST CONTROL OIL INLET VALVE | no data | ST | T3463AAAA210-3 | no data | no data | no data | no data | no data
no data | 01MAY02AA353 | no data | no data | no data | LP STOP VALVE PILOT OPERATED CHECK VALVE | no data | ST | T3463AAAA210-3 | no data | no data | no data | no data | no data
no data | 01MAY02AA401 | no data | no data | no data | LP CONTROL VALVE ACTUATOR ST CONTROL OIL INLET VALVE | no data | ST | T3463AAAA210-3 | no data | no data | no data | no data | no data
no data | 01MAY02AA402 | no data | no data | no data | LP CONTROL VALVE PILOT OPERATED CHEGK | no data | ST | T3463AAAA210-3 | no data | no data | no data | no data | no data
no data | 01MAY02AA403 | no data | no data | no data | Servo valve for LP control vlv | no data | ST | T3463AAAA210-3 | no data | no data | no data | no data | no data
no data | 01MAY04AA901 | no data | no data | no data | LP STOP VALVE ACTUATOR DRAIN CHEGK VALVE | no data | ST | T3463AAAA210-3 | no data | no data | no data | no data | no data
no data | 01MAY04AA902 | no data | no data | no data | FAST ACTING SOLENOID VALVE FOR LP CONTROL VALVE DRAIN VALVE | no data | ST | T3463AAAA210-3 | no data | no data | no data | no data | no data
no data | 01MAY04AA903 | no data | no data | no data | LP CONTROL VALVE AGTUATOR DRAIN CHECK VALVE | no data | ST | T3463AAAA210-3 | no data | no data | no data | no data | no data
no data | 01MBA01AA813 | no data | no data | no data | no data | Gate valve | MBSHI | LP-01216 | no data | no data | AC | 3/4" | no data
no data | 01MBA01AA813 | no data | no data | no data | no data | GATE VALVE | MBSHIVL | LP-01216 | no data | no data | AC | 3/4" | no data
no data | 01MBA01AA815 | no data | no data | no data | no data | Gate valve | MBSHI | LP-01216 | no data | no data | AC | 3/4" | no data
no data | 01MBA01AA815 | no data | no data | no data | no data | GATE VALVE | MBSHIVL | LP-01216 | no data | no data | AC | 3/4" | no data
no data | 01MBA01AA817 | no data | no data | no data | no data | Gate valve | MBSHI | LP-01216 | no data | no data | AC | 3/4" | no data
no data | 01MBA01AA817 | no data | no data | no data | no data | GATE VALVE | MBSHIVL | LP-01216 | no data | no data | AC | 3/4" | no data
no data | 01MBA01AA821 | no data | no data | no data | no data | Needle valve | MBSHI | LP-01216 | no data | no data | AC | 1/4" | no data
no data | 01MBA01AA821 | no data | no data | no data | no data | NEEDLE VALVE | MBSHIVL | LP-01216 | no data | no data | AC | 1/8" | no data
no data | 01MBA01AA907 | no data | no data | no data | no data | Gate valve | MBSHI | LP-01225 | no data | no data | AC | 1" | no data
no data | 01MBA01AA907 | no data | no data | no data | no data | GATE VALVE | MBSHIVL | LP-01225 | no data | no data | AC | 1" | no data
no data | 01MBA01AA908 | no data | no data | no data | no data | Gate valve | MBSHI | LP-01225 | no data | no data | AC | 1" | no data
no data | 01MBA01AA908 | no data | no data | no data | no data | GATE VALVE | MBSHIVL | LP-01225 | no data | no data | AC | 1" | no data
no data | 01MBA01AA913 | no data | no data | no data | no data | Gate valve | MBSHI | LP-01225 | no data | no data | AC | 1" | no data
no data | 01MBA01AA913 | no data | no data | no data | no data | GATE VALVE | MBSHIVL | LP-01225 | no data | no data | AC | 1" | no data
no data | 01MBA01AA914 | no data | no data | no data | no data | Gate valve | MBSHI | LP-01225 | no data | no data | AC | 1" | no data
no data | 01MBA01AA914 | no data | no data | no data | no data | GATE VALVE | MBSHIVL | LP-01225 | no data | no data | AC | 1" | no data
no data | 01MBA01AA915 | no data | no data | no data | no data | Gate valve | MBSHI | LP-01225 | no data | no data | AC | 1" | no data
no data | 01MBA01AA915 | no data | no data | no data | no data | GATE VALVE | MBSHIVL | LP-01225 | no data | no data | ZW | 1" | no data
no data | 01MBA01AA916 | no data | no data | no data | no data | Gate valve | MBSHI | LP-01225 | no data | no data | AC | 1" | no data
no data | 01MBA01AA916 | no data | no data | no data | no data | GATE VALVE | MBSHIVL | LP-01225 | no data | no data | AC | 1" | no data
no data | 01MBA01AA917 | no data | no data | no data | no data | Gate valve | MBSHI | LP-01225 | no data | no data | AC | 1" | no data
no data | 01MBA01AA917 | no data | no data | no data | no data | GATE VALVE | MBSHIVL | LP-01225 | no data | no data | AC | 1" | no data
no data | 01MBA01AA920 | no data | no data | no data | no data | Gate valve | MBSHI | LP-01225 | no data | no data | AC | 1" | no data
no data | 01MBA01AA920 | no data | no data | no data | no data | GATE VALVE | MBSHIVL | LP-01225 | no data | no data | AC | 1" | no data
no data | 01MBA01AA921 | no data | no data | no data | no data | Gate valve | MBSHI | LP-01225 | no data | no data | AC | 1" | no data
no data | 01MBA01AA921 | no data | no data | no data | no data | GATE VALVE | MBSHIVL | LP-01225 | no data | no data | AC | 1" | no data
no data | 01MBA01AA922 | no data | no data | no data | no data | Gate valve | MBSHI | LP-01225 | no data | no data | AC | 1" | no data
no data | 01MBA01AA922 | no data | no data | no data | no data | GATE VALVE | MBSHIVL | LP-01225 | no data | no data | AC | 1" | no data
no data | 01MBA01AA923 | no data | no data | no data | no data | Gate valve | MBSHI | LP-01225 | no data | no data | AC | 1" | no data
no data | 01MBA01AA923 | no data | no data | no data | no data | GATE VALVE | MBSHIVL | LP-01225 | no data | no data | AC | 1" | no data
no data | 01MBA01AA924 | no data | no data | no data | no data | Gate valve | MBSHI | LP-01225 | no data | no data | AC | 1" | no data
no data | 01MBA01AA924 | no data | no data | no data | no data | GATE VALVE | MBSHIVL | LP-01225 | no data | no data | AC | 1" | no data
no data | 01MBA01AA925 | no data | no data | no data | no data | Gate valve | MBSHI | LP-01225 | no data | no data | AC | 1" | no data
no data | 01MBA01AA925 | no data | no data | no data | no data | GATE VALVE | MBSHIVL | LP-01225 | no data | no data | AC | 1" | no data
no data | 01MBA01AA931 | no data | no data | no data | no data | Gate valve | MBSHI | LP-01207 | no data | no data | WC | 1-1/2" | no data
no data | 01MBA01AA931 | no data | no data | no data | no data | GATE VALVE | MBSHIVL | LP-01207 | no data | no data | EG | 1-1/2" | no data
no data | 01MBA01AA932 | no data | no data | no data | no data | Gate valve | MBSHI | LP-01207 | no data | no data | WC | 1-1/2" | no data
no data | 01MBA01AA932 | no data | no data | no data | no data | GATE VALVE | MBSHIVL | LP-01207 | no data | no data | EG | 1-1/2" | no data
no data | 01MBA01AA941 | no data | no data | no data | no data | Gate valve | MBSHI | LP-01225 | no data | no data | AC | 1" | no data
no data | 01MBA01AA941 | no data | no data | no data | no data | GATE VALVE | MBSHIVL | LP-01225 | no data | no data | AC | 1" | no data
no data | 01MBA01AA942 | no data | no data | no data | no data | Gate valve | MBSHI | LP-01225 | no data | no data | AC | 1" | no data
no data | 01MBA01AA942 | no data | no data | no data | no data | GATE VALVE | MBSHIVL | LP-01225 | no data | no data | AC | 1" | no data
no data | 01MBA01AA943 | no data | no data | no data | no data | Gate valve | MBSHI | LP-01225 | no data | no data | AC | 1" | no data
no data | 01MBA01AA944 | no data | no data | no data | no data | Gate valve | MBSHI | LP-01225 | no data | no data | AC | 1" | no data
no data | 01MBA11AA801 | no data | no data | no data | no data | Gate valve | MBSHI | LP-01220 | no data | no data | AR | 3/4" | no data
no data | 01MBA11AA801 | no data | no data | no data | no data | GATE VALVE | MBSHIVL | LP-01220 | no data | no data | AR | 3/4" | no data
no data | 01MBA11AA802 | no data | no data | no data | no data | Gate valve | MBSHI | LP-01220 | no data | no data | AR | 3/4" | no data
no data | 01MBA11AA802 | no data | no data | no data | no data | GATE VALVE | MBSHIVL | LP-01220 | no data | no data | AR | 3/4" | no data
no data | 01MBA11AA803 | no data | no data | no data | no data | Gate valve | MBSHI | LP-01220 | no data | no data | AR | 3/4" | no data
no data | 01MBA11AA803 | no data | no data | no data | no data | GATE VALVE | MBSHIVL | LP-01220 | no data | no data | AR | 3/4" | no data
no data | 01MBA11AA804 | no data | no data | no data | no data | Gate valve | MBSHI | LP-01220 | no data | no data | AR | 3/4" | no data
no data | 01MBA11AA804 | no data | no data | no data | no data | GATE VALVE | MBSHIVL | LP-01220 | no data | no data | AR | 3/4" | no data
no data | 01MBA11AA805 | no data | no data | no data | no data | Gate valve | MBSHI | LP-01220 | no data | no data | AR | 3/4" | no data
no data | 01MBA11AA806 | no data | no data | no data | no data | Gate valve | MBSHI | LP-01220 | no data | no data | AR | 3/4" | no data
no data | 01MBH01AA001 | no data | no data | no data | no data | Needle valve | MBSHI | LP-01211 | no data | no data | AC | 2" | no data
no data | 01MBH01AA001 | no data | no data | no data | no data | NEEDLE VALVE | MBSHIVL | LP-01211 | no data | no data | AC | 2" | no data
no data | 01MBH01AA121 | no data | no data | no data | no data | Needle valve | MBSHI | LP-01211 | no data | no data | AC | 2" | no data
no data | 01MBH01AA121 | no data | no data | no data | no data | NEEDLE VALVE | MBSHIVL | LP-01211 | no data | no data | AC | 2" | no data
no data | 01MBH01AA821 | no data | no data | no data | no data | Gate valve | MBSHI | LP-01211 | no data | no data | AC | 3/4" | no data
no data | 01MBH01AA821 | no data | no data | no data | no data | GATE VALVE | MBSHIVL | LP-01211 | no data | no data | AC | 3/4" | no data
no data | 01MBH01AA826 | no data | no data | no data | no data | Gate valve | MBSHI | LP-01211 | no data | no data | AC | 3/4" | no data
no data | 01MBH01AA826 | no data | no data | no data | no data | GATE VALVE | MBSHIVL | LP-01211 | no data | no data | AC | 3/4" | no data
no data | 01MBH01AA901 | no data | no data | no data | no data | Gate valve | MBSHI | LP-01225 | no data | no data | AC | 1" | no data
no data | 01MBH01AA901 | no data | no data | no data | no data | GATE VALVE | MBSHIVL | LP-01225 | no data | no data | AC | 1" | no data
no data | 01MBH01AA902 | no data | no data | no data | no data | Gate valve | MBSHI | LP-01225 | no data | no data | AC | 1" | no data
no data | 01MBH01AA902 | no data | no data | no data | no data | GATE VALVE | MBSHIVL | LP-01225 | no data | no data | AC | 1" | no data
no data | 01MBH01AA903 | no data | no data | no data | no data | Gate valve | MBSHI | LP-01225 | no data | no data | AC | 1" | no data
no data | 01MBH01AA903 | no data | no data | no data | no data | GATE VALVE | MBSHIVL | LP-01225 | no data | no data | AC | 1" | no data
no data | 01MBH01AA904 | no data | no data | no data | no data | Gate valve | MBSHI | LP-01225 | no data | no data | AC | 1" | no data
no data | 01MBH01AA904 | no data | no data | no data | no data | GATE VALVE | MBSHIVL | LP-01225 | no data | no data | AC | 1" | no data
no data | 01MBH01AA921 | no data | no data | no data | no data | Gate valve | MBSHI | LP-01217 | no data | no data | AC | 1" | no data
no data | 01MBH01AA921 | no data | no data | no data | no data | GATE VALVE | MBSHIVL | LP-01217 | no data | no data | AC | 1" | no data
no data | 01MBH01AA922 | no data | no data | no data | no data | Gate valve | MBSHI | LP-01217 | no data | no data | AC | 1" | no data
no data | 01MBH01AA922 | no data | no data | no data | no data | GATE VALVE | MBSHIVL | LP-01217 | no data | no data | AC | 1" | no data
no data | 01MBH01AA941 | no data | no data | no data | no data | Gate valve | MBSHI | LP-01217 | no data | no data | AC | 1" | no data
no data | 01MBH01AA941 | no data | no data | no data | no data | GATE VALVE | MBSHIVL | LP-01217 | no data | no data | AC | 1" | no data
no data | 01MBH01AA942 | no data | no data | no data | no data | Gate valve | MBSHI | LP-01217 | no data | no data | AC | 1" | no data
no data | 01MBH01AA942 | no data | no data | no data | no data | GATE VALVE | MBSHIVL | LP-01217 | no data | no data | AC | 1" | no data
no data | 01MBH01AA943 | no data | no data | no data | no data | Gate valve | MBSHI | LP-01217 | no data | no data | AC | 1" | no data
no data | 01MBH01AA943 | no data | no data | no data | no data | GATE VALVE | MBSHIVL | LP-01217 | no data | no data | AC | 1" | no data
no data | 01MBH01AA944 | no data | no data | no data | no data | Gate valve | MBSHI | LP-01217 | no data | no data | AC | 1" | no data
no data | 01MBH01AA944 | no data | no data | no data | no data | GATE VALVE | MBSHIVL | LP-01217 | no data | no data | AC | 1" | no data
no data | 01MBH02AA903 | no data | no data | no data | no data | Gate valve | MBSHI | LP-01225 | no data | no data | AC | 1" | no data
no data | 01MBH02AA903 | no data | no data | no data | no data | GATE VALVE | MBSHIVL | LP-01225 | no data | no data | AC | 1" | no data
no data | 01MBH02AA904 | no data | no data | no data | no data | Gate valve | MBSHI | LP-01225 | no data | no data | AC | 1" | no data
no data | 01MBH02AA904 | no data | no data | no data | no data | GATE VALVE | MBSHIVL | LP-01225 | no data | no data | AC | 1" | no data
no data | 01MBH02AA905 | no data | no data | no data | no data | Gate valve | MBSHI | LP-01225 | no data | no data | AC | 1" | no data
no data | 01MBH02AA905 | no data | no data | no data | no data | GATE VALVE | MBSHIVL | LP-01225 | no data | no data | AC | 1" | no data
no data | 01MBH02AA906 | no data | no data | no data | no data | Gate valve | MBSHI | LP-01225 | no data | no data | AC | 1" | no data
no data | 01MBH02AA906 | no data | no data | no data | no data | GATE VALVE | MBSHIVL | LP-01225 | no data | no data | AC | 1" | no data
no data | 01MBH02AA907 | no data | no data | no data | no data | Gate valve | MBSHI | LP-01225 | no data | no data | AC | 1" | no data
no data | 01MBH02AA907 | no data | no data | no data | no data | GATE VALVE | MBSHIVL | LP-01225 | no data | no data | AC | 1" | no data
no data | 01MBH02AA908 | no data | no data | no data | no data | Gate valve | MBSHI | LP-01225 | no data | no data | AC | 1" | no data
no data | 01MBH02AA908 | no data | no data | no data | no data | GATE VALVE | MBSHIVL | LP-01225 | no data | no data | AC | 1" | no data
no data | 01MBH02AA910 | no data | no data | no data | no data | Gate valve | MBSHI | LP-01225 | no data | no data | AC | 1" | no data
no data | 01MBH02AA910 | no data | no data | no data | no data | GATE VALVE | MBSHIVL | LP-01225 | no data | no data | AC | 1" | no data
no data | 01MBH02AA911 | no data | no data | no data | no data | Gate valve | MBSHI | LP-01225 | no data | no data | AC | 1" | no data
no data | 01MBH02AA911 | no data | no data | no data | no data | GATE VALVE | MBSHIVL | LP-01225 | no data | no data | AC | 1" | no data
no data | 01MBH03AA911 | no data | no data | no data | no data | Gate valve | MBSHI | LP-01225 | no data | no data | AC | 1" | no data
no data | 01MBH03AA911 | no data | no data | no data | no data | GATE VALVE | MBSHIVL | LP-01225 | no data | no data | AC | 1" | no data
no data | 01MBH03AA912 | no data | no data | no data | no data | Gate valve | MBSHI | LP-01225 | no data | no data | AC | 1" | no data
no data | 01MBH03AA912 | no data | no data | no data | no data | GATE VALVE | MBSHIVL | LP-01225 | no data | no data | AC | 1" | no data
no data | 01MBH04AA811 | no data | no data | no data | no data | Gate valve | MBSHI | LP-01217 | no data | no data | CW | 2" | no data
no data | 01MBH04AA811 | no data | no data | no data | no data | GATE VALVE | MBSHIVL | LP-01217 | no data | no data | AC | 2" | no data
no data | 01MBH04AA811 | 2C COLER LT1 UPPER ISO | TB LOWER NE | 2C | 2C COLER LT1 UPPER ISO | ISO | AIR GT | LP-01217 | no data | no data | no data | no data | no data
no data | 01MBH04AA812 | no data | no data | no data | no data | Gate valve | MBSHI | LP-01217 | no data | no data | CW | 2" | no data
no data | 01MBH04AA812 | no data | no data | no data | no data | GATE VALVE | MBSHIVL | LP-01217 | no data | no data | AC | 2" | no data
no data | 01MBH04AA812 | 2C COLER LT1 LOWER ISO | TB LOWER NE | 2C | 2C COLER LT1 LOWER ISO | ISO | AIR GT | LP-01217 | no data | no data | no data | no data | no data
no data | 01MBH04AA813 | no data | no data | no data | no data | Gate valve | MBSHI | LP-01217 | no data | no data | CW | 2" | no data
no data | 01MBH04AA813 | no data | no data | no data | no data | GATE VALVE | MBSHIVL | LP-01217 | no data | no data | AC | 2" | no data
no data | 01MBH04AA813 | 2C COLER LT2 UPPER ISO | TB LOWER NE | 2C | 2C COLER LT2 UPPER ISO | ISO | AIR GT | LP-01217 | no data | no data | no data | no data | no data
no data | 01MBH04AA814 | no data | no data | no data | no data | Gate valve | MBSHI | LP-01217 | no data | no data | CW | 2" | no data
no data | 01MBH04AA814 | no data | no data | no data | no data | GATE VALVE | MBSHIVL | LP-01217 | no data | no data | AC | 2" | no data
no data | 01MBH04AA814 | 2C COLER LT2 LOWER ISO | TB LOWER NE | 2C | 2C COLER LT2 LOWER ISO | ISO | AIR GT | LP-01217 | no data | no data | no data | no data | no data
no data | 01MBH04AA815 | no data | no data | no data | no data | Gate valve | MBSHI | LP-01217 | no data | no data | CW | 2" | no data
no data | 01MBH04AA815 | no data | no data | no data | no data | GATE VALVE | MBSHIVL | LP-01217 | no data | no data | AC | 2" | no data
no data | 01MBH04AA815 | 2C COLER LT3 UPPER ISO | TB LOWER NE | 2C | 2C COLER LT3 UPPER ISO | ISO | AIR GT | LP-01217 | no data | no data | no data | no data | no data
no data | 01MBH04AA816 | no data | no data | no data | no data | Gate valve | MBSHI | LP-01217 | no data | no data | CW | 2" | no data
no data | 01MBH04AA816 | no data | no data | no data | no data | GATE VALVE | MBSHIVL | LP-01217 | no data | no data | AC | 2" | no data
no data | 01MBH04AA816 | 2C COLER LT3 LOWER ISO | TB LOWER NE | 2C | 2C COLER LT3 LOWER ISO | ISO | AIR GT | LP-01217 | no data | no data | no data | no data | no data
no data | 01MBH04AA901 | no data | no data | no data | no data | Gate valve | MBSHI | LP-01225 | no data | no data | AC | 1" | no data
no data | 01MBH04AA901 | no data | no data | no data | no data | GATE VALVE | MBSHIVL | LP-01225 | no data | no data | AC | 1" | no data
no data | 01MBH04AA902 | no data | no data | no data | no data | Gate valve | MBSHI | LP-01225 | no data | no data | AC | 1" | no data
no data | 01MBH04AA902 | no data | no data | no data | no data | GATE VALVE | MBSHIVL | LP-01225 | no data | no data | AC | 1" | no data
no data | 01MBH04AA911 | no data | no data | no data | no data | Gate valve | MBSHI | LP-01217 | no data | no data | AC | 1" | no data
no data | 01MBH04AA911 | no data | no data | no data | no data | GATE VALVE | MBSHIVL | LP-01217 | no data | no data | AC | 1" | no data
no data | 01MBH04AA912 | no data | no data | no data | no data | Gate valve | MBSHI | LP-01217 | no data | no data | AC | 1" | no data
no data | 01MBH04AA912 | no data | no data | no data | no data | GATE VALVE | MBSHIVL | LP-01217 | no data | no data | AC | 1" | no data
no data | 01MBH04AA913 | no data | no data | no data | no data | Gate valve | MBSHI | LP-01217 | no data | no data | AC | 1" | no data
no data | 01MBH04AA913 | no data | no data | no data | no data | GATE VALVE | MBSHIVL | LP-01217 | no data | no data | AC | 1" | no data
no data | 01MBH04AA914 | no data | no data | no data | no data | Gate valve | MBSHI | LP-01217 | no data | no data | AC | 1" | no data
no data | 01MBH04AA914 | no data | no data | no data | no data | GATE VALVE | MBSHIVL | LP-01217 | no data | no data | AC | 1" | no data
no data | 01MBH04AA915 | no data | no data | no data | no data | Gate valve | MBSHI | LP-01217 | no data | no data | AC | 1" | no data
no data | 01MBH04AA915 | no data | no data | no data | no data | GATE VALVE | MBSHIVL | LP-01217 | no data | no data | AC | 1" | no data
no data | 01MBH04AA916 | no data | no data | no data | no data | Gate valve | MBSHI | LP-01217 | no data | no data | AC | 1" | no data
no data | 01MBH04AA916 | no data | no data | no data | no data | GATE VALVE | MBSHIVL | LP-01217 | no data | no data | AC | 1" | no data
no data | 01MBH04AA917 | no data | no data | no data | no data | Gate valve | MBSHI | LP-01217 | no data | no data | AC | 1" | no data
no data | 01MBH04AA917 | no data | no data | no data | no data | GATE VALVE | MBSHIVL | LP-01217 | no data | no data | AC | 1" | no data
no data | 01MBH04AA918 | no data | no data | no data | no data | Gate valve | MBSHI | LP-01217 | no data | no data | AC | 1" | no data
no data | 01MBH04AA918 | no data | no data | no data | no data | GATE VALVE | MBSHIVL | LP-01217 | no data | no data | AC | 1" | no data
no data | 01MBH04AA931 | no data | no data | no data | no data | GATE VALVE | MBSHIVL | LP-01225 | no data | no data | AC | 1" | no data
no data | 01MBH04AA932 | no data | no data | no data | no data | GATE VALVE | MBSHIVL | LP-01225 | no data | no data | AC | 1" | no data
no data | 01MBH05AA101 | no data | no data | no data | no data | Globe valve | MBSHI | LP-01215 | no data | no data | AC | 10" | no data
no data | 01MBH05AA141 | no data | no data | no data | no data | Gate valve | MBSHI | LP-01214 | no data | no data | AC | 3" | no data
no data | 01MBH05AA141 | no data | no data | no data | no data | GATE VALVE | MBSHIVL | LP-01214 | no data | no data | AC | 3" | no data
no data | 01MBH05AA142 | no data | no data | no data | no data | Globe valve | MBSHI | LP-01214 | no data | no data | AC | 3" | no data
no data | 01MBH05AA142 | no data | no data | no data | no data | GLOBE VALVE | MBSHIVL | LP-01214 | no data | no data | AC | 3" | no data
no data | 01MBH05AA143 | no data | no data | no data | no data | Gate valve | MBSHI | LP-01214 | no data | no data | AC | 3" | no data
no data | 01MBH05AA143 | no data | no data | no data | no data | GATE VALVE | MBSHIVL | LP-01214 | no data | no data | AC | 3" | no data
no data | 01MBH05AA144 | no data | no data | no data | no data | GATE VALVE | MBSHIVL | LP-01215 | no data | no data | AC | 3/4" | no data
no data | 01MBH05AA145 | no data | no data | no data | no data | GATE VALVE | MBSHIVL | LP-01214 | no data | no data | AC | 3/4" | no data
no data | 01MBH05AA146 | no data | no data | no data | no data | GATE VALVE | MBSHIVL | LP-01214 | no data | no data | AC | 3/4" | no data
no data | 01MBH05AA147 | no data | no data | no data | no data | BALL VALVE | MBSHIVL | LP-01214 | no data | no data | AC | 10" | no data
no data | 01MBH05AA210 | no data | no data | no data | no data | Check valve | MBSHI | LP-01207 | no data | no data | GF | 3" | no data
no data | 01MBH05AA210 | no data | no data | no data | no data | CHECK VALVE | MBSHIVL | LP-01207 | no data | no data | GF | 3" | no data
no data | 01MBH05AA803 | no data | no data | no data | no data | Gate valve | MBSHI | LP-01215 | no data | no data | AC | 2" | no data
no data | 01MBH05AA803 | no data | no data | no data | no data | GATE VALVE | MBSHIVL | LP-01215 | no data | no data | AC | 2" | no data
no data | 01MBH05AA803 | TCA HI TEMP DRAIN LVL1 UPPER | HRSG LOWER SE | TCA | TCA HI TEMP DRAIN LVL1 UPPER | DRAIN | AIR GT | LP-01215 | no data | no data | no data | no data | no data
no data | 01MBH05AA804 | no data | no data | no data | no data | Gate valve | MBSHI | LP-01215 | no data | no data | AC | 2" | no data
no data | 01MBH05AA804 | no data | no data | no data | no data | GATE VALVE | MBSHIVL | LP-01215 | no data | no data | AC | 2" | no data
no data | 01MBH05AA804 | TCA HI TEMP DRAIN LVL1 LOWER | HRSG LOWER SE | TCA | TCA HI TEMP DRAIN LVL1 LOWER | DRAIN | AIR GT | LP-01215 | no data | no data | no data | no data | no data
no data | 01MBH05AA805 | no data | no data | no data | no data | Gate valve | MBSHI | LP-01215 | no data | no data | AC | 2" | no data
no data | 01MBH05AA805 | no data | no data | no data | no data | GATE VALVE | MBSHIVL | LP-01215 | no data | no data | AC | 2" | no data
no data | 01MBH05AA805 | TCA HI TEMP DRAIN LVL2 UPPER | HRSG LOWER SE | TCA | TCA HI TEMP DRAIN LVL2 UPPER | DRAIN | AIR GT | LP-01215 | no data | no data | no data | no data | no data
no data | 01MBH05AA806 | no data | no data | no data | no data | Gate valve | MBSHI | LP-01215 | no data | no data | AC | 2" | no data
no data | 01MBH05AA806 | no data | no data | no data | no data | GATE VALVE | MBSHIVL | LP-01215 | no data | no data | AC | 2" | no data
no data | 01MBH05AA806 | TCA HI TEMP DRAIN LVL2 LOWER | HRSG LOWER SE | TCA | TCA HI TEMP DRAIN LVL2 LOWER | DRAIN | AIR GT | LP-01215 | no data | no data | no data | no data | no data
no data | 01MBH05AA807 | no data | no data | no data | no data | Gate valve | MBSHI | LP-01215 | no data | no data | AC | 2" | no data
no data | 01MBH05AA807 | no data | no data | no data | no data | GATE VALVE | MBSHIVL | LP-01215 | no data | no data | AC | 2" | no data
no data | 01MBH05AA807 | TCA HI TEMP DRAIN LVL3 UPPER | HRSG LOWER SE | TCA | TCA HI TEMP DRAIN LVL3 UPPER | DRAIN | AIR GT | LP-01215 | no data | no data | no data | no data | no data
no data | 01MBH05AA808 | no data | no data | no data | no data | Gate valve | MBSHI | LP-01215 | no data | no data | AC | 2" | no data
no data | 01MBH05AA808 | no data | no data | no data | no data | GATE VALVE | MBSHIVL | LP-01215 | no data | no data | AC | 2" | no data
no data | 01MBH05AA808 | TCA HI TEMP DRAIN LVL3 LOWER | HRSG LOWER SE | TCA | TCA HI TEMP DRAIN LVL3 LOWER | DRAIN | AIR GT | LP-01215 | no data | no data | no data | no data | no data
no data | 01MBH05AA833 | no data | no data | no data | no data | Gate valve | MBSHI | LP-01215 | no data | no data | AC | 2" | no data
no data | 01MBH05AA833 | no data | no data | no data | no data | GATE VALVE | MBSHIVL | LP-01215 | no data | no data | AC | 2" | no data
no data | 01MBH05AA833 | TCA LO TEMP DRAIN LVL1 UPPER | HRSG LOWER SE | TCA | TCA LO TEMP DRAIN LVL1 UPPER | DRAIN | AIR GT | LP-01215 | no data | no data | no data | no data | no data
no data | 01MBH05AA834 | no data | no data | no data | no data | Gate valve | MBSHI | LP-01215 | no data | no data | AC | 2" | no data
no data | 01MBH05AA834 | no data | no data | no data | no data | GATE VALVE | MBSHIVL | LP-01215 | no data | no data | AC | 2" | no data
no data | 01MBH05AA834 | TCA LP TEMP DRAIN LVL1 LOWER | HRSG LOWER SE | TCA | TCA LP TEMP DRAIN LVL1 LOWER | DRAIN | AIR GT | LP-01215 | no data | no data | no data | no data | no data
no data | 01MBH05AA835 | no data | no data | no data | no data | Gate valve | MBSHI | LP-01215 | no data | no data | AC | 2" | no data
no data | 01MBH05AA835 | no data | no data | no data | no data | GATE VALVE | MBSHIVL | LP-01215 | no data | no data | AC | 2" | no data
no data | 01MBH05AA835 | TCA LO TEMP DRAIN LVL2 UPPER | HRSG LOWER SE | TCA | TCA LO TEMP DRAIN LVL2 UPPER | DRAIN | AIR GT | LP-01215 | no data | no data | no data | no data | no data
no data | 01MBH05AA836 | no data | no data | no data | no data | Gate valve | MBSHI | LP-01215 | no data | no data | AC | 2" | no data
no data | 01MBH05AA836 | no data | no data | no data | no data | GATE VALVE | MBSHIVL | LP-01215 | no data | no data | AC | 2" | no data
no data | 01MBH05AA836 | TCA LO TEMP DRAIN LVL2 LOWER | HRSG LOWER SE | TCA | TCA LO TEMP DRAIN LVL2 LOWER | DRAIN | AIR GT | LP-01215 | no data | no data | no data | no data | no data
no data | 01MBH05AA837 | no data | no data | no data | no data | Gate valve | MBSHI | LP-01215 | no data | no data | AC | 2" | no data
no data | 01MBH05AA837 | no data | no data | no data | no data | GATE VALVE | MBSHIVL | LP-01215 | no data | no data | AC | 2" | no data
no data | 01MBH05AA837 | TCA LO TEMP DRAIN LVL3 UPPER | HRSG LOWER SE | TCA | TCA LO TEMP DRAIN LVL3 UPPER | DRAIN | AIR GT | LP-01215 | no data | no data | no data | no data | no data
no data | 01MBH05AA838 | no data | no data | no data | no data | Gate valve | MBSHI | LP-01215 | no data | no data | AC | 2" | no data
no data | 01MBH05AA838 | no data | no data | no data | no data | GATE VALVE | MBSHIVL | LP-01215 | no data | no data | AC | 2" | no data
no data | 01MBH05AA838 | TCA LO TEMP DRAIN LVL3 LOWER | HRSG LOWER SE | TCA | TCA LO TEMP DRAIN LVL3 LOWER | DRAIN | AIR GT | LP-01215 | no data | no data | no data | no data | no data
no data | 01MBH05AA901 | no data | no data | no data | no data | Gate valve | MBSHI | LP-01215 | no data | no data | AC | 1" | no data
no data | 01MBH05AA901 | no data | no data | no data | no data | GATE VALVE | MBSHIVL | LP-01215 | no data | no data | AC | 1" | no data
no data | 01MBH05AA902 | no data | no data | no data | no data | Gate valve | MBSHI | LP-01215 | no data | no data | AC | 1" | no data
no data | 01MBH05AA902 | no data | no data | no data | no data | GATE VALVE | MBSHIVL | LP-01215 | no data | no data | AC | 1" | no data
no data | 01MBH05AA903 | no data | no data | no data | no data | Gate valve | MBSHI | LP-01215 | no data | no data | AC | 1" | no data
no data | 01MBH05AA903 | no data | no data | no data | no data | GATE VALVE | MBSHIVL | LP-01215 | no data | no data | AC | 1" | no data
no data | 01MBH05AA904 | no data | no data | no data | no data | Gate valve | MBSHI | LP-01215 | no data | no data | AC | 1" | no data
no data | 01MBH05AA904 | no data | no data | no data | no data | GATE VALVE | MBSHIVL | LP-01215 | no data | no data | AC | 1" | no data
no data | 01MBH05AA905 | no data | no data | no data | no data | Gate valve | MBSHI | LP-01215 | no data | no data | AC | 1" | no data
no data | 01MBH05AA905 | no data | no data | no data | no data | GATE VALVE | MBSHIVL | LP-01215 | no data | no data | AC | 1" | no data
no data | 01MBH05AA906 | no data | no data | no data | no data | Gate valve | MBSHI | LP-01215 | no data | no data | AC | 1" | no data
no data | 01MBH05AA906 | no data | no data | no data | no data | GATE VALVE | MBSHIVL | LP-01215 | no data | no data | AC | 1" | no data
no data | 01MBH05AA907 | no data | no data | no data | no data | Gate valve | MBSHI | LP-01215 | no data | no data | AC | 1" | no data
no data | 01MBH05AA907 | no data | no data | no data | no data | GATE VALVE | MBSHIVL | LP-01215 | no data | no data | AC | 1" | no data
no data | 01MBH05AA908 | no data | no data | no data | no data | Gate valve | MBSHI | LP-01215 | no data | no data | AC | 1" | no data
no data | 01MBH05AA908 | no data | no data | no data | no data | GATE VALVE | MBSHIVL | LP-01215 | no data | no data | AC | 1" | no data
no data | 01MBH05AA909 | no data | no data | no data | no data | Gate valve | MBSHI | LP-01215 | no data | no data | AC | 1" | no data
no data | 01MBH05AA909 | no data | no data | no data | no data | GATE VALVE | MBSHIVL | LP-01215 | no data | no data | AC | 1" | no data
no data | 01MBH05AA910 | no data | no data | no data | no data | Gate valve | MBSHI | LP-01215 | no data | no data | AC | 1" | no data
no data | 01MBH05AA910 | no data | no data | no data | no data | GATE VALVE | MBSHIVL | LP-01215 | no data | no data | AC | 1" | no data
no data | 01MBH05AA915 | no data | no data | no data | no data | Gate valve | MBSHI | LP-01215 | no data | no data | AC | 1" | no data
no data | 01MBH05AA915 | no data | no data | no data | no data | GATE VALVE | MBSHIVL | LP-01215 | no data | no data | AC | 1" | no data
no data | 01MBH05AA917 | no data | no data | no data | no data | Gate valve | MBSHI | LP-01215 | no data | no data | AC | 1" | no data
no data | 01MBH05AA917 | no data | no data | no data | no data | GATE VALVE | MBSHIVL | LP-01215 | no data | no data | AC | 1" | no data
no data | 01MBH05AA918 | no data | no data | no data | no data | Gate valve | MBSHI | LP-01215 | no data | no data | AC | 1" | no data
no data | 01MBH05AA918 | no data | no data | no data | no data | GATE VALVE | MBSHIVL | LP-01215 | no data | no data | AC | 1" | no data
no data | 01MBH06AA801 | no data | no data | no data | no data | Gate valve | MBSHI | LP-01218 | no data | no data | AC | 3/4" | no data
no data | 01MBH06AA802 | no data | no data | no data | no data | Gate valve | MBSHI | LP-01218 | no data | no data | AC | 1/2" | no data
no data | 01MBH06AA803 | no data | no data | no data | no data | Gate valve | MBSHI | LP-01218 | no data | no data | AC | 3/4" | no data
no data | 01MBH06AA806 | no data | no data | no data | no data | Globe valve | MBSHI | LP-01218 | no data | no data | AC | 1/2" | no data
no data | 01MBH06AA806 | no data | no data | no data | no data | GATE VALVE | MBSHIVL | LP-01218 | no data | no data | AC | 1/2" | no data
no data | 01MBH06AA807 | no data | no data | no data | no data | Globe valve | MBSHI | LP-01218 | no data | no data | AC | 1/2" | no data
no data | 01MBH06AA807 | no data | no data | no data | no data | GATE VALVE | MBSHIVL | LP-01218 | no data | no data | AC | 1/2" | no data
no data | 01MBH06AA808 | no data | no data | no data | no data | Globe valve | MBSHI | LP-01218 | no data | no data | AC | 1/2" | no data
no data | 01MBH06AA808 | no data | no data | no data | no data | GATE VALVE | MBSHIVL | LP-01218 | no data | no data | AC | 1/2" | no data
no data | 01MBH06AA809 | no data | no data | no data | no data | Globe valve | MBSHI | LP-01218 | no data | no data | AC | 1/2" | no data
no data | 01MBH06AA809 | no data | no data | no data | no data | GATE VALVE | MBSHIVL | LP-01218 | no data | no data | AC | 1/2" | no data
no data | 01MBH06AA814 | no data | no data | no data | no data | Gate valve | MBSHI | LP-01219 | no data | no data | AC | 3/4" | no data
no data | 01MBH06AA814 | no data | no data | no data | no data | GATE VALVE | MBSHIVL | LP-01219 | no data | no data | AC | 3/4" | no data
no data | 01MBH06AA815 | no data | no data | no data | no data | Gate valve | MBSHI | LP-01219 | no data | no data | AC | 3/4" | no data
no data | 01MBH06AA815 | no data | no data | no data | no data | GATE VALVE | MBSHIVL | LP-01219 | no data | no data | AC | 3/4" | no data
no data | 01MBH06AA816 | no data | no data | no data | no data | Gate valve | MBSHI | LP-01219 | no data | no data | AC | 3/4" | no data
no data | 01MBH06AA816 | no data | no data | no data | no data | GATE VALVE | MBSHIVL | LP-01219 | no data | no data | AC | 3/4" | no data
no data | 01MBH06AA817 | no data | no data | no data | no data | Gate valve | MBSHI | LP-01219 | no data | no data | AC | 3/4" | no data
no data | 01MBH06AA817 | no data | no data | no data | no data | GATE VALVE | MBSHIVL | LP-01219 | no data | no data | AC | 3/4" | no data
no data | 01MBH06AA818 | no data | no data | no data | no data | Gate valve | MBSHI | LP-01219 | no data | no data | AC | 3/4" | no data
no data | 01MBH06AA818 | no data | no data | no data | no data | GATE VALVE | MBSHIVL | LP-01219 | no data | no data | AC | 3/4" | no data
no data | 01MBH06AA819 | no data | no data | no data | no data | Gate valve | MBSHI | LP-01218 | no data | no data | AC | 1/2" | no data
no data | 01MBH06AA820 | no data | no data | no data | no data | Gate valve | MBSHI | LP-01218 | no data | no data | AC | 1/2" | no data
no data | 01MBH06AA821 | no data | no data | no data | no data | Gate valve | MBSHI | LP-01218 | no data | no data | AC | 1/2" | no data
no data | 01MBH06AA822 | no data | no data | no data | no data | Gate valve | MBSHI | LP-01218 | no data | no data | AC | 1/2" | no data
no data | 01MBH06AA823 | no data | no data | no data | no data | Gate valve | MBSHI | LP-01218 | no data | no data | AC | 1/2" | no data
no data | 01MBH06AA824 | no data | no data | no data | no data | Gate valve | MBSHI | LP-01218 | no data | no data | AC | 1/2" | no data
no data | 01MBH06AA824 | no data | no data | no data | no data | GATE VALVE | MBSHIVL | LP-01218 | no data | no data | AC | 3/4" | no data
no data | 01MBH06AA825 | no data | no data | no data | no data | Gate valve | MBSHI | LP-01219 | no data | no data | AC | 3/4" | no data
no data | 01MBH06AA825 | no data | no data | no data | no data | GATE VALVE | MBSHIVL | LP-01219 | no data | no data | AC | 3/4" | no data
no data | 01MBH06AA826 | no data | no data | no data | no data | Gate valve | MBSHI | LP-01218 | no data | no data | AC | 3/4" | no data
no data | 01MBH06AA826 | no data | no data | no data | no data | GATE VALVE | MBSHIVL | LP-01218 | no data | no data | AC | 3/4" | no data
no data | 01MBH06AA827 | no data | no data | no data | no data | Gate valve | MBSHI | LP-01218 | no data | no data | AC | 1/2" | no data
no data | 01MBH06AA827 | no data | no data | no data | no data | GATE VALVE | MBSHIVL | LP-01218 | no data | no data | AC | 1/2" | no data
no data | 01MBH06AA828 | no data | no data | no data | no data | Gate valve | MBSHI | LP-01218 | no data | no data | AC | 3/4" | no data
no data | 01MBH06AA828 | no data | no data | no data | no data | GATE VALVE | MBSHIVL | LP-01218 | no data | no data | AC | 1/2" | no data
no data | 01MBH06AA829 | no data | no data | no data | no data | Gate valve | MBSHI | LP-01218 | no data | no data | AC | 3/4" | no data
no data | 01MBH06AA830 | no data | no data | no data | no data | Globe valve | MBSHI | LP-01218 | no data | no data | AC | 1/2" | no data
no data | 01MBH06AA830 | no data | no data | no data | no data | GATE VALVE | MBSHIVL | LP-01218 | no data | no data | AC | 1/2" | no data
no data | 01MBH06AA831 | no data | no data | no data | no data | Globe valve | MBSHI | LP-01218 | no data | no data | AC | 1/2" | no data
no data | 01MBH06AA831 | no data | no data | no data | no data | GATE VALVE | MBSHIVL | LP-01218 | no data | no data | AC | 1/2" | no data
no data | 01MBH06AA832 | no data | no data | no data | no data | Globe valve | MBSHI | LP-01218 | no data | no data | AC | 1/2" | no data
no data | 01MBH06AA832 | no data | no data | no data | no data | GATE VALVE | MBSHIVL | LP-01218 | no data | no data | AC | 1/2" | no data
no data | 01MBH06AA833 | no data | no data | no data | no data | Globe valve | MBSHI | LP-01218 | no data | no data | AC | 1/2" | no data
no data | 01MBH06AA833 | no data | no data | no data | no data | GATE VALVE | MBSHIVL | LP-01218 | no data | no data | AC | 1/2" | no data
no data | 01MBH06AA840 | no data | no data | no data | no data | Gate valve | MBSHI | LP-01218 | no data | no data | AC | 3/4" | no data
no data | 01MBH06AA841 | no data | no data | no data | no data | GATE VALVE | MBSHIVL | LP-01218 | no data | no data | AC | 8" | no data
no data | 01MBH06AA842 | no data | no data | no data | no data | Check valve | MBSHI | LP-01218 | no data | no data | AC | 8" | no data
no data | 01MBH06AA842 | no data | no data | no data | no data | CHECK VALVE | MBSHIVL | LP-01218 | no data | no data | AC | 8" | no data
no data | 01MBH06AA843 | no data | no data | no data | no data | Gate valve | MBSHI | LP-01218 | no data | no data | AC | 8" | no data
no data | 01MBH06AA843 | no data | no data | no data | no data | GATE VALVE | MBSHIVL | LP-01218 | no data | no data | AC | 8" | no data
no data | 01MBH06AA844 | no data | no data | no data | no data | Gate valve | MBSHI | LP-01218 | no data | no data | AC | 8" | no data
no data | 01MBH06AA844 | no data | no data | no data | no data | GATE VALVE | MBSHIVL | LP-01218 | no data | no data | AC | 8" | no data
no data | 01MBH06AA845 | no data | no data | no data | no data | GATE VALVE | MBSHIVL | LP-01218 | no data | no data | AC | 1/2" | no data
no data | 01MBH06AA846 | no data | no data | no data | no data | GATE VALVE | MBSHIVL | LP-01218 | no data | no data | AC | 1/2" | no data
no data | 01MBH06AA847 | no data | no data | no data | no data | GATE VALVE | MBSHIVL | LP-01218 | no data | no data | AC | 1/2" | no data
no data | 01MBH06AA850 | no data | no data | no data | no data | CHECK VALVE | MBSHIVL | LP-01218 | no data | no data | AC | 8" | no data
no data | 01MBH06AA851 | no data | no data | no data | no data | CHECK VALVE | MBSHIVL | LP-01218 | no data | no data | AC | 8" | no data
no data | 01MBH06AA861 | no data | no data | no data | no data | Gate valve | MBSHI | LP-01218 | no data | no data | AC | 2" | no data
no data | 01MBH06AA861 | no data | no data | no data | no data | GATE VALVE | MBSHIVL | LP-01218 | no data | no data | AC | 2" | no data
no data | 01MBH06AA861 | ECA COLER LT1 UPPER ISO | HRSG LOWER SE | ECA | ECA COLER LT1 UPPER ISO | ISO | AIR GT | LP-01218 | no data | no data | no data | no data | no data
no data | 01MBH06AA862 | no data | no data | no data | no data | Gate valve | MBSHI | LP-01218 | no data | no data | AC | 2" | no data
no data | 01MBH06AA862 | no data | no data | no data | no data | GATE VALVE | MBSHIVL | LP-01218 | no data | no data | AC | 2" | no data
no data | 01MBH06AA862 | ECA COLER LT1 LOWER ISO | HRSG LOWER SE | ECA | ECA COLER LT1 LOWER ISO | ISO | AIR GT | LP-01218 | no data | no data | no data | no data | no data
no data | 01MBH06AA863 | no data | no data | no data | no data | Gate valve | MBSHI | LP-01218 | no data | no data | AC | 2" | no data
no data | 01MBH06AA863 | no data | no data | no data | no data | GATE VALVE | MBSHIVL | LP-01218 | no data | no data | AC | 2" | no data
no data | 01MBH06AA863 | ECA COLER LT2 UPPER ISO | HRSG LOWER SE | ECA | ECA COLER LT2 UPPER ISO | ISO | AIR GT | LP-01218 | no data | no data | no data | no data | no data
no data | 01MBH06AA864 | no data | no data | no data | no data | Gate valve | MBSHI | LP-01218 | no data | no data | AC | 2" | no data
no data | 01MBH06AA864 | no data | no data | no data | no data | GATE VALVE | MBSHIVL | LP-01218 | no data | no data | AC | 2" | no data
no data | 01MBH06AA864 | ECA COLER LT2 LOWER ISO | HRSG LOWER SE | ECA | ECA COLER LT2 LOWER ISO | ISO | AIR GT | LP-01218 | no data | no data | no data | no data | no data
no data | 01MBH06AA865 | no data | no data | no data | no data | Gate valve | MBSHI | LP-01218 | no data | no data | AC | 2" | no data
no data | 01MBH06AA865 | no data | no data | no data | no data | GATE VALVE | MBSHIVL | LP-01218 | no data | no data | AC | 2" | no data
no data | 01MBH06AA865 | ECA COLER LT3 UPPER ISO | HRSG LOWER SE | ECA | ECA COLER LT3 UPPER ISO | ISO | AIR GT | LP-01218 | no data | no data | no data | no data | no data
no data | 01MBH06AA866 | no data | no data | no data | no data | Gate valve | MBSHI | LP-01218 | no data | no data | AC | 2" | no data
no data | 01MBH06AA866 | no data | no data | no data | no data | GATE VALVE | MBSHIVL | LP-01218 | no data | no data | AC | 2" | no data
no data | 01MBH06AA866 | ECA COLER LT3 LOWER ISO | HRSG LOWER SE | ECA | ECA COLER LT3 LOWER ISO | ISO | AIR GT | LP-01218 | no data | no data | no data | no data | no data
no data | 01MBH06AA871 | no data | no data | no data | no data | GATE VALVE | MBSHIVL | LP-01218 | no data | no data | AC | 8" | no data
no data | 01MBH06AA872 | no data | no data | no data | no data | Check valve | MBSHI | LP-01218 | no data | no data | AC | 8" | no data
no data | 01MBH06AA872 | no data | no data | no data | no data | CHECK VALVE | MBSHIVL | LP-01218 | no data | no data | AC | 8" | no data
no data | 01MBH06AA873 | no data | no data | no data | no data | Gate valve | MBSHI | LP-01218 | no data | no data | AC | 8" | no data
no data | 01MBH06AA873 | no data | no data | no data | no data | GATE VALVE | MBSHIVL | LP-01218 | no data | no data | AC | 8" | no data
no data | 01MBH06AA874 | no data | no data | no data | no data | Gate valve | MBSHI | LP-01218 | no data | no data | AC | 8" | no data
no data | 01MBH06AA874 | no data | no data | no data | no data | GATE VALVE | MBSHIVL | LP-01218 | no data | no data | AC | 8" | no data
no data | 01MBH06AA875 | no data | no data | no data | no data | GATE VALVE | MBSHIVL | LP-01218 | no data | no data | AC | 1/2" | no data
no data | 01MBH06AA876 | no data | no data | no data | no data | GATE VALVE | MBSHIVL | LP-01218 | no data | no data | AC | 1/2" | no data
no data | 01MBH06AA877 | no data | no data | no data | no data | GATE VALVE | MBSHIVL | LP-01218 | no data | no data | AC | 1/2" | no data
no data | 01MBH06AA881 | no data | no data | no data | no data | Gate valve | MBSHI | LP-01218 | no data | no data | AC | 1" | no data
no data | 01MBH06AA881 | no data | no data | no data | no data | GATE VALVE | MBSHIVL | LP-01218 | no data | no data | AC | 1" | no data
no data | 01MBH06AA882 | no data | no data | no data | no data | Gate valve | MBSHI | LP-01218 | no data | no data | AC | 1" | no data
no data | 01MBH06AA882 | no data | no data | no data | no data | GATE VALVE | MBSHIVL | LP-01218 | no data | no data | AC | 1" | no data
no data | 01MBH06AA890 | no data | no data | no data | no data | CHECK VALVE | MBSHIVL | LP-01218 | no data | no data | AC | 8" | no data
no data | 01MBH06AA891 | no data | no data | no data | no data | GATE VALVE | MBSHIVL | LP-01218 | no data | no data | AC | 8" | no data
no data | 01MBH06AA892 | no data | no data | no data | no data | CHECK VALVE | MBSHIVL | LP-01218 | no data | no data | AC | 8" | no data
no data | 01MBH06AA893 | no data | no data | no data | no data | GATE VALVE | MBSHIVL | LP-01218 | no data | no data | AC | 8" | no data
no data | 01MBH06AA901 | no data | no data | no data | no data | GATE VALVE | MBSHIVL | LP-01218 | no data | no data | AC | 1" | no data
no data | 01MBH06AA902 | no data | no data | no data | no data | GATE VALVE | MBSHIVL | LP-01218 | no data | no data | AC | 1" | no data
no data | 01MBH06AA903 | no data | no data | no data | no data | GATE VALVE | MBSHIVL | LP-01218 | no data | no data | AC | 1" | no data
no data | 01MBH06AA904 | no data | no data | no data | no data | GATE VALVE | MBSHIVL | LP-01218 | no data | no data | AC | 1" | no data
no data | 01MBH06AA905 | no data | no data | no data | no data | GATE VALVE | MBSHIVL | LP-01218 | no data | no data | AC | 1" | no data
no data | 01MBH06AA906 | no data | no data | no data | no data | GATE VALVE | MBSHIVL | LP-01218 | no data | no data | AC | 1" | no data
no data | 01MBH06AA909 | no data | no data | no data | no data | GATE VALVE | MBSHIVL | LP-01218 | no data | no data | AC | 1" | no data
no data | 01MBH06AA910 | no data | no data | no data | no data | GATE VALVE | MBSHIVL | LP-01218 | no data | no data | AC | 1" | no data
no data | 01MBH06AA911 | no data | no data | no data | no data | GATE VALVE | MBSHIVL | LP-01218 | no data | no data | AC | 1" | no data
no data | 01MBH06AA912 | no data | no data | no data | no data | GATE VALVE | MBSHIVL | LP-01218 | no data | no data | AC | 1" | no data
no data | 01MBH06AA926 | no data | no data | no data | no data | Gate valve | MBSHI | LP-01218 | no data | no data | AC | 1" | no data
no data | 01MBH06AA926 | no data | no data | no data | no data | GATE VALVE | MBSHIVL | LP-01218 | no data | no data | AC | 1" | no data
no data | 01MBL01AA801 | no data | no data | no data | no data | Ball valve | MBSHI | LP-01220 | no data | no data | AR | 1/2" | no data
no data | 01MBL01AA801 | no data | no data | no data | no data | NEEDLE VALVE | MBSHIVL | LP-01220 | no data | no data | AR | 1/2" | no data
no data | 01MBL01AA802 | no data | no data | no data | no data | Ball valve | MBSHI | LP-01220 | no data | no data | AR | 1/2" | no data
no data | 01MBL01AA802 | no data | no data | no data | no data | NEEDLE VALVE | MBSHIVL | LP-01220 | no data | no data | AR | 1/2" | no data
no data | 01MBL01AA803 | no data | no data | no data | no data | Ball valve | MBSHI | LP-01220 | no data | no data | AR | 1/2" | no data
no data | 01MBL01AA803 | no data | no data | no data | no data | NEEDLE VALVE | MBSHIVL | LP-01220 | no data | no data | AR | 1/2" | no data
no data | 01MBL01AA804 | no data | no data | no data | no data | Ball valve | MBSHI | LP-01220 | no data | no data | AR | 3/8" | no data
no data | 01MBL01AA804 | no data | no data | no data | no data | NEEDLE VALVE | MBSHIVL | LP-01220 | no data | no data | AR | 1/2" | no data
no data | 01MBL01AA805 | no data | no data | no data | no data | Ball valve | MBSHI | LP-01220 | no data | no data | AR | 3/8" | no data
no data | 01MBL01AA805 | no data | no data | no data | no data | NEEDLE VALVE | MBSHIVL | LP-01220 | no data | no data | AR | 1/2" | no data
no data | 01MBL01AA806 | no data | no data | no data | no data | Ball valve | MBSHI | LP-01220 | no data | no data | AR | 3/8" | no data
no data | 01MBL01AA806 | no data | no data | no data | no data | NEEDLE VALVE | MBSHIVL | LP-01220 | no data | no data | AR | 1/2" | no data
no data | 01MBL01AA807 | no data | no data | no data | no data | Ball valve | MBSHI | LP-01220 | no data | no data | AR | 3/8" | no data
no data | 01MBL01AA807 | no data | no data | no data | no data | NEEDLE VALVE | MBSHIVL | LP-01220 | no data | no data | AR | 1/2" | no data
no data | 01MBL01AA808 | no data | no data | no data | no data | Ball valve | MBSHI | LP-01220 | no data | no data | AR | 3/8" | no data
no data | 01MBL01AA808 | no data | no data | no data | no data | NEEDLE VALVE | MBSHIVL | LP-01220 | no data | no data | AR | 1/2" | no data
no data | 01MBL01AA809 | no data | no data | no data | no data | Ball valve | MBSHI | LP-01220 | no data | no data | AR | 3/8" | no data
no data | 01MBL01AA809 | no data | no data | no data | no data | NEEDLE VALVE | MBSHIVL | LP-01220 | no data | no data | AR | 1/2" | no data
no data | 01MBL01AA811 | no data | no data | no data | no data | Needle valve | MBSHI | LP-01216 | no data | no data | AC | 1/4" | no data
no data | 01MBL01AA811 | no data | no data | no data | no data | NEEDLE VALVE | MBSHIVL | LP-01216 | no data | no data | AC | 1/8" | no data
no data | 01MBL03AA811 | no data | no data | no data | no data | Globe valve | MBSHI | LP-01222 | no data | no data | AC | 3/4" | no data
no data | 01MBL03AA811 | no data | no data | no data | no data | GLOBE VALVE | MBSHIVL | LP-01222 | no data | no data | AC | 3/4" | no data
no data | 01MBL03AA901 | no data | no data | no data | no data | Gate valve | MBSHI | LP-01222 | no data | no data | AC | 1" | no data
no data | 01MBL03AA901 | no data | no data | no data | no data | GATE VALVE | MBSHIVL | LP-01222 | no data | no data | AC | 1" | no data
no data | 01MBL03AA903 | no data | no data | no data | no data | Gate valve | MBSHI | LP-01222 | no data | no data | AC | 1" | no data
no data | 01MBL03AA903 | no data | no data | no data | no data | GATE VALVE | MBSHIVL | LP-01222 | no data | no data | AC | 1" | no data
no data | 01MBL03AA904 | no data | no data | no data | no data | Gate valve | MBSHI | LP-01222 | no data | no data | AC | 1" | no data
no data | 01MBL03AA904 | no data | no data | no data | no data | GATE VALVE | MBSHIVL | LP-01222 | no data | no data | AC | 1" | no data
no data | 01MBL03AA905 | no data | no data | no data | no data | GATE VALVE | MBSHIVL | LP-01222 | no data | no data | AC | 1" | no data
no data | 01MBL03AA921 | no data | no data | no data | no data | Gate valve | MBSHI | LP-01222 | no data | no data | AC | 1" | no data
no data | 01MBL03AA921 | no data | no data | no data | no data | GATE VALVE | MBSHIVL | LP-01222 | no data | no data | AC | 1" | no data
no data | 01MBL03AA922 | no data | no data | no data | no data | Gate valve | MBSHI | LP-01222 | no data | no data | AC | 1" | no data
no data | 01MBL03AA922 | no data | no data | no data | no data | GATE VALVE | MBSHIVL | LP-01222 | no data | no data | AC | 1" | no data
no data | 01MBL03AA923 | no data | no data | no data | no data | Gate valve | MBSHI | LP-01222 | no data | no data | AC | 1" | no data
no data | 01MBL03AA923 | no data | no data | no data | no data | GATE VALVE | MBSHIVL | LP-01222 | no data | no data | AC | 1" | no data
no data | 01MBL03AA924 | no data | no data | no data | no data | Gate valve | MBSHI | LP-01222 | no data | no data | AC | 1" | no data
no data | 01MBL03AA924 | no data | no data | no data | no data | GATE VALVE | MBSHIVL | LP-01222 | no data | no data | AC | 1" | no data
no data | 01MBL03AA931 | no data | no data | no data | no data | Gate valve | MBSHI | LP-01222 | no data | no data | AC | 1" | no data
no data | 01MBL03AA931 | no data | no data | no data | no data | GATE VALVE | MBSHIVL | LP-01222 | no data | no data | AC | 1" | no data
no data | 01MBL03AA932 | no data | no data | no data | no data | Gate valve | MBSHI | LP-01222 | no data | no data | AC | 1" | no data
no data | 01MBL03AA932 | no data | no data | no data | no data | GATE VALVE | MBSHIVL | LP-01222 | no data | no data | AC | 1" | no data
no data | 01MBL03AA933 | no data | no data | no data | no data | Gate valve | MBSHI | LP-01222 | no data | no data | AC | 1" | no data
no data | 01MBL03AA933 | no data | no data | no data | no data | GATE VALVE | MBSHIVL | LP-01222 | no data | no data | AC | 1" | no data
no data | 01MBL03AA934 | no data | no data | no data | no data | Gate valve | MBSHI | LP-01222 | no data | no data | AC | 1" | no data
no data | 01MBL03AA934 | no data | no data | no data | no data | GATE VALVE | MBSHIVL | LP-01222 | no data | no data | AC | 1" | no data
| 01MBP01AA801 | UNIT 1 GAS FLOW METER PRESSURE TRANSMITTER ISOLATION | no data | UNIT 1 GT HEADER | no data | Ball valve | FGS | LP-01200 | OPEN | no data | GF | 1/2" | no data
| 01MBP01AA801 | UNIT 1 GAS FLOW METER PRESSURE TRANSMITTER ISOLATION | no data | UNIT 1 GT HEADER | no data | BALL VALVE | FGS | LP-01200 | OPEN | no data | GF | 1/2" | no data
| 01MBP01AA802 | UNIT 1 GAS FLOW METER PRESSURE TRANSMITTER ISOLATION | no data | UNIT 1 GT HEADER | no data | Ball valve | FGS | LP-01200 | OPEN | no data | GF | 1/2" | no data
| 01MBP01AA802 | UNIT 1 GAS FLOW METER PRESSURE TRANSMITTER ISOLATION | no data | UNIT 1 GT HEADER | no data | BALL VALVE | FGS | LP-01200 | OPEN | no data | GF | 1/2" | no data
| 01MBP01AA820 | UPPER TRANSMITTER ISOLATION 01MBP01CL121 | no data | UNIT 1 GT HEADER | no data | Gate valve | FGS | LP-01201 | OPEN | no data | GF | 2" | no data
| 01MBP01AA820 | UPPER TRANSMITTER ISOLATION 01MBP01CL121 | no data | UNIT 1 GT HEADER | no data | GATE VALVE | FGS | LP-01201 | OPEN | no data | GF | 2" | no data
| 01MBP01AA820 | UPPER TRANSMITTER ISOLATION 01MBP01CL121 | no data | UNIT 1 GT HEADER | FGPH A DRAIN LEVEL 1 UPPER | DRAIN | FGS | LP-01201 | OPEN | no data | no data | no data | no data
| 01MBP01AA821 | LOWER TRANSMITTER ISOLATION 01MBP01CL121 | no data | UNIT 1 GT HEADER | no data | Gate valve | FGS | LP-01201 | OPEN | no data | GF | 2" | no data
| 01MBP01AA821 | LOWER TRANSMITTER ISOLATION 01MBP01CL121 | no data | UNIT 1 GT HEADER | no data | GATE VALVE | FGS | LP-01201 | OPEN | no data | GF | 2" | no data
| 01MBP01AA821 | LOWER TRANSMITTER ISOLATION 01MBP01CL121 | no data | UNIT 1 GT HEADER | FGPH A DRAIN LEVEL 1 LOWER | DRAIN | FGS | LP-01201 | OPEN | no data | no data | no data | no data
| 01MBP01AA822 | UPPER TRANSMITTER ISOLATION 01MBPCL122 | no data | UNIT 1 GT HEADER | no data | Gate valve | FGS | LP-01201 | OPEN | no data | GF | 2" | no data
| 01MBP01AA822 | UPPER TRANSMITTER ISOLATION 01MBPCL122 | no data | UNIT 1 GT HEADER | no data | GATE VALVE | FGS | LP-01201 | OPEN | no data | GF | 2" | no data
| 01MBP01AA822 | UPPER TRANSMITTER ISOLATION 01MBPCL122 | no data | UNIT 1 GT HEADER | FGPH A DRAIN LEVEL 2 UPPER | DRAIN | FGS | LP-01201 | OPEN | no data | no data | no data | no data
| 01MBP01AA823 | LOWER TRANSMITTER ISOLATION 01MBPCL122 | no data | UNIT 1 GT HEADER | no data | Gate valve | FGS | LP-01201 | OPEN | no data | GF | 2" | no data
| 01MBP01AA823 | LOWER TRANSMITTER ISOLATION 01MBPCL122 | no data | UNIT 1 GT HEADER | no data | GATE VALVE | FGS | LP-01201 | OPEN | no data | GF | 2" | no data
| 01MBP01AA823 | LOWER TRANSMITTER ISOLATION 01MBPCL122 | no data | UNIT 1 GT HEADER | FGPH A DRAIN LEVEL 2 LOWER | DRAIN | FGS | LP-01201 | OPEN | no data | no data | no data | no data
| 01MBP01AA830 | UPPER TRANSMITTER ISOLATION 01MBP01CL131 | no data | UNIT 1 GT HEADER | no data | Gate valve | FGS | LP-01201 | OPEN | no data | GF | 2" | no data
| 01MBP01AA830 | UPPER TRANSMITTER ISOLATION 01MBP01CL131 | no data | UNIT 1 GT HEADER | no data | GATE VALVE | FGS | LP-01201 | OPEN | no data | GF | 2" | no data
| 01MBP01AA830 | UPPER TRANSMITTER ISOLATION 01MBP01CL131 | no data | UNIT 1 GT HEADER | FGPH B DRAIN LEVEL 1 UPPER | DRAIN | FGS | LP-01201 | OPEN | no data | no data | no data | no data
| 01MBP01AA831 | LOWER TRANSMITTER ISOLATION 01MBP01CL131 | no data | UNIT 1 GT HEADER | no data | Gate valve | FGS | LP-01201 | OPEN | no data | GF | 2" | no data
| 01MBP01AA831 | LOWER TRANSMITTER ISOLATION 01MBP01CL131 | no data | UNIT 1 GT HEADER | no data | GATE VALVE | FGS | LP-01201 | OPEN | no data | GF | 2" | no data
| 01MBP01AA831 | LOWER TRANSMITTER ISOLATION 01MBP01CL131 | no data | UNIT 1 GT HEADER | FGPH B DRAIN LEVEL 1 LOWER | DRAIN | FGS | LP-01201 | OPEN | no data | no data | no data | no data
| 01MBP01AA832 | UPPER TRANSMITTER ISOLATION 01MBPCL132 | no data | UNIT 1 GT HEADER | no data | Gate valve | FGS | LP-01201 | OPEN | no data | GF | 2" | no data
| 01MBP01AA832 | UPPER TRANSMITTER ISOLATION 01MBPCL132 | no data | UNIT 1 GT HEADER | no data | GATE VALVE | FGS | LP-01201 | OPEN | no data | GF | 2" | no data
| 01MBP01AA832 | UPPER TRANSMITTER ISOLATION 01MBPCL132 | no data | UNIT 1 GT HEADER | FGPH B DRAIN LEVEL 2 UPPER | DRAIN | FGS | LP-01201 | OPEN | no data | no data | no data | no data
| 01MBP01AA833 | LOWER TRANSMITTER ISOLATION 01MBPCL132 | no data | UNIT 1 GT HEADER | no data | Gate valve | FGS | LP-01201 | OPEN | no data | GF | 2" | no data
| 01MBP01AA833 | LOWER TRANSMITTER ISOLATION 01MBPCL132 | no data | UNIT 1 GT HEADER | no data | GATE VALVE | FGS | LP-01201 | OPEN | no data | GF | 2" | no data
| 01MBP01AA833 | LOWER TRANSMITTER ISOLATION 01MBPCL132 | no data | UNIT 1 GT HEADER | FGPH B DRAIN LEVEL 2 LOWER | DRAIN | FGS | LP-01201 | OPEN | no data | no data | no data | no data
| 01MBP01AA842 | UNIT 1 FILTER DP HIGH SIDE ISOLATION | no data | UNIT 1 GT HEADER | no data | Gate valve | FGS | LP-01202 | OPEN | no data | GF | 1" | no data
| 01MBP01AA842 | UNIT 1 FILTER DP HIGH SIDE ISOLATION | no data | UNIT 1 GT HEADER | no data | GATE VALVE | FGS | LP-01202 | OPEN | no data | GF | 1" | no data
| 01MBP01AA843 | UNIT 1 FILTER DP HIGH SIDE ISOLATION | no data | UNIT 1 GT HEADER | no data | Gate valve | FGS | LP-01202 | OPEN | no data | GF | 1" | no data
| 01MBP01AA843 | UNIT 1 FILTER DP HIGH SIDE ISOLATION | no data | UNIT 1 GT HEADER | no data | GATE VALVE | FGS | LP-01202 | OPEN | no data | GF | 1" | no data
| 01MBP01AA844 | UNIT 1 FILTER DP LOW SIDE ISOLATION | no data | UNIT 1 GT HEADER | no data | Gate valve | FGS | LP-01202 | OPEN | no data | GF | 1" | no data
| 01MBP01AA844 | UNIT 1 FILTER DP LOW SIDE ISOLATION | no data | UNIT 1 GT HEADER | no data | GATE VALVE | FGS | LP-01202 | OPEN | no data | GF | 1" | no data
| 01MBP01AA845 | UNIT 1 FILTER DP LOW SIDE ISOLATION | no data | UNIT 1 GT HEADER | no data | Gate valve | FGS | LP-01202 | OPEN | no data | GF | 1" | no data
| 01MBP01AA845 | UNIT 1 FILTER DP LOW SIDE ISOLATION | no data | UNIT 1 GT HEADER | no data | GATE VALVE | FGS | LP-01202 | OPEN | no data | GF | 1" | no data
no data | 01MBP01AA901 | no data | no data | no data | no data | Gate valve | MBSHI | LP-01225 | no data | no data | EG | 2" | no data
no data | 01MBP01AA902 | no data | no data | no data | no data | Gate valve | MBSHI | LP-01225 | no data | no data | EG | 2" | no data
no data | 01MBP01AA903 | no data | no data | no data | no data | Gate valve | MBSHI | LP-01225 | no data | no data | EG | 2" | no data
no data | 01MBP01AA903 | no data | no data | no data | no data | GATE VALVE | MBSHIVL | LP-01225 | no data | no data | EG | 2" | no data
no data | 01MBP01AA904 | no data | no data | no data | no data | Gate valve | MBSHI | LP-01225 | no data | no data | EG | 2" | no data
no data | 01MBP01AA904 | no data | no data | no data | no data | GATE VALVE | MBSHIVL | LP-01225 | no data | no data | EG | 2" | no data
| 01MBP01AA907 | UNIT 1 FILTER NITROGEN PURGE/DRAIN | no data | UNIT 1 GT HEADER | no data | Gate valve | FGS | LP-01202 | CLOSED | no data | GF | 1" | no data
| 01MBP01AA907 | UNIT 1 FILTER NITROGEN PURGE/DRAIN | no data | UNIT 1 GT HEADER | no data | GATE VALVE | FGS | LP-01202 | CLOSED | no data | GF | 1" | no data
| 01MBP01AA908 | UNIT 1 FILTER NITROGEN PURGE/DRAIN | no data | UNIT 1 GT HEADER | no data | Gate valve | FGS | LP-01202 | CLOSED | no data | GF | 1" | no data
| 01MBP01AA908 | UNIT 1 FILTER NITROGEN PURGE/DRAIN | no data | UNIT 1 GT HEADER | no data | GATE VALVE | FGS | LP-01202 | CLOSED | no data | GF | 1" | no data
| 01MBP01AA909 | UNIT 1 FILTER NITROGEN PURGE/DRAIN | no data | UNIT 1 GT HEADER | no data | Gate valve | FGS | LP-01202 | CLOSED | no data | GF | 1" | no data
| 01MBP01AA909 | UNIT 1 FILTER NITROGEN PURGE/DRAIN | no data | UNIT 1 GT HEADER | no data | GATE VALVE | FGS | LP-01202 | CLOSED | no data | GF | 1" | no data
| 01MBP01AA910 | UNIT 1 FILTER NITROGEN PURGE/DRAIN | no data | UNIT 1 GT HEADER | no data | Gate valve | FGS | LP-01202 | CLOSED | no data | GF | 1" | no data
| 01MBP01AA910 | UNIT 1 FILTER NITROGEN PURGE/DRAIN | no data | UNIT 1 GT HEADER | no data | GATE VALVE | FGS | LP-01202 | CLOSED | no data | GF | 1" | no data
| 01MBP01AA911 | UNIT 1 FILTER NITROGEN PURGE/DRAIN | no data | UNIT 1 GT HEADER | no data | GATE VALVE | FGS | LP-01202 | CLOSED | no data | GF | 1" | no data
| 01MBP01AA912 | UNIT 1 FILTER NITROGEN PURGE/DRAIN | no data | UNIT 1 GT HEADER | no data | GATE VALVE | FGS | LP-01202 | CLOSED | no data | GF | 1" | no data
| 01MBP01AA922 | UPPER ISOLTION FOR VESSEL LEVEL TRANSMITTER | no data | UNIT 1 GT HEADER | no data | Gate valve | FGS | LP-01201 | OPEN | no data | GF | 3" | no data
| 01MBP01AA922 | UPPER ISOLTION FOR VESSEL LEVEL TRANSMITTER | no data | UNIT 1 GT HEADER | no data | GATE VALVE | FGS | LP-01201 | OPEN | no data | GF | 3" | no data
| 01MBP01AA922 | UPPER ISOLTION FOR VESSEL LEVEL TRANSMITTER | no data | UNIT 1 GT HEADER | FGPH A INSTRUMENT ISO UPPER | ISO | FGS | LP-01201 | OPEN | no data | no data | no data | no data
| 01MBP01AA924 | LOWER ISOLTION FOR VESSEL LEVEL TRANSMITTER | no data | UNIT 1 GT HEADER | no data | Gate valve | FGS | LP-01201 | OPEN | no data | GF | 3" | no data
| 01MBP01AA924 | LOWER ISOLTION FOR VESSEL LEVEL TRANSMITTER | no data | UNIT 1 GT HEADER | no data | GATE VALVE | FGS | LP-01201 | OPEN | no data | GF | 3" | no data
| 01MBP01AA924 | LOWER ISOLTION FOR VESSEL LEVEL TRANSMITTER | no data | UNIT 1 GT HEADER | FGPH A INSTRUMENT ISO LOWER | ISO | FGS | LP-01201 | OPEN | no data | no data | no data | no data
| 01MBP01AA932 | UPPER ISOLTION FOR VESSEL LEVEL TRANSMITTER | no data | UNIT 1 GT HEADER | no data | Gate valve | FGS | LP-01201 | OPEN | no data | GF | 3" | no data
| 01MBP01AA932 | UPPER ISOLTION FOR VESSEL LEVEL TRANSMITTER | no data | UNIT 1 GT HEADER | no data | GATE VALVE | FGS | LP-01201 | OPEN | no data | GF | 3" | no data
| 01MBP01AA932 | UPPER ISOLTION FOR VESSEL LEVEL TRANSMITTER | no data | UNIT 1 GT HEADER | FGPH B INSTRUMENT ISO UPPER | ISO | FGS | LP-01201 | OPEN | no data | no data | no data | no data
| 01MBP01AA934 | LOWER ISOLTION FOR VESSEL LEVEL TRANSMITTER | no data | UNIT 1 GT HEADER | no data | Gate valve | FGS | LP-01201 | OPEN | no data | GF | 3" | no data
| 01MBP01AA934 | LOWER ISOLTION FOR VESSEL LEVEL TRANSMITTER | no data | UNIT 1 GT HEADER | no data | GATE VALVE | FGS | LP-01201 | OPEN | no data | GF | 3" | no data
| 01MBP01AA934 | LOWER ISOLTION FOR VESSEL LEVEL TRANSMITTER | no data | UNIT 1 GT HEADER | FGPH B INSTRUMENT ISO LOWER | ISO | FGS | LP-01201 | OPEN | no data | no data | no data | no data
| 01MBP02AA801 | UNIT 1 GAS SUPPLY PRESSURE TRANSMITTER 01MBP02CP101 ISOLATION | no data | UNIT 1 GT HEADER | no data | Gate valve | FGS | LP-01203 | OPEN | no data | GF | 3/4" | no data
| 01MBP02AA801 | UNIT 1 GAS SUPPLY PRESSURE TRANSMITTER 01MBP02CP101 ISOLATION | no data | UNIT 1 GT HEADER | no data | GATE VALVE | FGS | LP-01203 | OPEN | no data | GF | 3/4" | no data
| 01MBP02AA802 | UNIT 1 GAS SUPPLY PRESSURE TRANSMITTER 01MBP02CP101 ISOLATION | no data | UNIT 1 GT HEADER | no data | Gate valve | FGS | LP-01203 | OPEN | no data | GF | 3/4" | no data
| 01MBP02AA802 | UNIT 1 GAS SUPPLY PRESSURE TRANSMITTER 01MBP02CP101 ISOLATION | no data | UNIT 1 GT HEADER | no data | GATE VALVE | FGS | LP-01203 | OPEN | no data | GF | 3/4" | no data
| 01MBP02AA803 | UNIT 1 GAS SUPPLY PRESSURE TRANSMITTER 01MBP02CP102 ISOLATION | no data | UNIT 1 GT HEADER | no data | Gate valve | FGS | LP-01203 | OPEN | no data | GF | 3/4" | no data
| 01MBP02AA803 | UNIT 1 GAS SUPPLY PRESSURE TRANSMITTER 01MBP02CP102 ISOLATION | no data | UNIT 1 GT HEADER | no data | GATE VALVE | FGS | LP-01203 | OPEN | no data | GF | 3/4" | no data
| 01MBP02AA804 | UNIT 1 GAS SUPPLY PRESSURE TRANSMITTER 01MBP02CP102 ISOLATION | no data | UNIT 1 GT HEADER | no data | Gate valve | FGS | LP-01203 | OPEN | no data | GF | 3/4" | no data
| 01MBP02AA804 | UNIT 1 GAS SUPPLY PRESSURE TRANSMITTER 01MBP02CP102 ISOLATION | no data | UNIT 1 GT HEADER | no data | GATE VALVE | FGS | LP-01203 | OPEN | no data | GF | 3/4" | no data
| 01MBP02AA805 | UNIT 1 GAS SUPPLY PRESSURE TRANSMITTER 01MBP02CP103 ISOLATION | no data | UNIT 1 GT HEADER | no data | Gate valve | FGS | LP-01203 | OPEN | no data | GF | 3/4" | no data
| 01MBP02AA805 | UNIT 1 GAS SUPPLY PRESSURE TRANSMITTER 01MBP02CP103 ISOLATION | no data | UNIT 1 GT HEADER | no data | GATE VALVE | FGS | LP-01203 | OPEN | no data | GF | 3/4" | no data
| 01MBP02AA806 | UNIT 1 GAS SUPPLY PRESSURE TRANSMITTER 01MBP02CP103 ISOLATION | no data | UNIT 1 GT HEADER | no data | Gate valve | FGS | LP-01203 | OPEN | no data | GF | 3/4" | no data
| 01MBP02AA806 | UNIT 1 GAS SUPPLY PRESSURE TRANSMITTER 01MBP02CP103 ISOLATION | no data | UNIT 1 GT HEADER | no data | GATE VALVE | FGS | LP-01203 | OPEN | no data | GF | 3/4" | no data
| 01MBP02AA807 | UNIT 1 GAS HEADER INLET PRESSURE TRANSMITTER 01MBP02CP141 ISOLATION | no data | UNIT 1 GT HEADER | no data | GATE VALVE | FGS | LP-01203 | OPEN | no data | GF | 3/4" | no data
| 01MBP02AA808 | UNIT 1 GAS HEADER INLET PRESSURE TRANSMITTER 01MBP02CP141 ISOLATION | no data | UNIT 1 GT HEADER | no data | GATE VALVE | FGS | LP-01203 | OPEN | no data | GF | 3/4" | no data
no data | 01MBP03AA201 | no data | no data | no data | no data | Check valve | MBSHI | LP-01208 | no data | no data | GF | 2" | no data
no data | 01MBP03AA800 | no data | no data | no data | no data | Gate valve | MBSHI | LP-01208 | no data | no data | GF | 3/4" | no data
| 01MBP03AA811 | UNIT 1 PILOT "A" PRESSURE TRANSMITTER 01MBP03CP126 ISOLATION | no data | UNIT 1 GT HEADER | no data | Gate valve | FGS | LP-01207 | OPEN | no data | GF | 3/4" | no data
| 01MBP03AA811 | UNIT 1 PILOT "A" PRESSURE TRANSMITTER 01MBP03CP126 ISOLATION | no data | UNIT 1 GT HEADER | no data | GATE VALVE | FGS | LP-01207 | OPEN | no data | GF | 3/4" | no data
| 01MBP03AA812 | UNIT 1 PILOT "A" PRESSURE TRANSMITTER 01MBP03CP126 ISOLATION | no data | UNIT 1 GT HEADER | no data | Gate valve | FGS | LP-01207 | OPEN | no data | GF | 3/4" | no data
| 01MBP03AA812 | UNIT 1 PILOT "A" PRESSURE TRANSMITTER 01MBP03CP126 ISOLATION | no data | UNIT 1 GT HEADER | no data | GATE VALVE | FGS | LP-01207 | OPEN | no data | GF | 3/4" | no data
| 01MBP03AA815 | UNIT 1 PILOT "A" DP TRANSMITTER 01MBP03CP501 HIGH SIDE ISOLATION | no data | UNIT 1 GT HEADER | no data | Gate valve | FGS | LP-01208 | OPEN | no data | GF | 3/4" | no data
| 01MBP03AA815 | UNIT 1 PILOT "A" DP TRANSMITTER 01MBP03CP501 HIGH SIDE ISOLATION | no data | UNIT 1 GT HEADER | no data | GATE VALVE | FGS | LP-01207 | OPEN | no data | GF | 1" | no data
| 01MBP03AA816 | UNIT 1 PILOT "A" DP TRANSMITTER 01MBP03CP501 HIGH SIDE ISOLATION | no data | UNIT 1 GT HEADER | no data | Globe valve | FGS | LP-01207 | OPEN | no data | GF | 1" | no data
| 01MBP03AA816 | UNIT 1 PILOT "A" DP TRANSMITTER 01MBP03CP501 HIGH SIDE ISOLATION | no data | UNIT 1 GT HEADER | no data | GATE VALVE | FGS | LP-01207 | OPEN | no data | GF | 1" | no data
| 01MBP03AA817 | UNIT 1 PILOT "A" DP TRANSMITTER 01MBP03CP501 LOW SIDE ISOLATION | no data | UNIT 1 GT HEADER | no data | Globe valve | FGS | LP-01207 | OPEN | no data | GF | 1" | no data
| 01MBP03AA817 | UNIT 1 PILOT "A" DP TRANSMITTER 01MBP03CP501 LOW SIDE ISOLATION | no data | UNIT 1 GT HEADER | no data | GATE VALVE | FGS | LP-01207 | OPEN | no data | GF | 1" | no data
| 01MBP03AA818 | UNIT 1 PILOT "A" DP TRANSMITTER 01MBP03CP501 LOW SIDE ISOLATION | no data | UNIT 1 GT HEADER | no data | Globe valve | FGS | LP-01207 | OPEN | no data | GF | 1" | no data
| 01MBP03AA818 | UNIT 1 PILOT "A" DP TRANSMITTER 01MBP03CP501 LOW SIDE ISOLATION | no data | UNIT 1 GT HEADER | no data | GATE VALVE | FGS | LP-01207 | OPEN | no data | GF | 1" | no data
no data | 01MBP03AA819 | no data | no data | no data | no data | Globe valve | MBSHI | LP-01207 | no data | no data | GF | 1" | no data
| 01MBP03AA821 | UNIT 1 MAIN "A" PRESSURE TRANSMITTER 01MBP03CP136 ISOLATION | no data | UNIT 1 GT HEADER | no data | Gate valve | FGS | LP-01205 | OPEN | no data | GF | 3/4" | no data
| 01MBP03AA821 | UNIT 1 MAIN "A" PRESSURE TRANSMITTER 01MBP03CP136 ISOLATION | no data | UNIT 1 GT HEADER | no data | GATE VALVE | FGS | LP-01205 | OPEN | no data | GF | 3/4" | no data
| 01MBP03AA822 | UNIT 1 MAIN "A" PRESSURE TRANSMITTER 01MBP03CP136 ISOLATION | no data | UNIT 1 GT HEADER | no data | Gate valve | FGS | LP-01205 | OPEN | no data | GF | 3/4" | no data
| 01MBP03AA822 | UNIT 1 MAIN "A" PRESSURE TRANSMITTER 01MBP03CP136 ISOLATION | no data | UNIT 1 GT HEADER | no data | GATE VALVE | FGS | LP-01205 | OPEN | no data | GF | 3/4" | no data
| 01MBP03AA825 | UNIT 1 MAIN "A" DP TRANSMITTER 01MBP03CP521 HIGH SIDE ISOLATION | no data | UNIT 1 GT HEADER | no data | Gate valve | FGS | LP-01205 | OPEN | no data | GF | 1" | no data
| 01MBP03AA825 | UNIT 1 MAIN "A" DP TRANSMITTER 01MBP03CP521 HIGH SIDE ISOLATION | no data | UNIT 1 GT HEADER | no data | GATE VALVE | FGS | LP-01205 | OPEN | no data | GF | 1" | no data
| 01MBP03AA826 | UNIT 1 MAIN "A" DP TRANSMITTER 01MBP03CP521 HIGH SIDE ISOLATION | no data | UNIT 1 GT HEADER | no data | Gate valve | FGS | LP-01205 | OPEN | no data | GF | 1" | no data
| 01MBP03AA826 | UNIT 1 MAIN "A" DP TRANSMITTER 01MBP03CP521 HIGH SIDE ISOLATION | no data | UNIT 1 GT HEADER | no data | GATE VALVE | FGS | LP-01205 | OPEN | no data | GF | 1" | no data
| 01MBP03AA827 | UNIT 1 MAIN "A" DP TRANSMITTER 01MBP03CP521 LOW SIDE ISOLATION | no data | UNIT 1 GT HEADER | no data | Gate valve | FGS | LP-01205 | OPEN | no data | GF | 1" | no data
| 01MBP03AA827 | UNIT 1 MAIN "A" DP TRANSMITTER 01MBP03CP521 LOW SIDE ISOLATION | no data | UNIT 1 GT HEADER | no data | GATE VALVE | FGS | LP-01205 | OPEN | no data | GF | 1" | no data
| 01MBP03AA828 | UNIT 1 MAIN "A" DP TRANSMITTER 01MBP03CP521 LOW SIDE ISOLATION | no data | UNIT 1 GT HEADER | no data | Gate valve | FGS | LP-01205 | OPEN | no data | GF | 1" | no data
| 01MBP03AA828 | UNIT 1 MAIN "A" DP TRANSMITTER 01MBP03CP521 LOW SIDE ISOLATION | no data | UNIT 1 GT HEADER | no data | GATE VALVE | FGS | LP-01205 | OPEN | no data | GF | 1" | no data
| 01MBP03AA831 | UNIT 1 MAIN "B" PRESSURE TRANSMITTER 01MBP03CP146 ISOLATION | no data | UNIT 1 GT HEADER | no data | Gate valve | FGS | LP-01206 | OPEN | no data | GF | 3/4" | no data
| 01MBP03AA831 | UNIT 1 MAIN "B" PRESSURE TRANSMITTER 01MBP03CP146 ISOLATION | no data | UNIT 1 GT HEADER | no data | GATE VALVE | FGS | LP-01206 | OPEN | no data | GF | 3/4" | no data
| 01MBP03AA832 | UNIT 1 MAIN "B" PRESSURE TRANSMITTER 01MBP03CP146 ISOLATION | no data | UNIT 1 GT HEADER | no data | Gate valve | FGS | LP-01206 | OPEN | no data | GF | 3/4" | no data
| 01MBP03AA832 | UNIT 1 MAIN "B" PRESSURE TRANSMITTER 01MBP03CP146 ISOLATION | no data | UNIT 1 GT HEADER | no data | GATE VALVE | FGS | LP-01206 | OPEN | no data | GF | 3/4" | no data
| 01MBP03AA835 | UNIT 1 MAIN "B" DP TRANSMITTER 01MBP03CP531 HIGH SIDE ISOLATION | no data | UNIT 1 GT HEADER | no data | Gate valve | FGS | LP-01206 | OPEN | no data | GF | 1" | no data
| 01MBP03AA835 | UNIT 1 MAIN "B" DP TRANSMITTER 01MBP03CP531 HIGH SIDE ISOLATION | no data | UNIT 1 GT HEADER | no data | GATE VALVE | FGS | LP-01206 | OPEN | no data | GF | 1" | no data
| 01MBP03AA836 | UNIT 1 MAIN "B" DP TRANSMITTER 01MBP03CP531 HIGH SIDE ISOLATION | no data | UNIT 1 GT HEADER | no data | Gate valve | FGS | LP-01206 | OPEN | no data | GF | 1" | no data
| 01MBP03AA836 | UNIT 1 MAIN "B" DP TRANSMITTER 01MBP03CP531 HIGH SIDE ISOLATION | no data | UNIT 1 GT HEADER | no data | GATE VALVE | FGS | LP-01206 | OPEN | no data | GF | 1" | no data
| 01MBP03AA837 | UNIT 1 MAIN "B" DP TRANSMITTER 01MBP03CP531 LOW SIDE ISOLATION | no data | UNIT 1 GT HEADER | no data | Gate valve | FGS | LP-01206 | OPEN | no data | GF | 1" | no data
| 01MBP03AA837 | UNIT 1 MAIN "B" DP TRANSMITTER 01MBP03CP531 LOW SIDE ISOLATION | no data | UNIT 1 GT HEADER | no data | GATE VALVE | FGS | LP-01206 | OPEN | no data | GF | 1" | no data
| 01MBP03AA838 | UNIT 1 MAIN "B" DP TRANSMITTER 01MBP03CP531 LOW SIDE ISOLATION | no data | UNIT 1 GT HEADER | no data | Gate valve | FGS | LP-01206 | OPEN | no data | GF | 1" | no data
| 01MBP03AA838 | UNIT 1 MAIN "B" DP TRANSMITTER 01MBP03CP531 LOW SIDE ISOLATION | no data | UNIT 1 GT HEADER | no data | GATE VALVE | FGS | LP-01206 | OPEN | no data | GF | 1" | no data
| 01MBP03AA841 | UNIT 1 PILOT "B" PRESSURE TRANSMITTER 01MBP03CP156 ISOLATION | no data | UNIT 1 GT HEADER | no data | GATE VALVE | FGS | LP-01208 | OPEN | no data | GF | 3/4" | no data
| 01MBP03AA842 | UNIT 1 PILOT "B" PRESSURE TRANSMITTER 01MBP03CP156 ISOLATION | no data | UNIT 1 GT HEADER | no data | GATE VALVE | FGS | LP-01208 | OPEN | no data | GF | 3/4" | no data
| 01MBP03AA845 | UNIT 1 PILOT "B" DP TRANSMITTER 01MBP03CP511 HIGH SIDE ISOLATION | no data | UNIT 1 GT HEADER | no data | Gate valve | FGS | LP-01208 | OPEN | no data | GF | 1" | no data
| 01MBP03AA845 | UNIT 1 PILOT "B" DP TRANSMITTER 01MBP03CP511 HIGH SIDE ISOLATION | no data | UNIT 1 GT HEADER | no data | GATE VALVE | FGS | LP-01208 | OPEN | no data | GF | 1" | no data
| 01MBP03AA846 | UNIT 1 PILOT "B" DP TRANSMITTER 01MBP03CP511 HIGH SIDE ISOLATION | no data | UNIT 1 GT HEADER | no data | Gate valve | FGS | LP-01208 | OPEN | no data | GF | 1" | no data
| 01MBP03AA846 | UNIT 1 PILOT "B" DP TRANSMITTER 01MBP03CP511 HIGH SIDE ISOLATION | no data | UNIT 1 GT HEADER | no data | GATE VALVE | FGS | LP-01208 | OPEN | no data | GF | 1" | no data
| 01MBP03AA847 | UNIT 1 PILOT "B" DP TRANSMITTER 01MBP03CP511 LOW SIDE ISOLATION | no data | UNIT 1 GT HEADER | no data | Gate valve | FGS | LP-01208 | OPEN | no data | GF | 1" | no data
| 01MBP03AA847 | UNIT 1 PILOT "B" DP TRANSMITTER 01MBP03CP511 LOW SIDE ISOLATION | no data | UNIT 1 GT HEADER | no data | GATE VALVE | FGS | LP-01208 | OPEN | no data | GF | 1" | no data
| 01MBP03AA848 | UNIT 1 PILOT "B" DP TRANSMITTER 01MBP03CP511 LOW SIDE ISOLATION | no data | UNIT 1 GT HEADER | no data | Gate valve | FGS | LP-01208 | OPEN | no data | GF | 1" | no data
| 01MBP03AA848 | UNIT 1 PILOT "B" DP TRANSMITTER 01MBP03CP511 LOW SIDE ISOLATION | no data | UNIT 1 GT HEADER | no data | GATE VALVE | FGS | LP-01208 | OPEN | no data | GF | 1" | no data
| 01MBP03AA851 | UNIT 1 PILOT TOPHAT PRESSURE TRANSMITTER 01MBP03CP166 ISOLATION | no data | UNIT 1 GT HEADER | no data | Gate valve | FGS | LP-01209 | OPEN | no data | GF | 3/4" | no data
| 01MBP03AA851 | UNIT 1 PILOT TOPHAT PRESSURE TRANSMITTER 01MBP03CP166 ISOLATION | no data | UNIT 1 GT HEADER | no data | GATE VALVE | FGS | LP-01209 | OPEN | no data | GF | 3/4" | no data
| 01MBP03AA852 | UNIT 1 PILOT TOPHAT PRESSURE TRANSMITTER 01MBP03CP166 ISOLATION | no data | UNIT 1 GT HEADER | no data | Gate valve | FGS | LP-01209 | OPEN | no data | GF | 3/4" | no data
| 01MBP03AA852 | UNIT 1 PILOT TOPHAT PRESSURE TRANSMITTER 01MBP03CP166 ISOLATION | no data | UNIT 1 GT HEADER | no data | GATE VALVE | FGS | LP-01209 | OPEN | no data | GF | 3/4" | no data
| 01MBP03AA855 | UNIT 1 PILOT TOPHAT DP TRANSMITTER 01MBP03CP541 HIGH SIDE ISOLATION | no data | UNIT 1 GT HEADER | no data | Gate valve | FGS | LP-01209 | OPEN | no data | GF | 1" | no data
| 01MBP03AA855 | UNIT 1 PILOT TOPHAT DP TRANSMITTER 01MBP03CP541 HIGH SIDE ISOLATION | no data | UNIT 1 GT HEADER | no data | GATE VALVE | FGS | LP-01209 | OPEN | no data | GF | 1" | no data
| 01MBP03AA856 | UNIT 1 PILOT TOPHAT DP TRANSMITTER 01MBP03CP541 HIGH SIDE ISOLATION | no data | UNIT 1 GT HEADER | no data | Gate valve | FGS | LP-01209 | OPEN | no data | GF | 1" | no data
| 01MBP03AA856 | UNIT 1 PILOT TOPHAT DP TRANSMITTER 01MBP03CP541 HIGH SIDE ISOLATION | no data | UNIT 1 GT HEADER | no data | GATE VALVE | FGS | LP-01209 | OPEN | no data | GF | 1" | no data
| 01MBP03AA857 | UNIT 1 PILOT TOPHAT DP TRANSMITTER 01MBP03CP541 LOW SIDE ISOLATION | no data | UNIT 1 GT HEADER | no data | Gate valve | FGS | LP-01209 | OPEN | no data | GF | 1" | no data
| 01MBP03AA857 | UNIT 1 PILOT TOPHAT DP TRANSMITTER 01MBP03CP541 LOW SIDE ISOLATION | no data | UNIT 1 GT HEADER | no data | GATE VALVE | FGS | LP-01209 | OPEN | no data | GF | 1" | no data
| 01MBP03AA858 | UNIT 1 PILOT TOPHAT DP TRANSMITTER 01MBP03CP541 LOW SIDE ISOLATION | no data | UNIT 1 GT HEADER | no data | Gate valve | FGS | LP-01209 | OPEN | no data | GF | 1" | no data
| 01MBP03AA858 | UNIT 1 PILOT TOPHAT DP TRANSMITTER 01MBP03CP541 LOW SIDE ISOLATION | no data | UNIT 1 GT HEADER | no data | GATE VALVE | FGS | LP-01209 | OPEN | no data | GF | 1" | no data
| 01MBP03AA900 | UNIT 1 PILOT "A" RING DRAIN | no data | UNIT 1 GT HEADER | no data | Gate valve | FGS | LP-01207 | CLOSED | no data | GF | 1" | no data
| 01MBP03AA900 | UNIT 1 PILOT "A" RING DRAIN | no data | UNIT 1 GT HEADER | no data | GATE VALVE | FGS | LP-01207 | CLOSED | no data | GF | 1" | no data
| 01MBP03AA901 | UNIT 1 PILOT "A" RING DRAIN | no data | UNIT 1 GT HEADER | no data | Gate valve | FGS | LP-01207 | CLOSED | no data | GF | 1" | no data
| 01MBP03AA901 | UNIT 1 PILOT "A" RING DRAIN | no data | UNIT 1 GT HEADER | no data | GATE VALVE | FGS | LP-01207 | CLOSED | no data | GF | 1" | no data
| 01MBP03AA910 | UNIT 1 MAIN "A" RING DRAIN | no data | UNIT 1 GT HEADER | no data | Gate valve | FGS | LP-01205 | CLOSED | no data | GF | 1" | no data
| 01MBP03AA910 | UNIT 1 MAIN "A" RING DRAIN | no data | UNIT 1 GT HEADER | no data | GATE VALVE | FGS | LP-01205 | CLOSED | no data | GF | 1" | no data
| 01MBP03AA911 | UNIT 1 MAIN "A" RING DRAIN | no data | UNIT 1 GT HEADER | no data | Gate valve | FGS | LP-01205 | CLOSED | no data | GF | 1" | no data
| 01MBP03AA911 | UNIT 1 MAIN "A" RING DRAIN | no data | UNIT 1 GT HEADER | no data | GATE VALVE | FGS | LP-01205 | CLOSED | no data | GF | 1" | no data
| 01MBP03AA920 | UNIT 1 MAIN "B" RING DRAIN | no data | UNIT 1 GT HEADER | no data | Gate valve | FGS | LP-01206 | CLOSED | no data | GF | 1" | no data
| 01MBP03AA920 | UNIT 1 MAIN "B" RING DRAIN | no data | UNIT 1 GT HEADER | no data | GATE VALVE | FGS | LP-01206 | CLOSED | no data | GF | 1" | no data
| 01MBP03AA921 | UNIT 1 MAIN "B" RING DRAIN | no data | UNIT 1 GT HEADER | no data | Gate valve | FGS | LP-01206 | CLOSED | no data | GF | 1" | no data
| 01MBP03AA921 | UNIT 1 MAIN "B" RING DRAIN | no data | UNIT 1 GT HEADER | no data | GATE VALVE | FGS | LP-01206 | CLOSED | no data | GF | 1" | no data
| 01MBP03AA930 | UNIT 1 PILOT "B" RING DRAIN | no data | UNIT 1 GT HEADER | no data | Gate valve | FGS | LP-01208 | CLOSED | no data | GF | 1" | no data
| 01MBP03AA930 | UNIT 1 PILOT "B" RING DRAIN | no data | UNIT 1 GT HEADER | no data | GATE VALVE | FGS | LP-01208 | CLOSED | no data | GF | 1" | no data
| 01MBP03AA931 | UNIT 1 PILOT "B" RING DRAIN | no data | UNIT 1 GT HEADER | no data | Gate valve | FGS | LP-01208 | CLOSED | no data | GF | 1" | no data
| 01MBP03AA931 | UNIT 1 PILOT "B" RING DRAIN | no data | UNIT 1 GT HEADER | no data | GATE VALVE | FGS | LP-01208 | CLOSED | no data | GF | 1" | no data
| 01MBP03AA940 | UNIT 1 PILOT TOPHAT RING DRAIN | no data | UNIT 1 GT HEADER | no data | Gate valve | FGS | LP-01209 | CLOSED | no data | GF | 1" | no data
| 01MBP03AA940 | UNIT 1 PILOT TOPHAT RING DRAIN | no data | UNIT 1 GT HEADER | no data | GATE VALVE | FGS | LP-01209 | CLOSED | no data | GF | 1" | no data
| 01MBP03AA941 | UNIT 1 PILOT TOPHAT RING DRAIN | no data | UNIT 1 GT HEADER | no data | Gate valve | FGS | LP-01209 | CLOSED | no data | GF | 1" | no data
| 01MBP03AA941 | UNIT 1 PILOT TOPHAT RING DRAIN | no data | UNIT 1 GT HEADER | no data | GATE VALVE | FGS | LP-01209 | CLOSED | no data | GF | 1" | no data
no data | 01MBR01AA803 | no data | no data | no data | no data | Gate valve | MBSHI | LP-01216 | no data | no data | EG | 3/4" | no data
no data | 01MBR01AA803 | no data | no data | no data | no data | GATE VALVE | MBSHIVL | LP-01216 | no data | no data | EG | 3/4" | no data
no data | 01MBR01AA804 | no data | no data | no data | no data | Gate valve | MBSHI | LP-01216 | no data | no data | EG | 3/4" | no data
no data | 01MBR01AA804 | no data | no data | no data | no data | GATE VALVE | MBSHIVL | LP-01216 | no data | no data | EG | 3/4" | no data
no data | 01MBR01AA805 | no data | no data | no data | no data | Gate valve | MBSHI | LP-01216 | no data | no data | EG | 3/4" | no data
no data | 01MBR01AA805 | no data | no data | no data | no data | GATE VALVE | MBSHIVL | LP-01216 | no data | no data | EG | 3/4" | no data
no data | 01MBV01AA827 | no data | no data | no data | no data | GLOBE VALVE | MBSHIVL | LP-01192 | no data | no data | LO | 1" | no data
no data | 01MBV02AA832 | no data | no data | no data | no data | Gate valve | MBSHI | LP-01192 | no data | no data | LO | 1" | no data
no data | 01MBV03AA811 | no data | no data | no data | no data | Globe valve | MBSHI | LP-01192 | no data | no data | LO | 1/4" | no data
no data | 01MBV03AA811 | no data | no data | no data | no data | GLOBE VALVE | MBSHIVL | LP-01192 | no data | no data | AC | 1/4" | no data
no data | 01MBV03AA812 | no data | no data | no data | no data | Gate valve | MBSHI | LP-01192 | no data | no data | LO | 1/4" | no data
no data | 01MBV03AA812 | no data | no data | no data | no data | GATE VALVE | MBSHIVL | LP-01192 | no data | no data | AC | 1/4" | no data
no data | 01MBV03AA813 | no data | no data | no data | no data | Gate valve | MBSHI | LP-01192 | no data | no data | AC | 1/4" | no data
no data | 01MBV03AA813 | no data | no data | no data | no data | GATE VALVE | MBSHIVL | LP-01192 | no data | no data | AC | 1/4" | no data
no data | 01MBV03AA827 | no data | no data | no data | no data | Globe valve | MBSHI | LP-01192 | no data | no data | LO | 1" | no data
no data | 01MBV05AA923 | no data | no data | no data | no data | Gate valve | MBSHI | LP-01192 | no data | no data | LO | 1" | no data
no data | 01MBX01AA103 | no data | no data | no data | no data | GATE VALVE | MBSHIVL | LP-01197 | no data | no data | OH | 1" | no data
no data | 01MBX01AA104 | no data | no data | no data | no data | GATE VALVE | MBSHIVL | LP-01197 | no data | no data | OH | 1" | no data
no data | 01MBX01AA203 | no data | no data | no data | no data | GATE VALVE | MBSHIVL | LP-01197 | no data | no data | OH | 1" | no data
no data | 01MBX01AA204 | no data | no data | no data | no data | GATE VALVE | MBSHIVL | LP-01197 | no data | no data | OH | 1" | no data
no data | 01-MOV-AXS321 | no data | no data | no data | UNIT 1 ISOLATION | no data | AXS | PD-123A | no data | no data | Steam | 6" | no data
no data | 01-MOV-BFW139 | no data | no data | no data | BFP A IP DISCHARGE ISOLATION MOV | no data | BFW | PD-060A | no data | no data | Water | 6" | no data
no data | 01-MOV-BFW145 | no data | no data | no data | BFP A HP DISCHARGE ISOLATION MOV | no data | BFW | PD-061A | no data | no data | Water | 10" | no data
no data | 01-MOV-BFW179 | no data | no data | no data | BFP B IP DISCHARGE ISOLATION MOV | no data | BFW | PD-060A | no data | no data | Water | 6" | no data
no data | 01-MOV-BFW185 | no data | no data | no data | BFP B HP DISCHARGE ISOLATION MOV | no data | BFW | PD-061A | no data | no data | Water | 10" | no data
no data | 01-MOV-CND201 | no data | no data | no data | CONDENSATE IRON FILTER AUTOMATIC ISOLATION | no data | CND | PD-052A | no data | no data | Water | 12" | no data
no data | 01-MOV-CND211 | no data | no data | no data | CONDENSATE IRON FILTER AUTOMATIC ISOLATION | no data | CND | PD-052A | no data | no data | Water | 12" | no data
no data | 01-MOV-CND221 | no data | no data | no data | CONDENSATE IRON FILTER AUTOMATIC BYPASS | no data | CND | PD-052A | no data | no data | Water | 12" | no data
no data | 01-MOV-CND-814COP | no data | no data | no data | STEAM VALVE, ROW 1 | MOTOR | HLTCACC | 11737.0 | no data | no data | STEAM | 140" | no data
no data | 01-MOV-CND-815COP | no data | no data | no data | STEAM VALVE, ROW 2 | MOTOR | HLTCACC | 11737.0 | no data | no data | STEAM | 140" | no data
no data | 01MOVHBD901 | no data | no data | no data | HP BD MANIFOLD DRAIN | MOVDIG | no data | 2080_00007‐1 | no data | no data | Water | 2" | no data
no data | 01MOVHBD902 | no data | no data | no data | IP BD MANIFOLD DRAIN | MOVDIG | no data | 2080_00007‐1 | no data | no data | Water | 2" | no data
no data | 01MOVHBD903 | no data | no data | no data | LP BD MANIFOLD DRAIN | MOVDIG | no data | 2080_00007‐1 | no data | no data | Water | 2" | no data
no data | 01MOVHHS901 | no data | no data | no data | HP FEEDWATER STOP | MOVDIG | no data | 2080_00005‐1 | no data | no data | Water | 12" | no data
no data | 01MOVHHS902 | no data | no data | no data | HP ECONOMIZER VENT | MOVDIG | no data | 2080_00005‐1 | no data | no data | Water | 2" | no data
no data | 01MOVHHS903 | no data | no data | no data | HP CASCADING BLOW DOWN ISOLATION | MOVDIG | no data | 2080_00005‐2 | no data | no data | Water | 2 1/2" | no data
no data | 01MOVHHS904 | no data | no data | no data | HP SPARGING STEAM | MOVDIG | no data | 2080_00005‐2 | no data | no data | Steam | 4" | no data
no data | 01MOVHHS905 | no data | no data | no data | HP SUPERHEATER OUTLET VENT | MOVDIG | no data | 2080_00005‐3 | no data | no data | Steam | 2" | no data
no data | 01MOVHHS906 | no data | no data | no data | HP STEAM OUTLET STOP | MOVDIG | no data | 2080_00005‐3 | no data | no data | Steam | 16" | no data
no data | 01MOVHHS907 | no data | no data | no data | HP STEAM OUTLET STOP VALVE BYPASS | MOVDIG | no data | 2080_00005‐3 | no data | no data | Steam | 12" | no data
no data | 01MOVHHS908 | no data | no data | no data | HP ATTEMPERATOR SPRAY WATER STOP | MOVDIG | no data | 2080_00005‐3 | no data | no data | Water | 2" | no data
no data | 01MOVHHS909 | no data | no data | no data | HP INTERMITTENT BLOWDOWN STOP | MOVDIG | no data | 2080_00007‐1 | no data | no data | Water | 2 1/2" | no data
no data | 01MOVHHS910 | no data | no data | no data | HP SH #1 DRAIN POT STOP | MOVDIG | no data | 2080_00007‐1 | no data | no data | Water | 2" | no data
no data | 01MOVHHS911 | no data | no data | no data | HP ATTEMPERATOR DRAIN POT STOP | MOVDIG | no data | 2080_00007‐1 | no data | no data | Water | 2" | no data
no data | 01MOVHHS912 | no data | no data | no data | HP INTERMITTENT BLOWDOWN STOP | MOVDIG | no data | 2080_00007‐1 | no data | no data | Water | 2 1/2" | no data
no data | 01MOVHHS913 | no data | no data | no data | HP SUPERHEATER OUTLET VENT | MOVDIG | no data | 2080_00005‐3 | no data | no data | Steam | 2" | no data
no data | 01MOVHIS901 | no data | no data | no data | IP FEEDWATER INLET STOP VALVE | MOVDIG | no data | 2080_00004‐1 | no data | no data | Water | 6" | no data
no data | 01MOVHIS902 | no data | no data | no data | IP SUPERHEATER OUTLET VENT | MOVDIG | no data | 2080_00004‐3 | no data | no data | Steam | 2" | no data
no data | 01MOVHIS903 | no data | no data | no data | IP ECONOMIZER VENT STOP | MOVDIG | no data | 2080_00004‐1 | no data | no data | Water | 2" | no data
no data | 01MOVHIS904 | no data | no data | no data | IP FEEDWATER FGH STOP VALVE | MOVDIG | no data | 2080_00004‐1 | no data | no data | Water | 4" | no data
no data | 01MOVHIS905 | no data | no data | no data | IP CONTINUOUS BLOWDOWN STOP | MOVDIG | no data | 2080_00007‐1 | no data | no data | Water | 2" | no data
no data | 01MOVHIS906 | no data | no data | no data | IP SUPERHEATER OUTLET VENT | MOVDIG | no data | 2080_00004‐3 | no data | no data | Steam | 2" | no data
no data | 01MOVHIS908 | no data | no data | no data | IP STEAM STOP | MOVDIG | no data | 2080_00004‐3 | no data | no data | Steam | 8" | no data
no data | 01MOVHIS909 | no data | no data | no data | IP SPARGING STEAM STOP | MOVDIG | no data | 2080_00004‐2 | no data | no data | Steam | 3" | no data
no data | 01MOVHIS910 | no data | no data | no data | IP TO DA PEGGING | MOVDIG | no data | 2080_00004‐2 | no data | no data | Steam | 3" | no data
no data | 01MOVHIS915 | no data | no data | no data | IP DRAIN POT STOP | MOVDIG | no data | 2080_00007‐1 | no data | no data | Water | 2" | no data
no data | 01MOVHIS916 | no data | no data | no data | IP INTERMITTENT BLOWDOWN STOP | MOVDIG | no data | 2080_00007‐1 | no data | no data | Water | 2 1/2" | no data
no data | 01MOVHIS917 | no data | no data | no data | IP INTERMITTENT BLOWDOWN STOP | MOVDIG | no data | 2080_00007‐1 | no data | no data | Water | 2 1/2" | no data
no data | 01MOVHIS918 | no data | no data | no data | IP OUTLET DRAIN POT STOP | MOVDIG | no data | 2080_00007‐1 | no data | no data | Water | 2" | no data
no data | 01MOVHLS901 | no data | no data | no data | LP FEEDWATER INLET STOP | MOVDIG | no data | 2080_00006‐1 | no data | no data | Water | 10" | no data
no data | 01MOVHLS902 | no data | no data | no data | LP SUPERHEATER OUTLET VENT | MOVDIG | no data | 2080_00003‐2 | no data | no data | Steam | 2" | no data
no data | 01MOVHLS904 | no data | no data | no data | LP STEAM SPARGING | MOVDIG | no data | 2080_00003‐1 | no data | no data | Steam | 3" | no data
no data | 01MOVHLS905 | no data | no data | no data | LP STEAM STARTUP VENT STOP | MOVDIG | no data | 2080_00003‐2 | no data | no data | Steam | 2" | no data
no data | 01MOVHLS906 | no data | no data | no data | LP STEAM OUTLET STOP | MOVDIG | no data | 2080_00003‐2 | no data | no data | Steam | 14" | no data
no data | 01MOVHLS907 | no data | no data | no data | LP ECONOMIZER VENT | MOVDIG | no data | 2080_00006‐1 | no data | no data | Water | 2" | no data
no data | 01MOVHLS908 | no data | no data | no data | LP INTERMITTENT BLOWDOWN STOP | MOVDIG | no data | 2080_00007‐1 | no data | no data | Water | 2 1/2" | no data
no data | 01MOVHRS904 | no data | no data | no data | REHEAT OUTLET STARTUP VENT STOP | MOVDIG | no data | 2080_00004‐4 | no data | no data | Steam | 4" | no data
no data | 01MOVHRS911 | no data | no data | no data | REHEAT VENT | MOVDIG | no data | 2080_00004‐4 | no data | no data | Steam | 4" | no data
no data | 01MOVHRS912 | no data | no data | no data | RHT ATTEMPERATOR SPRAY WATER STOP | MOVDIG | no data | 2080_00004‐4 | no data | no data | Water | 2 1/2" | no data
no data | 01MOVHRS914 | no data | no data | no data | REHEAT ATTEMPERATOR LOOP DRAIN POT | MOVDIG | no data | 2080_00007‐1 | no data | no data | Water | 2 1/2" | no data
no data | 01MPV01AA001 | no data | no data | no data | no data | Gate valve | MBSHI | LP-01191 | no data | no data | LO | 3" | no data
no data | 01MPV01AA002 | no data | no data | no data | no data | Globe valve | MBSHI | LP-01191 | no data | no data | LO | 1" | no data
no data | 01MPV01AA002 | no data | no data | no data | no data | GLOBE VALVE | MBSHIVL | LP-01191 | no data | no data | LO | 1" | no data
no data | 01MPV01AA003 | no data | no data | no data | no data | Ball valve | MBSHI | LP-01191 | no data | no data | LO | 3" | no data
no data | 01MPV01AA003 | no data | no data | no data | no data | BALL VALVE | MBSHIVL | LP-01191 | no data | no data | LO | 3" | no data
no data | 01MPV01AA004 | no data | no data | no data | no data | Gate valve | MBSHI | LP-01191 | no data | no data | LO | 3" | no data
no data | 01MPV01AA004 | no data | no data | no data | no data | GATE VALVE | MBSHIVL | LP-01191 | no data | no data | LO | 3" | no data
no data | 01MPV01AA013 | no data | no data | no data | no data | Gate valve | MBSHI | LP-01191 | no data | no data | LO | 2-1/2" | no data
no data | 01MPV01AA013 | no data | no data | no data | no data | GATE VALVE | MBSHIVL | LP-01191 | no data | no data | LO | 2-1/2" | no data
no data | 01MPV01AA101 | no data | no data | no data | no data | Check valve | MBSHI | LP-01191 | no data | no data | LO | 8" | no data
no data | 01MPV01AA101 | no data | no data | no data | no data | CHECK VALVE | MBSHIVL | LP-01191 | no data | no data | LO | 8" | no data
no data | 01MPV01AA102 | no data | no data | no data | no data | Check valve | MBSHI | LP-01191 | no data | no data | LO | 8" | no data
no data | 01MPV01AA102 | no data | no data | no data | no data | CHECK VALVE | MBSHIVL | LP-01191 | no data | no data | LO | 8" | no data
no data | 01MPV01AA104 | no data | no data | no data | no data | 3-WAY GLOBE VALVE | MBSHIVL | LP-01193 | no data | no data | LO | 8" | no data
no data | 01MPV01AA105 | no data | no data | no data | no data | 3-way globe valve | MBSHI | LP-01193 | no data | no data | LO | 10" | no data
no data | 01MPV01AA105 | no data | no data | no data | no data | 3-WAY GLOBE VALVE | MBSHIVL | LP-01193 | no data | no data | LO | 8" | no data
no data | 01MPV01AA106 | no data | no data | no data | no data | Ball valve | MBSHI | LP-01193 | no data | no data | LO | 1" | no data
no data | 01MPV01AA106 | no data | no data | no data | no data | BALL VALVE | MBSHIVL | LP-01193 | no data | no data | LO | 1" | no data
no data | 01MPV01AA107 | no data | no data | no data | no data | Globe valve | MBSHI | LP-01192 | no data | no data | LO | 1/2" | no data
no data | 01MPV01AA108 | no data | no data | no data | no data | Globe valve | MBSHI | LP-01192 | no data | no data | LO | 1/2" | no data
no data | 01MPV01AA109 | no data | no data | no data | no data | Needle valve | MBSHI | LP-01191 | no data | no data | LO | 1/2" | no data
no data | 01MPV01AA109 | no data | no data | no data | no data | NEEDLE VALVE | MBSHIVL | LP-01191 | no data | no data | LO | 1/2" | no data
no data | 01MPV01AA110 | no data | no data | no data | no data | Globe valve | MBSHI | LP-01192 | no data | no data | LO | 1/2" | no data
no data | 01MPV01AA114 | no data | no data | no data | no data | Gate valve | MBSHI | LP-01191 | no data | no data | LO | 2-1/2" | no data
no data | 01MPV01AA125 | no data | no data | no data | no data | Ball valve | MBSHI | LP-01191 | no data | no data | LO | 3/4" | no data
no data | 01MPV01AA125 | no data | no data | no data | no data | BALL VALVE | MBSHIVL | LP-01191 | no data | no data | LO | 3/4" | no data
no data | 01MPV01AA201 | no data | no data | no data | no data | Globe valve | MBSHI | LP-01192 | no data | no data | LO | 3/4" | no data
no data | 01MPV01AA202 | no data | no data | no data | no data | Globe valve | MBSHI | LP-01192 | no data | no data | LO | 3/4" | no data
no data | 01MPV01AA203 | no data | no data | no data | no data | Globe valve | MBSHI | LP-01192 | no data | no data | LO | 3/4" | no data
no data | 01MPV01AA204 | no data | no data | no data | no data | Globe valve | MBSHI | LP-01192 | no data | no data | LO | 3/4" | no data
no data | 01MPV01AA401 | no data | no data | no data | no data | Check valve | MBSHI | LP-01191 | no data | no data | LO | 8" | no data
no data | 01MPV01AA401 | no data | no data | no data | no data | CHECK VALVE | MBSHIVL | LP-01191 | no data | no data | LO | 8" | no data
no data | 01MPV01AA501 | no data | no data | no data | no data | Ball valve | MBSHI | LP-01193 | no data | no data | LO | 1-1/2" | no data
no data | 01MPV01AA501 | no data | no data | no data | no data | BALL VALVE | MBSHIVL | LP-01193 | no data | no data | LO | 4" | no data
no data | 01MPV01AA502 | no data | no data | no data | no data | Ball valve | MBSHI | LP-01193 | no data | no data | LO | 1-1/2" | no data
no data | 01MPV01AA502 | no data | no data | no data | no data | BALL VALVE | MBSHIVL | LP-01193 | no data | no data | LO | 4" | no data
no data | 01MPV01AA503 | no data | no data | no data | no data | Ball valve | MBSHI | LP-01193 | no data | no data | LO | 1-1/2" | no data
no data | 01MPV01AA503 | no data | no data | no data | no data | BALL VALVE | MBSHIVL | LP-01193 | no data | no data | LO | 4" | no data
no data | 01MPV01AA504 | no data | no data | no data | no data | BALL VALVE | MBSHIVL | LP-01193 | no data | no data | LO | 4" | no data
no data | 01MPV01AA512 | no data | no data | no data | no data | 3-way globe valve | MBSHI | LP-01193 | no data | no data | LO | 10" | no data
no data | 01MPV01AA801 | no data | no data | no data | no data | Gate valve | MBSHI | LP-01191 | no data | no data | LO | 3/4" | no data
no data | 01MPV01AA801 | no data | no data | no data | no data | GLOBE VALVE | MBSHIVL | LP-01191 | no data | no data | LO | 3/4" | no data
no data | 01MPV01AA802 | no data | no data | no data | no data | Gate valve | MBSHI | LP-01191 | no data | no data | LO | 3/4" | no data
no data | 01MPV01AA802 | no data | no data | no data | no data | GLOBE VALVE | MBSHIVL | LP-01191 | no data | no data | LO | 3/4" | no data
no data | 01MPV01AA803 | no data | no data | no data | no data | Gate valve | MBSHI | LP-01191 | no data | no data | LO | 2" | no data
no data | 01MPV01AA803 | no data | no data | no data | no data | GATE VALVE | MBSHIVL | LP-01191 | no data | no data | LO | 2" | no data
no data | 01MPV01AA804 | no data | no data | no data | no data | Gate valve | MBSHI | LP-01191 | no data | no data | LO | 2" | no data
no data | 01MPV01AA804 | no data | no data | no data | no data | GATE VALVE | MBSHIVL | LP-01191 | no data | no data | LO | 2" | no data
no data | 01MPV01AA812 | no data | no data | no data | no data | Gate valve | MBSHI | LP-01191 | no data | no data | LO | 3/4" | no data
no data | 01MPV01AA813 | no data | no data | no data | no data | Gate valve | MBSHI | LP-01191 | no data | no data | LO | 3/4" | no data
no data | 01MPV01AA813 | no data | no data | no data | no data | GLOBE VALVE | MBSHIVL | LP-01191 | no data | no data | LO | 3/4" | no data
no data | 01MPV01AA814 | no data | no data | no data | no data | Gate valve | MBSHI | LP-01191 | no data | no data | LO | 3/4" | no data
no data | 01MPV01AA814 | no data | no data | no data | no data | GLOBE VALVE | MBSHIVL | LP-01191 | no data | no data | LO | 3/4" | no data
no data | 01MPV01AA815 | no data | no data | no data | no data | Gate valve | MBSHI | LP-01191 | no data | no data | LO | 3/4" | no data
no data | 01MPV01AA815 | no data | no data | no data | no data | GLOBE VALVE | MBSHIVL | LP-01191 | no data | no data | LO | 3/4" | no data
no data | 01MPV01AA816 | no data | no data | no data | no data | Gate valve | MBSHI | LP-01191 | no data | no data | LO | 3/4" | no data
no data | 01MPV01AA816 | no data | no data | no data | no data | GLOBE VALVE | MBSHIVL | LP-01191 | no data | no data | LO | 3/4" | no data
no data | 01MPV01AA817 | no data | no data | no data | no data | Gate valve | MBSHI | LP-01191 | no data | no data | LO | 3/4" | no data
no data | 01MPV01AA817 | no data | no data | no data | no data | GLOBE VALVE | MBSHIVL | LP-01191 | no data | no data | LO | 3/4" | no data
no data | 01MPV01AA821 | no data | no data | no data | no data | Gate valve | MBSHI | LP-01191 | no data | no data | LO | 3/4" | no data
no data | 01MPV01AA821 | no data | no data | no data | no data | GLOBE VALVE | MBSHIVL | LP-01191 | no data | no data | LO | 3/4" | no data
no data | 01MPV01AA822 | no data | no data | no data | no data | Gate valve | MBSHI | LP-01191 | no data | no data | LO | 3/4" | no data
no data | 01MPV01AA822 | no data | no data | no data | no data | GLOBE VALVE | MBSHIVL | LP-01191 | no data | no data | LO | 3/4" | no data
no data | 01MPV01AA823 | no data | no data | no data | no data | Gate valve | MBSHI | LP-01191 | no data | no data | LO | 3/4" | no data
no data | 01MPV01AA823 | no data | no data | no data | no data | GLOBE VALVE | MBSHIVL | LP-01191 | no data | no data | LO | 3/4" | no data
no data | 01MPV01AA824 | no data | no data | no data | no data | Gate valve | MBSHI | LP-01191 | no data | no data | LO | 3/4" | no data
no data | 01MPV01AA824 | no data | no data | no data | no data | GLOBE VALVE | MBSHIVL | LP-01191 | no data | no data | LO | 3/4" | no data
no data | 01MPV01AA841 | no data | no data | no data | no data | Gate valve | MBSHI | LP-01191 | no data | no data | LO | 3/4" | no data
no data | 01MPV01AA841 | no data | no data | no data | no data | GLOBE VALVE | MBSHIVL | LP-01191 | no data | no data | LO | 3/4" | no data
no data | 01MPV01AA842 | no data | no data | no data | no data | Needle valve | MBSHI | LP-01192 | no data | no data | LO | 8" | no data
no data | 01MPV01AA843 | no data | no data | no data | no data | Globe valve | MBSHI | LP-01192 | no data | no data | LO | 1/2" | no data
no data | 01MPV01AA851 | no data | no data | no data | no data | Gate valve | MBSHI | LP-01191 | no data | no data | LO | 3/4" | no data
no data | 01MPV01AA851 | no data | no data | no data | no data | GLOBE VALVE | MBSHIVL | LP-01191 | no data | no data | LO | 3/4" | no data
no data | 01MPV01AA852 | no data | no data | no data | no data | Gate valve | MBSHI | LP-01191 | no data | no data | LO | 3/4" | no data
no data | 01MPV01AA852 | no data | no data | no data | no data | GLOBE VALVE | MBSHIVL | LP-01191 | no data | no data | LO | 3/4" | no data
no data | 01MPV01AA902 | no data | no data | no data | no data | Gate valve | MBSHI | LP-01193 | no data | no data | LO | 1" | no data
no data | 01MPV01AA902 | no data | no data | no data | no data | GLOBE VALVE | MBSHIVL | LP-01193 | no data | no data | LO | 1" | no data
no data | 01MPV01AA903 | no data | no data | no data | no data | Gate valve | MBSHI | LP-01193 | no data | no data | LO | 1" | no data
no data | 01MPV01AA903 | no data | no data | no data | no data | GLOBE VALVE | MBSHIVL | LP-01193 | no data | no data | LO | 1" | no data
no data | 01MPV01AA904 | no data | no data | no data | no data | GLOBE VALVE | MBSHIVL | LP-01193 | no data | no data | LO | 1" | no data
no data | 01MPV01AA905 | no data | no data | no data | no data | Globe valve | MBSHI | LP-01193 | no data | no data | LO | 1/2" | no data
no data | 01MPV01AA905 | no data | no data | no data | no data | GLOBE VALVE | MBSHIVL | LP-01193 | no data | no data | LO | 1" | no data
no data | 01MPV01AA906 | no data | no data | no data | no data | Globe valve | MBSHI | LP-01193 | no data | no data | LO | 1/2" | no data
no data | 01MPV01AA906 | no data | no data | no data | no data | GLOBE VALVE | MBSHIVL | LP-01193 | no data | no data | LO | 1" | no data
no data | 01MPV01AA907 | no data | no data | no data | no data | Globe valve | MBSHI | LP-01193 | no data | no data | LO | 1/2" | no data
no data | 01MPV01AA907 | no data | no data | no data | no data | GLOBE VALVE | MBSHIVL | LP-01193 | no data | no data | LO | 1" | no data
no data | 01MPV01AA910 | no data | no data | no data | no data | Gate valve | MBSHI | LP-01193 | no data | no data | LO | 1" | no data
no data | 01MPV01AA910 | no data | no data | no data | no data | GLOBE VALVE | MBSHIVL | LP-01193 | no data | no data | LO | 1" | no data
no data | 01MPV01AA911 | no data | no data | no data | no data | Globe valve | MBSHI | LP-01191 | no data | no data | LO | 1-1/2" | no data
no data | 01MPV01AA911 | no data | no data | no data | no data | GLOBE VALVE | MBSHIVL | LP-01191 | no data | no data | LO | 1-1/2" | no data
no data | 01MPV01AA912 | no data | no data | no data | no data | Globe valve | MBSHI | LP-01191 | no data | no data | LO | 1-1/2" | no data
no data | 01MPV01AA912 | no data | no data | no data | no data | GLOBE VALVE | MBSHIVL | LP-01191 | no data | no data | LO | 1-1/2" | no data
no data | 01MPV01AA914 | no data | no data | no data | no data | Globe valve | MBSHI | LP-01191 | no data | no data | LO | 1-1/2" | no data
no data | 01MPV01AA914 | no data | no data | no data | no data | GLOBE VALVE | MBSHIVL | LP-01191 | no data | no data | LO | 1-1/2" | no data
no data | 01MPV01AA915 | no data | no data | no data | no data | Globe valve | MBSHI | LP-01191 | no data | no data | LO | 1-1/2" | no data
no data | 01MPV01AA915 | no data | no data | no data | no data | GLOBE VALVE | MBSHIVL | LP-01191 | no data | no data | LO | 1-1/2" | no data
no data | 01MPV01AA918 | no data | no data | no data | no data | Globe valve | MBSHI | LP-01191 | no data | no data | LO | 1" | no data
no data | 01MPV01AA918 | no data | no data | no data | no data | GLOBE VALVE | MBSHIVL | LP-01191 | no data | no data | LO | 1" | no data
no data | 01MPV01AA919 | no data | no data | no data | no data | Globe valve | MBSHI | LP-01191 | no data | no data | LO | 1" | no data
no data | 01MPV01AA919 | no data | no data | no data | no data | GLOBE VALVE | MBSHIVL | LP-01191 | no data | no data | LO | 1" | no data
no data | 01MPV01AA920 | no data | no data | no data | no data | Ball valve | MBSHI | LP-01193 | no data | no data | LO | 1" | no data
no data | 01MPV01AA920 | no data | no data | no data | no data | GATE VALVE | MBSHIVL | LP-01193 | no data | no data | LO | 1" | no data
no data | 01MPV01AA930 | no data | no data | no data | no data | Globe valve | MBSHI | LP-01191 | no data | no data | LO | 1" | no data
no data | 01MPV01AA930 | no data | no data | no data | no data | GLOBE VALVE | MBSHIVL | LP-01191 | no data | no data | LO | 1" | no data
no data | 01MPV01AA931 | no data | no data | no data | no data | Gate valve | MBSHI | LP-01193 | no data | no data | LO | 1" | no data
no data | 01MPV01AA931 | no data | no data | no data | no data | GLOBE VALVE | MBSHIVL | LP-01193 | no data | no data | LO | 1" | no data
no data | 01MPV01AA932 | no data | no data | no data | no data | Gate valve | MBSHI | LP-01193 | no data | no data | LO | 1" | no data
no data | 01MPV01AA932 | no data | no data | no data | no data | GLOBE VALVE | MBSHIVL | LP-01193 | no data | no data | LO | 1" | no data
no data | 01MPV01AA933 | no data | no data | no data | no data | GATE VALVE | MBSHIVL | LP-01191 | no data | no data | LO | 3/4" | no data
no data | 01MPV03AA201 | no data | no data | no data | no data | Butterfly valve | MBSHI | LP-01194 | no data | no data | LO | 10" | no data
no data | 01MPV03AA201 | no data | no data | no data | no data | BUTTERFLY VALVE | MBSHIVL | LP-01194 | no data | no data | LO | 8" | no data
no data | 01MPV03AA202 | no data | no data | no data | no data | Butterfly valve | MBSHI | LP-01194 | no data | no data | LO | 10" | no data
no data | 01MPV03AA202 | no data | no data | no data | no data | BUTTERFLY VALVE | MBSHIVL | LP-01194 | no data | no data | LO | 8" | no data
no data | 01MPV03AA204 | no data | no data | no data | no data | Butterfly valve | MBSHI | LP-01194 | no data | no data | LO | 10" | no data
no data | 01MPV03AA204 | no data | no data | no data | no data | BUTTERFLY VALVE | MBSHIVL | LP-01194 | no data | no data | LO | 8" | no data
no data | 01MPV03AA207 | no data | no data | no data | no data | Butterfly valve | MBSHI | LP-01194 | no data | no data | LO | 10" | no data
no data | 01MPV03AA207 | no data | no data | no data | no data | BUTTERFLY VALVE | MBSHIVL | LP-01194 | no data | no data | LO | 8" | no data
no data | 01MPV03AA208 | no data | no data | no data | no data | Butterfly valve | MBSHI | LP-01194 | no data | no data | LO | 10" | no data
no data | 01MPV03AA208 | no data | no data | no data | no data | BUTTERFLY VALVE | MBSHIVL | LP-01194 | no data | no data | LO | 8" | no data
no data | 01MPV03AA209 | no data | no data | no data | no data | BUTTERFLY VALVE | MBSHIVL | LP-01194 | no data | no data | LO | 8" | no data
no data | 01MPV03AA301 | no data | no data | no data | no data | Check valve | MBSHI | LP-01194 | no data | no data | LO | 10" | no data
no data | 01MPV03AA301 | no data | no data | no data | no data | CHECK VALVE | MBSHIVL | LP-01194 | no data | no data | LO | 8" | no data
no data | 01MPV03AA302 | no data | no data | no data | no data | Check valve | MBSHI | LP-01194 | no data | no data | LO | 10" | no data
no data | 01MPV03AA302 | no data | no data | no data | no data | CHECK VALVE | MBSHIVL | LP-01194 | no data | no data | LO | 8" | no data
no data | 01MPV03AA801 | no data | no data | no data | no data | Ball valve | MBSHI | LP-01194 | no data | no data | LO | 3/4" | no data
no data | 01MPV03AA801 | no data | no data | no data | no data | GLOBE VALVE | MBSHIVL | LP-01194 | no data | no data | LO | 3/4" | no data
no data | 01MPV03AA802 | no data | no data | no data | no data | Ball valve | MBSHI | LP-01194 | no data | no data | LO | 3/4" | no data
no data | 01MPV03AA802 | no data | no data | no data | no data | GLOBE VALVE | MBSHIVL | LP-01194 | no data | no data | LO | 3/4" | no data
no data | 01MPV03AA902 | no data | no data | no data | no data | Ball valve | MBSHI | LP-01194 | no data | no data | LO | 1" | no data
no data | 01MPV03AA902 | no data | no data | no data | no data | GLOBE VALVE | MBSHIVL | LP-01194 | no data | no data | LO | 1" | no data
no data | 01MPV03AA903 | no data | no data | no data | no data | Ball valve | MBSHI | LP-01194 | no data | no data | LO | 1" | no data
no data | 01MPV03AA903 | no data | no data | no data | no data | GLOBE VALVE | MBSHIVL | LP-01194 | no data | no data | LO | 1" | no data
no data | 01MPV21AA101 | no data | no data | no data | no data | Gate valve | MBSHI | LP-01191 | no data | no data | LO | 3" | no data
no data | 01MPV21AA103 | no data | no data | no data | no data | Check valve | MBSHI | LP-01195 | no data | no data | LO | 1-1/2" | no data
no data | 01MPV21AA103 | no data | no data | no data | no data | CHECK VALVE | MBSHIVL | LP-01195 | no data | no data | LO | 2" | no data
no data | 01MPV21AA106 | no data | no data | no data | no data | Gate valve | MBSHI | LP-01195 | no data | no data | LO | 1-1/2" | no data
no data | 01MPV21AA106 | no data | no data | no data | no data | GATE VALVE | MBSHIVL | LP-01195 | no data | no data | LO | 2" | no data
no data | 01MPV21AA108 | no data | no data | no data | no data | Gate valve | MBSHI | LP-01195 | no data | no data | LO | 1-1/2" | no data
no data | 01MPV21AA801 | no data | no data | no data | no data | Ball valve | MBSHI | LP-01195 | no data | no data | LO | 3/4" | no data
no data | 01MPV21AA801 | no data | no data | no data | no data | GLOBE VALVE | MBSHIVL | LP-01195 | no data | no data | LO | 3/4" | no data
no data | 01MPV21AA802 | no data | no data | no data | no data | Ball valve | MBSHI | LP-01195 | no data | no data | LO | 3/4" | no data
no data | 01MPV21AA802 | no data | no data | no data | no data | GLOBE VALVE | MBSHIVL | LP-01195 | no data | no data | LO | 3/4" | no data
no data | 01MPV21AA803 | no data | no data | no data | no data | Globe valve | MBSHI | LP-01195 | no data | no data | LO | 3/4" | no data
no data | 01MPV21AA803 | no data | no data | no data | no data | GLOBE VALVE | MBSHIVL | LP-01195 | no data | no data | LO | 3/4" | no data
no data | 01MPV21AA804 | no data | no data | no data | no data | Globe valve | MBSHI | LP-01195 | no data | no data | LO | 3/4" | no data
no data | 01MPV21AA804 | no data | no data | no data | no data | GLOBE VALVE | MBSHIVL | LP-01195 | no data | no data | LO | 3/4" | no data
no data | 01MPV21AA807 | no data | no data | no data | no data | Needle valve | MBSHI | LP-01195 | no data | no data | LO | 1/2" | no data
no data | 01MPV21AA807 | no data | no data | no data | no data | GLOBE VALVE | MBSHIVL | LP-01195 | no data | no data | LO | 1/2" | no data
no data | 01MPV21AA808 | no data | no data | no data | no data | Needle valve | MBSHI | LP-01195 | no data | no data | LO | 1/2" | no data
no data | 01MPV21AA808 | no data | no data | no data | no data | GLOBE VALVE | MBSHIVL | LP-01195 | no data | no data | LO | 1/2" | no data
no data | 01MPV21AA809 | no data | no data | no data | no data | Ball valve | MBSHI | LP-01195 | no data | no data | LO | 3/4" | no data
no data | 01MPV21AA809 | no data | no data | no data | no data | GLOBE VALVE | MBSHIVL | LP-01195 | no data | no data | LO | 3/4" | no data
no data | 01MPV21AA810 | no data | no data | no data | no data | GLOBE VALVE | MBSHIVL | LP-01195 | no data | no data | LO | 3/4" | no data
no data | 01MPV21AA901 | no data | no data | no data | no data | GLOBE VALVE | MBSHIVL | LP-01195 | no data | no data | LO | 3/4" | no data
no data | 01MPV21AA902 | no data | no data | no data | no data | Globe valve | MBSHI | LP-01195 | no data | no data | LO | 3/4" | no data
no data | 01MPV21AA902 | no data | no data | no data | no data | GLOBE VALVE | MBSHIVL | LP-01195 | no data | no data | LO | 3/4" | no data
no data | 01MPV21AA903 | no data | no data | no data | no data | Gate valve | MBSHI | LP-01195 | no data | no data | LO | 3/4" | no data
no data | 01MPV21AA903 | no data | no data | no data | no data | GLOBE VALVE | MBSHIVL | LP-01195 | no data | no data | LO | 3/4" | no data
no data | 01MPV21AA904 | no data | no data | no data | no data | GATE VALVE | MBSHIVL | LP-01195 | no data | no data | LO | 2" | no data
no data | 01MPV21AA905 | no data | no data | no data | no data | GLOBE VALVE | MBSHIVL | LP-01195 | no data | no data | LO | 3/4" | no data
no data | 01MPV21AA906 | no data | no data | no data | no data | GLOBE VALVE | MBSHIVL | LP-01195 | no data | no data | LO | 1" | no data
no data | 01MPX01AA001 | no data | no data | no data | no data | Ball valve | MBSHI | LP-01196 | no data | no data | OH | 3" | no data
no data | 01MPX01AA001 | no data | no data | no data | no data | BALL VALVE | MBSHIVL | LP-01196 | no data | no data | OH | 2-1/2" | no data
no data | 01MPX01AA004 | no data | no data | no data | no data | Ball valve | MBSHI | LP-01196 | no data | no data | OH | 3" | no data
no data | 01MPX01AA004 | no data | no data | no data | no data | BALL VALVE | MBSHIVL | LP-01196 | no data | no data | OH | 2-1/2" | no data
no data | 01MPX01AA014 | no data | no data | no data | no data | Globe valve | MBSHI | LP-01196 | no data | no data | OH | 2" | no data
no data | 01MPX01AA014 | no data | no data | no data | no data | GLOBE VALVE | MBSHIVL | LP-01196 | no data | no data | OH | 1/2" | no data
no data | 01MPX01AA015 | no data | no data | no data | no data | Check valve | MBSHI | LP-01196 | no data | no data | OH | 2" | no data
no data | 01MPX01AA015 | no data | no data | no data | no data | CHECK VALVE | MBSHIVL | LP-01196 | no data | no data | OH | 1/2" | no data
no data | 01MPX01AA053 | no data | no data | no data | no data | Check valve | MBSHI | LP-01196 | no data | no data | OH | 1/2" | no data
no data | 01MPX01AA054 | no data | no data | no data | no data | Check valve | MBSHI | LP-01196 | no data | no data | OH | 1/2" | no data
no data | 01MPX01AA102 | no data | no data | no data | no data | Ball valve | MBSHI | LP-01196 | no data | no data | OH | 1/4" | no data
no data | 01MPX01AA103 | no data | no data | no data | no data | Check valve | MBSHI | LP-01196 | no data | no data | OH | 1/4" | no data
no data | 01MPX01AA106 | no data | no data | no data | no data | Ball valve | MBSHI | LP-01196 | no data | no data | OH | 1/4" | no data
no data | 01MPX01AA106 | no data | no data | no data | no data | BALL VALVE | MBSHIVL | LP-01196 | no data | no data | OH | 1-1/4" | no data
no data | 01MPX01AA107 | no data | no data | no data | no data | Check valve | MBSHI | LP-01196 | no data | no data | OH | 1/4" | no data
no data | 01MPX01AA107 | no data | no data | no data | no data | CHECK VALVE | MBSHIVL | LP-01196 | no data | no data | OH | 1-1/4" | no data
no data | 01MPX01AA108 | no data | no data | no data | no data | BALL VALVE | MBSHIVL | LP-01196 | no data | no data | OH | 1-1/4" | no data
no data | 01MPX01AA109 | no data | no data | no data | no data | CHECK VALVE | MBSHIVL | LP-01196 | no data | no data | OH | 1-1/4" | no data
no data | 01MPX01AA114 | no data | no data | no data | no data | Check valve | MBSHI | LP-01196 | no data | no data | OH | 2" | no data
no data | 01MPX01AA115 | no data | no data | no data | no data | Ball valve | MBSHI | LP-01196 | no data | no data | OH | 1/2" | no data
no data | 01MPX01AA115 | no data | no data | no data | no data | BALL VALVE | MBSHIVL | LP-01196 | no data | no data | OH | 1" | no data
no data | 01MPX01AA116 | no data | no data | no data | no data | Ball valve | MBSHI | LP-01196 | no data | no data | OH | 1/2" | no data
no data | 01MPX01AA116 | no data | no data | no data | no data | BALL VALVE | MBSHIVL | LP-01196 | no data | no data | OH | 1" | no data
no data | 01MPX01AA117 | no data | no data | no data | no data | BALL VALVE | MBSHIVL | LP-01196 | no data | no data | OH | 1-1/2" | no data
no data | 01MPX01AA118 | no data | no data | no data | no data | Ball valve | MBSHI | LP-01196 | no data | no data | OH | 1-1/2" | no data
no data | 01MPX01AA118 | no data | no data | no data | no data | GLOBE VALVE | MBSHIVL | LP-01196 | no data | no data | OH | 1/2" | no data
no data | 01MPX01AA119 | no data | no data | no data | no data | BALL VALVE | MBSHIVL | LP-01196 | no data | no data | OH | 1-1/2" | no data
no data | 01MPX01AA120 | no data | no data | no data | no data | GLOBE VALVE | MBSHIVL | LP-01196 | no data | no data | OH | 3/4" | no data
no data | 01MPX01AA140 | no data | no data | no data | no data | Gate valve | MBSHI | LP-01197 | no data | no data | OH | 1" | no data
no data | 01MPX01AA141 | no data | no data | no data | no data | Gate valve | MBSHI | LP-01197 | no data | no data | OH | 1" | no data
no data | 01MPX01AA145 | no data | no data | no data | no data | GLOBE VALVE | MBSHIVL | LP-01198 | no data | no data | OH | 1/2" | no data
no data | 01MPX01AA146 | no data | no data | no data | no data | GLOBE VALVE | MBSHIVL | LP-01198 | no data | no data | OH | 1/2" | no data
no data | 01MPX01AA174 | no data | no data | no data | no data | Ball valve | MBSHI | LP-01196 | no data | no data | OH | 2" | no data
no data | 01MPX01AA174 | no data | no data | no data | no data | BALL VALVE | MBSHIVL | LP-01196 | no data | no data | OH | 2" | no data
no data | 01MPX01AA177 | no data | no data | no data | no data | Ball valve | MBSHI | LP-01196 | no data | no data | OH | 2" | no data
no data | 01MPX01AA177 | no data | no data | no data | no data | BALL VALVE | MBSHIVL | LP-01196 | no data | no data | OH | 2" | no data
no data | 01MPX01AA240 | no data | no data | no data | no data | Gate valve | MBSHI | LP-01197 | no data | no data | OH | 1" | no data
no data | 01MPX01AA241 | no data | no data | no data | no data | Gate valve | MBSHI | LP-01197 | no data | no data | OH | 1" | no data
no data | 01MPX01AA301 | no data | no data | no data | no data | Ball valve | MBSHI | LP-01196 | no data | no data | OH | 3/4" | no data
no data | 01MPX01AA301 | no data | no data | no data | no data | BALL VALVE | MBSHIVL | LP-01196 | no data | no data | OH | 3/4" | no data
no data | 01MPX01AA306 | no data | no data | no data | no data | Ball valve | MBSHI | LP-01196 | no data | no data | OH | 1/2" | no data
no data | 01MPX01AA306 | no data | no data | no data | no data | BALL VALVE | MBSHIVL | LP-01196 | no data | no data | OH | 1/2" | no data
no data | 01MPX01AA307 | no data | no data | no data | no data | Ball valve | MBSHI | LP-01196 | no data | no data | OH | 1/2" | no data
no data | 01MPX01AA307 | no data | no data | no data | no data | BALL VALVE | MBSHIVL | LP-01196 | no data | no data | OH | 1/2" | no data
no data | 01MPX01AA712 | no data | no data | no data | no data | GLOBE VALVE | MBSHIVL | LP-01196 | no data | no data | OH | 3/4" | no data
no data | 01MPX01AA801 | no data | no data | no data | no data | Needle valve | MBSHI | LP-01196 | no data | no data | OH | 1/2" | no data
no data | 01MPX01AA801 | no data | no data | no data | no data | NEEDLE VALVE | MBSHIVL | LP-01196 | no data | no data | OH | 1/2" | no data
no data | 01MPX01AA802 | no data | no data | no data | no data | Needle valve | MBSHI | LP-01196 | no data | no data | OH | 1/2" | no data
no data | 01MPX01AA802 | no data | no data | no data | no data | NEEDLE VALVE | MBSHIVL | LP-01196 | no data | no data | OH | 1/2" | no data
no data | 01MPX01AA803 | no data | no data | no data | no data | NEEDLE VALVE | MBSHIVL | LP-01196 | no data | no data | OH | 1/2" | no data
no data | 01MPX01AA804 | no data | no data | no data | no data | NEEDLE VALVE | MBSHIVL | LP-01196 | no data | no data | OH | 1/2" | no data
no data | 01MPX01AA805 | no data | no data | no data | no data | Needle valve | MBSHI | LP-01196 | no data | no data | OH | 1/2" | no data
no data | 01MPX01AA805 | no data | no data | no data | no data | NEEDLE VALVE | MBSHIVL | LP-01196 | no data | no data | OH | 1/2" | no data
no data | 01MPX01AA806 | no data | no data | no data | no data | NEEDLE VALVE | MBSHIVL | LP-01196 | no data | no data | OH | 1/2" | no data
no data | 01MPX01AA807 | no data | no data | no data | no data | NEEDLE VALVE | MBSHIVL | LP-01196 | no data | no data | OH | 1/2" | no data
no data | 01MPX01AA808 | no data | no data | no data | no data | NEEDLE VALVE | MBSHIVL | LP-01196 | no data | no data | OH | 1/2" | no data
no data | 01MPX01AA809 | no data | no data | no data | no data | NEEDLE VALVE | MBSHIVL | LP-01196 | no data | no data | OH | 1/2" | no data
no data | 01MPX01AA810 | no data | no data | no data | no data | NEEDLE VALVE | MBSHIVL | LP-01196 | no data | no data | OH | 1/2" | no data
no data | 01MPX01AA811 | no data | no data | no data | no data | NEEDLE VALVE | MBSHIVL | LP-01196 | no data | no data | OH | 1/2" | no data
no data | 01MPX01AA812 | no data | no data | no data | no data | NEEDLE VALVE | MBSHIVL | LP-01196 | no data | no data | OH | 1/2" | no data
no data | 01MPX01AA813 | no data | no data | no data | no data | GLOBE VALVE | MBSHIVL | LP-01196 | no data | no data | OH | 1/2" | no data
no data | 01MPX01AA814 | no data | no data | no data | no data | GLOBE VALVE | MBSHIVL | LP-01196 | no data | no data | OH | 1/2" | no data
no data | 01MPX01AA816 | no data | no data | no data | no data | Check valve | MBSHI | LP-01196 | no data | no data | OH | 2" | no data
no data | 01MPX01AA816 | no data | no data | no data | no data | CHECK VALVE | MBSHIVL | LP-01196 | no data | no data | OH | 1/2" | no data
no data | 01MPX01AA822 | no data | no data | no data | no data | Globe valve | MBSHI | LP-01196 | no data | no data | OH | 2" | no data
no data | 01MPX01AA822 | no data | no data | no data | no data | GLOBE VALVE | MBSHIVL | LP-01196 | no data | no data | OH | 3/4" | no data
no data | 01MPX01AA823 | no data | no data | no data | no data | Globe valve | MBSHI | LP-01196 | no data | no data | OH | 2" | no data
no data | 01MPX01AA823 | no data | no data | no data | no data | GLOBE VALVE | MBSHIVL | LP-01196 | no data | no data | OH | 3/4" | no data
no data | 01MPX01AA824 | no data | no data | no data | no data | Globe valve | MBSHI | LP-01196 | no data | no data | OH | 1/4" | no data
no data | 01MPX01AA824 | no data | no data | no data | no data | NEEDLE VALVE | MBSHIVL | LP-01196 | no data | no data | OH | 1/4" | no data
no data | 01MPX01AA825 | no data | no data | no data | no data | NEEDLE VALVE | MBSHIVL | LP-01196 | no data | no data | OH | 1/4" | no data
no data | 01MPX01AA849 | no data | no data | no data | no data | NEEDLE VALVE | MBSHIVL | LP-01198 | no data | no data | OH | 1/2" | no data
no data | 01MPX01AA850 | no data | no data | no data | no data | Ball valve | MBSHI | LP-01196 | no data | no data | OH | 3/4" | no data
no data | 01MPX01AA850 | no data | no data | no data | no data | BALL VALVE | MBSHIVL | LP-01196 | no data | no data | OH | 3/4" | no data
no data | 01MPX01AA851 | no data | no data | no data | no data | NEEDLE VALVE | MBSHIVL | LP-01198 | no data | no data | OH | 1/2" | no data
no data | 01MPX01AA852 | no data | no data | no data | no data | NEEDLE VALVE | MBSHIVL | LP-01198 | no data | no data | OH | 1/2" | no data
no data | 01MPX01AA853 | no data | no data | no data | no data | NEEDLE VALVE | MBSHIVL | LP-01198 | no data | no data | OH | 1/2" | no data
no data | 01MPX01AA854 | no data | no data | no data | no data | NEEDLE VALVE | MBSHIVL | LP-01198 | no data | no data | OH | 1/2" | no data
no data | 01MPX01AA855 | no data | no data | no data | no data | NEEDLE VALVE | MBSHIVL | LP-01198 | no data | no data | OH | 1/2" | no data
no data | 01MPX01AA856 | no data | no data | no data | no data | NEEDLE VALVE | MBSHIVL | LP-01198 | no data | no data | OH | 1/2" | no data
no data | 01MPX01AA859 | no data | no data | no data | no data | NEEDLE VALVE | MBSHIVL | LP-01198 | no data | no data | OH | 1/4" | no data
no data | 01MPX01AA860 | no data | no data | no data | no data | NEEDLE VALVE | MBSHIVL | LP-01198 | no data | no data | OH | 1/4" | no data
no data | 01MPX01AA901 | no data | no data | no data | no data | Ball valve | MBSHI | LP-01196 | no data | no data | OH | 1-1/2" | no data
no data | 01MPX01AA901 | no data | no data | no data | no data | BALL VALVE | MBSHIVL | LP-01196 | no data | no data | OH | 1-1/2" | no data
no data | 01MPX01AA902 | no data | no data | no data | no data | Globe valve | MBSHI | LP-01196 | no data | no data | OH | 1/2" | no data
no data | 01MPX01AA902 | no data | no data | no data | no data | GLOBE VALVE | MBSHIVL | LP-01196 | no data | no data | OH | 1/2" | no data
no data | 01MPX01AA904 | no data | no data | no data | no data | Ball valve | MBSHI | LP-01196 | no data | no data | OH | 3/4" | no data
no data | 01MPX01AA904 | no data | no data | no data | no data | BALL VALVE | MBSHIVL | LP-01196 | no data | no data | OH | 3/4" | no data
no data | 01MPX01AA905 | no data | no data | no data | no data | Ball valve | MBSHI | LP-01196 | no data | no data | OH | 3/4" | no data
no data | 01MPX01AA905 | no data | no data | no data | no data | BALL VALVE | MBSHIVL | LP-01196 | no data | no data | OH | 3/4" | no data
no data | 01MPX01AA906 | no data | no data | no data | no data | Ball valve | MBSHI | LP-01196 | no data | no data | OH | 1-1/2" | no data
no data | 01MPX01AA906 | no data | no data | no data | no data | GLOBE VALVE | MBSHIVL | LP-01196 | no data | no data | OH | 1/2" | no data
no data | 01MPX11AA041 | no data | no data | no data | no data | Ball valve | MBSHI | LP-01196 | no data | no data | OH | 2" | no data
no data | 01MPX11AA041 | no data | no data | no data | no data | BALL VALVE | MBSHIVL | LP-01196 | no data | no data | OH | 2" | no data
no data | 01MPX11AA042 | no data | no data | no data | no data | BALL VALVE | MBSHIVL | LP-01196 | no data | no data | OH | 1" | no data
no data | 01MPX11AA042 | no data | no data | no data | no data | Globe valve | MBSHI | LP-01196 | no data | no data | OH | 2" | no data
no data | 01MPX11AA043 | no data | no data | no data | no data | Check valve | MBSHI | LP-01196 | no data | no data | OH | 1" | no data
no data | 01MPX11AA043 | no data | no data | no data | no data | CHECK VALVE | MBSHIVL | LP-01196 | no data | no data | OH | 1" | no data
no data | 01MPX11AA044 | no data | no data | no data | no data | Globe valve | MBSHI | LP-01196 | no data | no data | OH | 1" | no data
no data | 01MPX11AA044 | no data | no data | no data | no data | BALL VALVE | MBSHIVL | LP-01196 | no data | no data | OH | 1" | no data
no data | 01MPX11AA046 | no data | no data | no data | no data | Check valve | MBSHI | LP-01196 | no data | no data | OH | 1" | no data
no data | 01MPX11AA046 | no data | no data | no data | no data | CHECK VALVE | MBSHIVL | LP-01196 | no data | no data | OH | 1" | no data
no data | 01MPX11AA047 | no data | no data | no data | no data | Globe valve | MBSHI | LP-01196 | no data | no data | OH | 1" | no data
no data | 01MPX11AA047 | no data | no data | no data | no data | BALL VALVE | MBSHIVL | LP-01196 | no data | no data | OH | 1" | no data
no data | 01MPX11AA301 | no data | no data | no data | no data | Ball valve | MBSHI | LP-01196 | no data | no data | OH | 2" | no data
no data | 01MPX11AA301 | no data | no data | no data | no data | BALL VALVE | MBSHIVL | LP-01196 | no data | no data | OH | 2" | no data
no data | 01MPX11AA820 | no data | no data | no data | no data | NEEDLE VALVE | MBSHIVL | LP-01196 | no data | no data | OH | 1/2" | no data
no data | 01MPX11AA821 | no data | no data | no data | no data | Globe valve | MBSHI | LP-01196 | no data | no data | OH | 1" | no data
no data | 01MPX11AA821 | no data | no data | no data | no data | NEEDLE VALVE | MBSHIVL | LP-01196 | no data | no data | OH | 1/2" | no data
no data | 01-PCV-AXS713 | no data | no data | no data | DA EJECTOR STEAM SUPPLY CONTROL VALVE | no data | AXS | PD-050A | no data | no data | Steam | 1" | no data
no data | 01-PCV-CCW191 | no data | no data | no data | SYSTEM BALANCING CONTROL VALVE | no data | CCW | PD-270A | no data | no data | WATER/GLYCOL | 10" | no data
no data | 01-PCV-CMG117 | no data | no data | no data | CO2 BACKPRESSURE REGULATOR | no data | CMG | PD-571 | no data | no data | CARBON DIOXIDE | 2" | no data
no data | 01-PCV-CND289 | no data | no data | no data | ACC DUCT CURTAIN SPRAY CONTROL VALVE | no data | CND | PD-052A | no data | no data | Water | 2.5" | no data
no data | 01-PCV-CND423 | no data | no data | no data | CND LP ECON AND DRUM BYPASS CONTROL VALVE | no data | CND | PD-053A | no data | no data | Water | 6" | no data
no data | 01-PCV-CND455 | no data | no data | no data | LP ECONOMIZER INLET PCV | no data | CND | PD-053A | no data | no data | Water | 8" | no data
no data | 01-PCV-CRH700 | no data | no data | no data | CRH TO AXS PRESSURE LETDOWN (LOW FLOW) | no data | CRH | PD-124A | no data | no data | Steam | 2" | no data
no data | 01-PCV-CRH715 | no data | no data | no data | CRH TO AXS PRESSURE LETDOWN (HIGH FLOW) | no data | CRH | PD-124A | no data | no data | Steam | 6" | no data
no data | 01PCVHHS902 | no data | no data | no data | HP STEAM OUTLET CONTROL VALVE | POVCTRL | no data | 2080_00005‐3 | no data | no data | Steam | 12" | no data
no data | 01PCVHIS901 | no data | no data | no data | IP SPARGING STEAM CONTROL VALVE | POVCTRL | no data | 2080_00004‐2 | no data | no data | Steam | 2" | no data
no data | 01PCVHIS902 | no data | no data | no data | IP TO LP PEGGING STEAM CONTROL VALVE | POVCTRL | no data | 2080_00004‐2 | no data | no data | Steam | 3" | no data
no data | 01PCVHIS903 | no data | no data | no data | IP STEAM OUTLET BACK PRESSURE CONTROL VALVE | POVCTRL | no data | 2080_00004‐3 | no data | no data | Steam | 8" | no data
no data | 01PCVHLS901 | no data | no data | no data | LP SPARGING STEAM CONTROL VALVE | POVCTRL | no data | 2080_00003‐1 | no data | no data | Steam | 2" | no data
no data | 01-PCV-HPS100 | no data | no data | no data | HPS BYPASS VALVE | no data | HPS | PD-020A | no data | no data | Steam | 10" | no data
no data | 01-PCV-HRH100 | no data | no data | no data | BYPASS VALVE | no data | HRH | PD-034A | no data | no data | Steam | 24" | no data
no data | 01-PCV-LPS100 | no data | no data | no data | BYPASS VALVE | no data | LPS | PD-040A | no data | no data | Steam | 12" | no data
no data | 01-PCV-SMP800 | no data | no data | no data | VREL, Model 11 Plain End | Control | SAMPNL | 10-07051A | no data | no data | water | 1/4" | no data
no data | 01-PCV-SMP801 | no data | no data | no data | VREL, Model 11 Plain End | Control | SAMPNL | 10-07051A | no data | no data | water | 1/4" | no data
no data | 01-PCV-SMP802 | no data | no data | no data | Valve, Needle, 1/4" Compression, Regulating Stem | Needle | SAMPNL | 10-07051A | no data | no data | water | 1/4" | no data
no data | 01-PCV-SMP803 | no data | no data | no data | Valve, Needle, 1/4" Compression, Regulating Stem | Needle | SAMPNL | 10-07051A | no data | no data | water | 1/4" | no data
no data | 01-PCV-SMP804 | no data | no data | no data | VREL, Model 11 Plain End | Control | SAMPNL | 10-07051A | no data | no data | water | 1/4" | no data
no data | 01-PCV-SMP805 | no data | no data | no data | VREL, Model 11 Plain End | Control | SAMPNL | 10-07051A | no data | no data | water | 1/4" | no data
no data | 01-PCV-SMP806 | no data | no data | no data | Valve, Needle, 1/4" Compression, Regulating Stem | Needle | SAMPNL | 10-07051A | no data | no data | water | 1/4" | no data
no data | 01-PCV-SMP807 | no data | no data | no data | VREL, Model 11 Plain End | Control | SAMPNL | 10-07051A | no data | no data | water | 1/4" | no data
no data | 01-PCV-SMP808 | no data | no data | no data | VREL, Model 11 Plain End | Control | SAMPNL | 10-07051A | no data | no data | water | 1/4" | no data
no data | 01-PCV-SMP809 | no data | no data | no data | VREL, Model 11 Plain End | Control | SAMPNL | 10-07051A | no data | no data | water | 1/4" | no data
no data | 01-PCV-SMP810 | no data | no data | no data | VREL, Model 11 Plain End | Control | SAMPNL | 10-07051A | no data | no data | water | 1/4" | no data
no data | 01PGG01AA111 | no data | no data | no data | no data | Ball valve | MBSHI | LP-01196 | no data | no data | CW | 1-1/2" | no data
no data | 01PGG01AA111 | no data | no data | no data | no data | BALL VALVE | MBSHIVL | LP-01196 | no data | no data | CW | 1-1/2" | no data
no data | 01PGG02AA111 | no data | no data | no data | no data | Ball valve | MBSHI | LP-01196 | no data | no data | CW | 1-1/2" | no data
no data | 01PGG02AA111 | no data | no data | no data | no data | BALL VALVE | MBSHIVL | LP-01196 | no data | no data | CW | 1-1/2" | no data
no data | 01-PRV-AQA-807 | no data | no data | no data | AMMONIA LINE PRESSURE REDUCING VALVE | PRV-MAN | SCR | D0010101 SH2 | no data | no data | Ammonia | 1/2 | no data
no data | 01-PRV-CMG101 | no data | no data | no data | NITROGEN STORAGE CYLINDER RACK OUTLET | no data | CMG | PD-570 | no data | no data | NITROGEN | 1" | no data
no data | 01-PRV-CMG102 | no data | no data | no data | NITROGEN STORAGE CYLINDER RACK OUTLET | no data | CMG | PD-570 | no data | no data | NITROGEN | 1" | no data
no data | 01-PRV-CMG115 | no data | no data | no data | CO2 PRESSURE REGULATOR | no data | CMG | PD-571 | no data | no data | CARBON DIOXIDE | 1.5" | no data
no data | 01-PRV-CND325 | no data | no data | no data | STEAM DRAINS PUMP SEAL WATER PRV | no data | CND | PD-306A | no data | no data | Water | 0.5" | no data
no data | 01-PRV-CND326 | no data | no data | no data | STEAM DRAINS PUMP SEAL WATER PRV | no data | CND | PD-306A | no data | no data | Water | 0.5" | no data
no data | 01-PRV-CTP112 | no data | no data | no data | EVAP COOLER PRESSURE REGULATOR | no data | CTP | PD-333A | no data | no data | Water | 3" | no data
no data | 01PRVHHS997 | no data | no data | no data | HP DRUM PRESSURE RELIEF VALVE 1 | NA | no data | 2080_00005‐2 | no data | no data | Steam | 6" | no data
no data | 01PRVHHS998 | no data | no data | no data | HP DRUM PRESSURE RELIEF VALVE 2 | NA | no data | 2080_00005‐2 | no data | no data | Steam | 6" | no data
no data | 01PRVHHS999 | no data | no data | no data | HP STEAM OUTLET PRESSURE RELIEF VALVE | NA | no data | 2080_00005‐3 | no data | no data | Steam | 6" | no data
no data | 01PRVHIS995 | no data | no data | no data | IP ECONOMIZER INLET PRESSURE RELIEF VALVE | NA | no data | 2080_00004‐1 | no data | no data | Water | 3" | no data
no data | 01PRVHIS997 | no data | no data | no data | IP DRUM PRESSURE RELIEF VALVE 1 | NA | no data | 2080_00004‐2 | no data | no data | Steam | 4" | no data
no data | 01PRVHIS998 | no data | no data | no data | IP DRUM PRESSURE RELIEF VALVE 2 | NA | no data | 2080_00004‐2 | no data | no data | Steam | 6" | no data
no data | 01PRVHIS999 | no data | no data | no data | IP STEAM OUTLET PRESSURE RELIEF VALVE | NA | no data | 2080_00004‐3 | no data | no data | Steam | 4" | no data
no data | 01PRVHLS901 | no data | no data | no data | PREHEATER EXT HEAT EXCHANGER PRESSURE RELIEF VALVE | NA | no data | 2080_00006‐1 | no data | no data | Water | 2" | no data
no data | 01PRVHLS902 | no data | no data | no data | PREHEATER EXT HEAT EXCHANGER PRESSURE RELIEF VALVE | NA | no data | 2080_00006‐1 | no data | no data | Water | 2" | no data
no data | 01PRVHLS994 | no data | no data | no data | PREHEATER INLET PILOT OPERATED RELIEF VALVE | NA | no data | 2080_00006‐1 | no data | no data | Water | 8" | no data
no data | 01PRVHLS997 | no data | no data | no data | LP DRUM PRESSURE RELIEF VALVE 1 | NA | no data | 2080_00003‐1 | no data | no data | Steam | 6" | no data
no data | 01PRVHLS997 | no data | no data | no data | LP DRUM PRESSURE RELIEF VALVE 1 | NA | no data | 2080_00003‐1 | no data | no data | Steam | 6" | no data
no data | 01PRVHLS998 | no data | no data | no data | LP DRUM PRESSURE RELIEF VALVE 2 | NA | no data | 2080_00003‐1 | no data | no data | Steam | 6" | no data
no data | 01PRVHLS999 | no data | no data | no data | LP STEAM OUTLET PRESSURE RELIEF VALVE | NA | no data | 2080_00003‐2 | no data | no data | Steam | 6" | no data
no data | 01PRVHRS997 | no data | no data | no data | COLD REHEAT PRESSURE RELIEF VALVE 1 | NA | no data | 2080_00004‐4 | no data | no data | Steam | 10" | no data
no data | 01PRVHRS998 | no data | no data | no data | COLD REHEAT PRESSURE RELIEF VALVE 2 | NA | no data | 2080_00004‐4 | no data | no data | Steam | 2 x 10" | no data
no data | 01PRVHRS999 | no data | no data | no data | HOT REHEAT PRESSURE RELIEF VALVE | NA | no data | 2080_00004‐4 | no data | no data | Steam | 8" | no data
no data | 01-PRV-SVA-800 | no data | no data | no data | PRESSURE REGULATING VALVE | REGULATING PAV | SCR | D0010101 SH2 | no data | no data | Ammonia | 1" | no data
no data | 01-PRV-SWS713 | no data | no data | no data | BEARING FLUSH PRESSURE REGULATOR | no data | SWS | PD-090A | no data | no data | Water | 1" | no data
no data | 01-PSV-AXS325 | no data | no data | no data | STEAM HEADER SAFETY VALVE | no data | AXS | PD-123A | no data | no data | Steam | 4" | no data
no data | 01-PSV-AXS329 | no data | no data | no data | HEAT EXCHANGER RELIEF VALVE | no data | AXS | PD-123A | no data | no data | Steam | 0.75" | no data
no data | 01-PSV-BFW104 | no data | no data | no data | BFP SUCTION HEADER PSV | no data | BFW | PD-060A | no data | no data | Water | 4" | no data
no data | 01-PSV-BFW105 | no data | no data | no data | BFP A SUCTION OVERPRESSURE PROTECTION | no data | BFW | PD-060A | no data | no data | Water | 1.5" | no data
no data | 01-PSV-BFW155 | no data | no data | no data | BFP B SUCTION OVERPRESSURE PROTECTION | no data | BFW | PD-060A | no data | no data | Water | 1.5" | no data
no data | 01-PSV-BFW323 | no data | no data | no data | CT TCA COOLER OVERPRESSURE PROTECTION | no data | BFW | PD-063A | no data | no data | Water | 1" | no data
no data | 01-PSV-BFW423 | no data | no data | no data | FG HX OVERPRESSURE PROTECTION | no data | BFW | PD-064A | no data | no data | Water | 0.75" | no data
no data | 01-PSV-BFW463 | no data | no data | no data | FG STARTUP HEATER PSV | no data | BFW | PD-064A | no data | no data | Water | 0.75" | no data
no data | 01-PSV-BFW751 | no data | no data | no data | FG HX OUTLET CND RETURN PSV | no data | BFW | PD-053A | no data | no data | Water | 1.5" | no data
no data | 01-PSV-CCW213 | no data | no data | no data | RELIEF VALVE | no data | CCW | PD-271A | no data | no data | WATER/GLYCOL | 0.75" | no data
no data | 01-PSV-CCW223 | no data | no data | no data | RELIEF VALVE | no data | CCW | PD-271A | no data | no data | WATER/GLYCOL | 0.75" | no data
no data | 01-PSV-CCW233 | no data | no data | no data | RELIEF VALVE | no data | CCW | PD-271A | no data | no data | WATER/GLYCOL | 0.75" | no data
no data | 01-PSV-CCW243 | no data | no data | no data | RELIEF VALVE | no data | CCW | PD-271A | no data | no data | WATER/GLYCOL | 0.75" | no data
no data | 01-PSV-CCW253 | no data | no data | no data | RELIEF VALVE | no data | CCW | PD-271A | no data | no data | WATER/GLYCOL | 0.75" | no data
no data | 01-PSV-CCW311 | no data | no data | no data | RELIEF VALVE | no data | CCW | PD-272A | no data | no data | WATER/GLYCOL | 0.75" | no data
no data | 01-PSV-CCW331 | no data | no data | no data | RELIEF VALVE | no data | CCW | PD-272A | no data | no data | WATER/GLYCOL | 0.75" | no data
no data | 01-PSV-CCW351 | no data | no data | no data | RELIEF VALVE | no data | CCW | PD-272A | no data | no data | WATER/GLYCOL | 0.75" | no data
no data | 01-PSV-CCW381 | no data | no data | no data | RELIEF VALVE | no data | CCW | PD-273A | no data | no data | WATER/GLYCOL | 0.75" | no data
no data | 01-PSV-CCW391 | no data | no data | no data | RELIEF VALVE | no data | CCW | PD-273A | no data | no data | WATER/GLYCOL | 0.75" | no data
no data | 01-PSV-CCW413 | no data | no data | no data | RELIEF VALVE | no data | CCW | PD-274A | no data | no data | WATER/GLYCOL | 0.75" | no data
no data | 01-PSV-CCW423 | no data | no data | no data | RELIEF VALVE | no data | CCW | PD-274A | no data | no data | WATER/GLYCOL | 0.75" | no data
no data | 01-PSV-CCW433 | no data | no data | no data | RELIEF VALVE | no data | CCW | PD-274A | no data | no data | WATER/GLYCOL | 0.75" | no data
no data | 01-PSV-CCW443 | no data | no data | no data | RELIEF VALVE | no data | CCW | PD-274A | no data | no data | WATER/GLYCOL | 0.75" | no data
no data | 01-PSV-CCW453 | no data | no data | no data | RELIEF VALVE | no data | CCW | PD-274A | no data | no data | WATER/GLYCOL | 0.75" | no data
no data | 01-PSV-CCW463 | no data | no data | no data | RELIEF VALVE | no data | CCW | PD-274A | no data | no data | WATER/GLYCOL | 0.75" | no data
no data | 01-PSV-CCW473 | no data | no data | no data | RELIEF VALVE | no data | CCW | PD-274A | no data | no data | WATER/GLYCOL | 0.75" | no data
no data | 01-PSV-CCW483 | no data | no data | no data | RELIEF VALVE | no data | CCW | PD-274A | no data | no data | WATER/GLYCOL | 0.75" | no data
no data | 01-PSV-CCW511 | no data | no data | no data | RELIEF VALVE | no data | CCW | PD-275A | no data | no data | WATER/GLYCOL | 0.75" | no data
no data | 01-PSV-CCW531 | no data | no data | no data | RELIEF VALVE | no data | CCW | PD-275A | no data | no data | WATER/GLYCOL | 0.75" | no data
no data | 01-PSV-CMG116 | no data | no data | no data | NITROGEN OVERPRESSURE PROTECTION | no data | CMG | PD-570 | no data | no data | NITROGEN | 1" | no data
no data | 01-PSV-CMG118 | no data | no data | no data | CO2 OVERPRESSURE PROTECTION | no data | CMG | PD-571 | no data | no data | CARBON DIOXIDE | 1" | no data
no data | 01-PSV-CMG126 | no data | no data | no data | NITROGEN OVERPRESSURE PROTECTION | no data | CMG | PD-570 | no data | no data | NITROGEN | 1" | no data
no data | 01-PSV-CND101 | no data | no data | no data | CND PUMP A SUCTION OVERPRESSURE PROTECTION | no data | CND | PD-051A | no data | no data | Water | 0.75" | no data
no data | 01-PSV-CND121 | no data | no data | no data | CND PUMP B SUCTION OVERPRESSURE PROTECTION | no data | CND | PD-051A | no data | no data | Water | 0.75" | no data
no data | 01-PSV-CND141 | no data | no data | no data | CND PUMP C SUCTION OVERPRESSURE PROTECTION | no data | CND | PD-051A | no data | no data | Water | 0.75" | no data
no data | 01-PSV-CND255 | no data | no data | no data | DEMIN FILL TO CND OVERPERSSURE PROTECTION | no data | CND | PD-052A | no data | no data | Water | 0.75" | no data
no data | 01-PSV-CND402 | no data | no data | no data | CONDENSATE FILL TO HP BFW OVERPRESSURE PROTECTION | no data | CND | PD-061A | no data | no data | Water | 0.75" | no data
no data | 01-PSV-CND403 | no data | no data | no data | CONDENSATE FILL TO IP BFW OVERPRESSURE PROTECTION | no data | CND | PD-062A | no data | no data | Water | 0.75" | no data
no data | 01-PSV-CND457 | no data | no data | no data | LP ECONOMIZER INLET OVERPRESSURE PROTECTION | no data | CND | PD-053A | no data | no data | Water | 4" | no data
no data | 01-PSV-CND519 | no data | no data | no data | ECA COOLER THERMAL RELIEF OVERPRESSURE PROTECTION | no data | CND | PD-054A | no data | no data | Water | 1" | no data
no data | 01-PSV-CTP118 | no data | no data | no data | EVAP COOLER OVERPRESSURE PROTECTION | no data | CTP | PD-333A | no data | no data | Water | 1" | no data
no data | 01-PSV-CTP128 | no data | no data | no data | CT CASING COOLING AIR PIPING PSV | no data | CTP | PD-336A | no data | no data | AIR | 0.75" | no data
no data | 01PSVDWS800 | no data | WTB | RO | no data | N/A | DWT | 2000AD | no data | no data | no data | 1" | no data
no data | 01PSVDWS801 | no data | WTB | RO | no data | N/A | DWT | 2000AD | no data | no data | no data | 1" | no data
no data | 01-PSV-FGS159 | no data | no data | no data | PERFORMANCE HEATER PSV | no data | FGS | PD-656A | no data | no data | Natural Gas | 1" | no data
no data | 01-PSV-INA100 | no data | no data | no data | AIR SUPPLY OVERPRESSURE PROTECTION | no data | INA | PD-552 | no data | no data | AIR | 0.75" | no data
no data | 01-PSV-INA101 | no data | no data | no data | AIR SUPPLY OVERPRESSURE PROTECTION | no data | INA | PD-552 | no data | no data | AIR | 0.75" | no data
no data | 01-PSV-INA104 | no data | no data | no data | OVERPRESSURE PROTECTION | no data | INA | PD-559 | no data | no data | AIR | 0.75" | no data
no data | 01-PSV-INA105 | no data | no data | no data | AIR SUPPLY OVERPRESSURE PROTECTION | no data | INA | PD-552 | no data | no data | AIR | 0.75" | no data
no data | 01-PSV-SMP801 | no data | no data | no data | Valve, Relief, 3/4" NPT, Cracking Pressure 150 psi | Relief | SAMPNL | 10-07051A | no data | no data | water | 3/4" | no data
no data | 01-PSV-STP209 | no data | no data | no data | GLAND STEAM PSV | no data | STP | PD-300A | no data | no data | Steam | 3" | no data
no data | 01-PV-CND-981 | no data | no data | no data | INLET PRESSURE REGULATOR | PISTON/SPRING | HLTCACC | 11737.0 | no data | no data | WATER | 2" | no data
no data | 01-PV-CND-982 | no data | no data | no data | PUMP DISCH PRESSURE REGULATOR | PISTON/SPRING | HLTCACC | 11737.0 | no data | no data | WATER | 3/4" | no data
no data | 01QEB01AA101 | no data | no data | no data | HIP TURBINE COOLING CELL SUPPLY AIR VALVE INLET VALVE | no data | ST | T3463AAAA230-2 | no data | no data | no data | no data | no data
no data | 01QEB01AA103 | no data | no data | no data | HIP TURBINE COOLING CELL SUPPLY ATR VALVE OUTLET VALVE | no data | ST | T3463AAAA230-2 | no data | no data | no data | no data | no data
no data | 01QEB01AA104 | no data | no data | no data | HIP TURBINE COOLING CELL SUPPLY AIR VALUE BY-PASS VALVE | no data | ST | T3463AAAA230-2 | no data | no data | no data | no data | no data
no data | 01QEB01AA105 | no data | no data | no data | CASING COOLING CELL (HP) SUPPLY AIR INLET VALVE | no data | ST | T3463AAAA230-2 | no data | no data | no data | no data | no data
no data | 01QEB01AA106 | no data | no data | no data | CASING COOLING CELL (HP) OUTLET VALVE | no data | ST | T3463AAAA230-2 | no data | no data | no data | no data | no data
no data | 01QEB01AA107 | no data | no data | no data | GASING COOLING GELL (IP) SUPPLY AIR INLET VALVE | no data | ST | T3463AAAA230-2 | no data | no data | no data | no data | no data
no data | 01QEB01AA108 | no data | no data | no data | CASJNG COOLING GELL (IP) OUTLET CHEGK VALVE | no data | ST | T3463AAAA230-2 | no data | no data | no data | no data | no data
no data | 01QEB01AA109 | no data | no data | no data | CASING COOLING CELL (LP) SUPPLY AIR INLET VALVE | no data | ST | T3463AAAA230-2 | no data | no data | no data | no data | no data
no data | 01QEB01AA110 | no data | no data | no data | CASING COOLING CELL (LP) OUTLET CHECK VALVE | no data | ST | T3463AAAA230-2 | no data | no data | no data | no data | no data
no data | 01QEB01AA801 | no data | no data | no data | INSTRUMENT VALVE FOR PiT—109 | no data | ST | T3463AAAA230-2 | no data | no data | no data | no data | no data
no data | 01QEF13AA101 | no data | no data | no data | no data | Globe valve | MBSHI | LP-01221 | no data | no data | AP | 6" | no data
no data | 01QEF13AA101 | no data | no data | no data | no data | GLOBE VALVE | MBSHIVL | LP-01221 | no data | no data | AC | 6" | no data
no data | 01QEF13AA801 | no data | no data | no data | no data | Gate valve | MBSHI | LP-01221 | no data | no data | AP | 1" | no data
no data | 01QEF13AA801 | no data | no data | no data | no data | GATE VALVE | MBSHIVL | LP-01221 | no data | no data | AC | 1" | no data
no data | 01QEF14AA743 | no data | no data | no data | no data | Check valve | MBSHI | LP-01203 | no data | no data | AP | 6" | no data
no data | 01QFF11AA032 | no data | no data | no data | no data | Check valve | MBSHI | LP-01218 | no data | no data | AC | 1" | no data
no data | 01QFF11AA032 | no data | no data | no data | no data | CHECK VALVE | MBSHIVL | LP-01215 | no data | no data | AC | 1" | no data
no data | 01QFF11AA033 | no data | no data | no data | no data | Globe valve | MBSHI | LP-01218 | no data | no data | AC | 1" | no data
no data | 01QFF11AA033 | no data | no data | no data | no data | GLOBE VALVE | MBSHIVL | LP-01215 | no data | no data | AC | 1" | no data
no data | 01QFF11AA111 | no data | no data | no data | no data | GLOBE VALVE | MBSHIVL | LP-01226 | no data | no data | IA | 1" | no data
no data | 01QFF11AA112 | no data | no data | no data | no data | Globe valve | MBSHI | LP-01226 | no data | no data | IA | 1/2" | no data
no data | 01QFF11AA112 | no data | no data | no data | no data | GLOBE VALVE | MBSHIVL | LP-01226 | no data | no data | IA | 1/2" | no data
no data | 01QFF11AA113 | no data | no data | no data | no data | Globe valve | MBSHI | LP-01226 | no data | no data | IA | 1/2" | no data
no data | 01QFF11AA113 | no data | no data | no data | no data | GLOBE VALVE | MBSHIVL | LP-01226 | no data | no data | IA | 1/2" | no data
no data | 01QFF11AA114 | no data | no data | no data | no data | Globe valve | MBSHI | LP-01226 | no data | no data | IA | 1-1/2" | no data
no data | 01QFF11AA114 | no data | no data | no data | no data | GLOBE VALVE | MBSHIVL | LP-01226 | no data | no data | IA | 1-1/2" | no data
no data | 01QFF11AA115 | no data | no data | no data | no data | Globe valve | MBSHI | LP-01226 | no data | no data | IA | 1/2" | no data
no data | 01QFF11AA115 | no data | no data | no data | no data | GLOBE VALVE | MBSHIVL | LP-01226 | no data | no data | IA | 1/2" | no data
no data | 01QFF11AA116 | no data | no data | no data | no data | Needle valve | MBSHI | LP-01211 | no data | no data | IA | 1/2" | no data
no data | 01QFF11AA116 | no data | no data | no data | no data | NEEDLE VALVE | MBSHIVL | LP-01211 | no data | no data | IA | 1/2" | no data
no data | 01QFF11AA117 | no data | no data | no data | no data | Globe valve | MBSHI | LP-01226 | no data | no data | IA | 1" | no data
no data | 01QFF11AA117 | no data | no data | no data | no data | GLOBE VALVE | MBSHIVL | LP-01226 | no data | no data | IA | 1" | no data
no data | 01QFF11AA118 | no data | no data | no data | no data | Globe valve | MBSHI | LP-01226 | no data | no data | IA | 1/2" | no data
no data | 01QFF11AA118 | no data | no data | no data | no data | GLOBE VALVE | MBSHIVL | LP-01226 | no data | no data | IA | 1/2" | no data
no data | 01QFF11AA119 | no data | no data | no data | no data | GATE VALVE | MBSHIVL | LP-01218 | no data | no data | AC | 1" | no data
no data | 01QFF11AA120 | no data | no data | no data | no data | GATE VALVE | MBSHIVL | LP-01218 | no data | no data | AC | 1" | no data
no data | 01QFF11AA121 | no data | no data | no data | no data | Globe valve | MBSHI | LP-01226 | no data | no data | IA | 1/2" | no data
no data | 01QFF11AA121 | no data | no data | no data | no data | GLOBE VALVE | MBSHIVL | LP-01226 | no data | no data | IA | 1/2" | no data
no data | 01QFF11AA122 | no data | no data | no data | no data | Globe valve | MBSHI | LP-01226 | no data | no data | IA | 1-1/2" | no data
no data | 01QFF11AA122 | no data | no data | no data | no data | GLOBE VALVE | MBSHIVL | LP-01226 | no data | no data | IA | 1-1/2" | no data
no data | 01QFF11AA123 | no data | no data | no data | no data | Globe valve | MBSHI | LP-01226 | no data | no data | IA | 1-1/2" | no data
no data | 01QFF11AA123 | no data | no data | no data | no data | GLOBE VALVE | MBSHIVL | LP-01226 | no data | no data | IA | 1-1/2" | no data
no data | 01QFF11AA125 | no data | no data | no data | no data | Globe valve | MBSHI | LP-01226 | no data | no data | IA | 1/2" | no data
no data | 01QFF11AA125 | no data | no data | no data | no data | GLOBE VALVE | MBSHIVL | LP-01226 | no data | no data | IA | 1" | no data
no data | 01QFF11AA126 | no data | no data | no data | no data | Globe valve | MBSHI | LP-01226 | no data | no data | IA | 1/2" | no data
no data | 01QFF11AA126 | no data | no data | no data | no data | GLOBE VALVE | MBSHIVL | LP-01226 | no data | no data | IA | 1/2" | no data
no data | 01QFF11AA127 | no data | no data | no data | no data | GATE VALVE | MBSHIVL | LP-01218 | no data | no data | AC | 1" | no data
no data | 01QFF11AA128 | no data | no data | no data | no data | GATE VALVE | MBSHIVL | LP-01218 | no data | no data | AC | 1" | no data
no data | 01QFF11AA152 | no data | no data | no data | no data | Globe valve | MBSHI | LP-01226 | no data | no data | IA | 1-1/2" | no data
no data | 01QFF11AA152 | no data | no data | no data | no data | GLOBE VALVE | MBSHIVL | LP-01226 | no data | no data | IA | 1-1/2" | no data
no data | 01QFF11AA202 | no data | no data | no data | no data | Needle valve | MBSHI | LP-01203 | no data | no data | AC | 1-1/2" | no data
no data | 01QFF11AA202 | no data | no data | no data | no data | NEEDLE VALVE | MBSHIVL | LP-01203 | no data | no data | IA | 1-1/2" | no data
no data | 01QFF11AA302 | no data | no data | no data | no data | Check valve | MBSHI | LP-01215 | no data | no data | IA | 1" | no data
no data | 01QFF11AA303 | no data | no data | no data | no data | Globe valve | MBSHI | LP-01215 | no data | no data | IA | 1" | no data
no data | 01QFF11AA380 | no data | no data | no data | no data | Globe valve | MBSHI | LP-01226 | no data | no data | IA | 1/2" | no data
no data | 01QFF11AA380 | no data | no data | no data | no data | GLOBE VALVE | MBSHIVL | LP-01226 | no data | no data | IA | 1/2" | no data
no data | 01QFF11AA381 | no data | no data | no data | no data | Globe valve | MBSHI | LP-01226 | no data | no data | IA | 1/2" | no data
no data | 01QFF11AA381 | no data | no data | no data | no data | GLOBE VALVE | MBSHIVL | LP-01226 | no data | no data | IA | 1/2" | no data
no data | 01QFF11AA382 | no data | no data | no data | no data | Globe valve | MBSHI | LP-01226 | no data | no data | IA | 1/2" | no data
no data | 01QFF11AA382 | no data | no data | no data | no data | GLOBE VALVE | MBSHIVL | LP-01226 | no data | no data | IA | 1/2" | no data
no data | 01QFF11AA383 | no data | no data | no data | no data | Globe valve | MBSHI | LP-01226 | no data | no data | IA | 1" | no data
no data | 01QFF11AA383 | no data | no data | no data | no data | GLOBE VALVE | MBSHIVL | LP-01226 | no data | no data | IA | 1" | no data
no data | 01QFF11AA502 | no data | no data | no data | no data | BALL VALVE | MBSHIVL | LP-01224 | no data | no data | IA | 1/2" | no data
no data | 01QFF11AA601 | no data | no data | no data | no data | Globe valve | MBSHI | LP-01226 | no data | no data | IA | 1" | no data
no data | 01QFF11AA601 | no data | no data | no data | no data | GLOBE VALVE | MBSHIVL | LP-01226 | no data | no data | IA | 1" | no data
no data | 01QFF11AA604 | no data | no data | no data | no data | Globe valve | MBSHI | LP-01226 | no data | no data | IA | 1/2" | no data
no data | 01QFF11AA604 | no data | no data | no data | no data | GLOBE VALVE | MBSHIVL | LP-01226 | no data | no data | IA | 1/2" | no data
no data | 01QFF11AA605 | no data | no data | no data | no data | GLOBE VALVE | MBSHIVL | LP-01226 | no data | no data | IA | 1/2" | no data
no data | 01QFF11AA607 | no data | no data | no data | no data | Globe valve | MBSHI | LP-01226 | no data | no data | IA | 1/2" | no data
no data | 01QFF11AA607 | no data | no data | no data | no data | GLOBE VALVE | MBSHIVL | LP-01226 | no data | no data | IA | 1/2" | no data
no data | 01QFF11AA611 | no data | no data | no data | no data | Globe valve | MBSHI | LP-01226 | no data | no data | IA | 1" | no data
no data | 01QFF11AA611 | no data | no data | no data | no data | GLOBE VALVE | MBSHIVL | LP-01226 | no data | no data | IA | 1" | no data
no data | 01QFF11AA612 | no data | no data | no data | no data | Globe valve | MBSHI | LP-01226 | no data | no data | IA | 1/2" | no data
no data | 01QFF11AA612 | no data | no data | no data | no data | GLOBE VALVE | MBSHIVL | LP-01226 | no data | no data | IA | 1/2" | no data
no data | 01QFF11AA613 | no data | no data | no data | no data | Globe valve | MBSHI | LP-01226 | no data | no data | IA | 3/4" | no data
no data | 01QFF11AA613 | no data | no data | no data | no data | GLOBE VALVE | MBSHIVL | LP-01226 | no data | no data | IA | 3/4" | no data
no data | 01QFF11AA614 | no data | no data | no data | no data | Globe valve | MBSHI | LP-01226 | no data | no data | IA | 1/2" | no data
no data | 01QFF11AA614 | no data | no data | no data | no data | GLOBE VALVE | MBSHIVL | LP-01226 | no data | no data | IA | 1/2" | no data
no data | 01QFF11AA615 | no data | no data | no data | no data | Globe valve | MBSHI | LP-01226 | no data | no data | IA | 1/2" | no data
no data | 01QFF11AA615 | no data | no data | no data | no data | GLOBE VALVE | MBSHIVL | LP-01226 | no data | no data | IA | 1/2" | no data
no data | 01QFF11AA621 | no data | no data | no data | no data | Globe valve | MBSHI | LP-01226 | no data | no data | IA | 1" | no data
no data | 01QFF11AA621 | no data | no data | no data | no data | GLOBE VALVE | MBSHIVL | LP-01226 | no data | no data | IA | 1" | no data
no data | 01QFF11AA623 | no data | no data | no data | no data | Globe valve | MBSHI | LP-01226 | no data | no data | IA | 3/4" | no data
no data | 01QFF11AA623 | no data | no data | no data | no data | GLOBE VALVE | MBSHIVL | LP-01226 | no data | no data | IA | 3/4" | no data
no data | 01QFF11AA624 | no data | no data | no data | no data | Globe valve | MBSHI | LP-01226 | no data | no data | IA | 1/2" | no data
no data | 01QFF11AA624 | no data | no data | no data | no data | GLOBE VALVE | MBSHIVL | LP-01226 | no data | no data | IA | 1/2" | no data
no data | 01QFF11AA625 | no data | no data | no data | no data | Globe valve | MBSHI | LP-01226 | no data | no data | IA | 1/2" | no data
no data | 01QFF11AA625 | no data | no data | no data | no data | GLOBE VALVE | MBSHIVL | LP-01226 | no data | no data | IA | 1/2" | no data
no data | 01QFF11AA626 | no data | no data | no data | no data | Globe valve | MBSHI | LP-01226 | no data | no data | IA | 3/4" | no data
no data | 01QFF11AA626 | no data | no data | no data | no data | GLOBE VALVE | MBSHIVL | LP-01226 | no data | no data | IA | 3/4" | no data
no data | 01QFF11AA630 | no data | no data | no data | no data | Globe valve | MBSHI | LP-01226 | no data | no data | IA | 1" | no data
no data | 01QFF11AA630 | no data | no data | no data | no data | GLOBE VALVE | MBSHIVL | LP-01226 | no data | no data | IA | 1" | no data
no data | 01QFF11AA631 | no data | no data | no data | no data | Globe valve | MBSHI | LP-01226 | no data | no data | IA | 1/2" | no data
no data | 01QFF11AA631 | no data | no data | no data | no data | GLOBE VALVE | MBSHIVL | LP-01226 | no data | no data | IA | 1/2" | no data
no data | 01QFF11AA632 | no data | no data | no data | no data | Globe valve | MBSHI | LP-01226 | no data | no data | IA | 1/2" | no data
no data | 01QFF11AA632 | no data | no data | no data | no data | GLOBE VALVE | MBSHIVL | LP-01226 | no data | no data | IA | 1/2" | no data
no data | 01QFF11AA633 | no data | no data | no data | no data | Globe valve | MBSHI | LP-01226 | no data | no data | IA | 1/2" | no data
no data | 01QFF11AA633 | no data | no data | no data | no data | GLOBE VALVE | MBSHIVL | LP-01226 | no data | no data | IA | 1/2" | no data
no data | 01QFF11AA640 | no data | no data | no data | no data | Globe valve | MBSHI | LP-01226 | no data | no data | IA | 1-1/2" | no data
no data | 01QFF11AA640 | no data | no data | no data | no data | GLOBE VALVE | MBSHIVL | LP-01226 | no data | no data | IA | 1" | no data
no data | 01QFF11AA641 | no data | no data | no data | no data | Globe valve | MBSHI | LP-01226 | no data | no data | IA | 1" | no data
no data | 01QFF11AA641 | no data | no data | no data | no data | GLOBE VALVE | MBSHIVL | LP-01226 | no data | no data | IA | 1" | no data
no data | 01QFF11AA642 | no data | no data | no data | no data | Globe valve | MBSHI | LP-01226 | no data | no data | IA | 1" | no data
no data | 01QFF11AA642 | no data | no data | no data | no data | GLOBE VALVE | MBSHIVL | LP-01226 | no data | no data | IA | 1" | no data
no data | 01QFF11AA643 | no data | no data | no data | no data | Globe valve | MBSHI | LP-01226 | no data | no data | IA | 1" | no data
no data | 01QFF11AA643 | no data | no data | no data | no data | GLOBE VALVE | MBSHIVL | LP-01226 | no data | no data | IA | 3/4" | no data
no data | 01QFF11AA650 | no data | no data | no data | no data | Globe valve | MBSHI | LP-01226 | no data | no data | IA | 1" | no data
no data | 01QFF11AA650 | no data | no data | no data | no data | GLOBE VALVE | MBSHIVL | LP-01226 | no data | no data | IA | 1" | no data
no data | 01QFF11AA651 | no data | no data | no data | no data | Globe valve | MBSHI | LP-01226 | no data | no data | IA | 1/2" | no data
no data | 01QFF11AA651 | no data | no data | no data | no data | GLOBE VALVE | MBSHIVL | LP-01226 | no data | no data | IA | 1/2" | no data
no data | 01QFF11AA652 | no data | no data | no data | no data | Globe valve | MBSHI | LP-01226 | no data | no data | IA | 1/2" | no data
no data | 01QFF11AA652 | no data | no data | no data | no data | GLOBE VALVE | MBSHIVL | LP-01226 | no data | no data | IA | 1/2" | no data
no data | 01QFF11AA653 | no data | no data | no data | no data | Globe valve | MBSHI | LP-01226 | no data | no data | IA | 1/2" | no data
no data | 01QFF11AA660 | no data | no data | no data | no data | GLOBE VALVE | MBSHIVL | LP-01226 | no data | no data | IA | 1" | no data
no data | 01QFF11AA661 | no data | no data | no data | no data | Globe valve | MBSHI | LP-01226 | no data | no data | IA | 1/2" | no data
no data | 01QFF11AA661 | no data | no data | no data | no data | GLOBE VALVE | MBSHIVL | LP-01226 | no data | no data | IA | 1/2" | no data
no data | 01QFF11AA662 | no data | no data | no data | no data | Globe valve | MBSHI | LP-01226 | no data | no data | IA | 1/2" | no data
no data | 01QFF11AA662 | no data | no data | no data | no data | GLOBE VALVE | MBSHIVL | LP-01226 | no data | no data | IA | 1/2" | no data
no data | 01QFF11AA663 | no data | no data | no data | no data | GLOBE VALVE | MBSHIVL | LP-01226 | no data | no data | IA | 1" | no data
no data | 01QFF11AA664 | no data | no data | no data | no data | Globe valve | MBSHI | LP-01226 | no data | no data | IA | 1/2" | no data
no data | 01QFF11AA664 | no data | no data | no data | no data | GLOBE VALVE | MBSHIVL | LP-01226 | no data | no data | IA | 1/2" | no data
no data | 01QFF11AA665 | no data | no data | no data | no data | Globe valve | MBSHI | LP-01226 | no data | no data | IA | 1/2" | no data
no data | 01QFF11AA665 | no data | no data | no data | no data | GLOBE VALVE | MBSHIVL | LP-01226 | no data | no data | IA | 1/2" | no data
no data | 01QFF11AA666 | no data | no data | no data | no data | Globe valve | MBSHI | LP-01226 | no data | no data | IA | 1/2" | no data
no data | 01QFF11AA670 | no data | no data | no data | no data | Globe valve | MBSHI | LP-01226 | no data | no data | IA | 1" | no data
no data | 01QFF11AA670 | no data | no data | no data | no data | GLOBE VALVE | MBSHIVL | LP-01226 | no data | no data | IA | 1" | no data
no data | 01QFF11AA671 | no data | no data | no data | no data | GLOBE VALVE | MBSHIVL | LP-01226 | no data | no data | IA | 1/2" | no data
no data | 01QFF11AA672 | no data | no data | no data | no data | Globe valve | MBSHI | LP-01226 | no data | no data | IA | 1/2" | no data
no data | 01QFF11AA672 | no data | no data | no data | no data | GLOBE VALVE | MBSHIVL | LP-01226 | no data | no data | IA | 1/2" | no data
no data | 01QFF11AA674 | no data | no data | no data | no data | Globe valve | MBSHI | LP-01226 | no data | no data | IA | 1/2" | no data
no data | 01QFF11AA801 | no data | no data | no data | no data | Globe valve | MBSHI | LP-01226 | no data | no data | IA | 3/4" | no data
no data | 01QFF11AA801 | no data | no data | no data | no data | GLOBE VALVE | MBSHIVL | LP-01226 | no data | no data | IA | 3/4" | no data
no data | 01QFF11AA901 | no data | no data | no data | no data | Globe valve | MBSHI | LP-01226 | no data | no data | IA | 1/2" | no data
no data | 01QFF11AA901 | no data | no data | no data | no data | GLOBE VALVE | MBSHIVL | LP-01226 | no data | no data | IA | 1/2" | no data
no data | 01QJA05AA101 | no data | no data | no data | no data | GATE VALVE | MBSHIVL | LP-01203 | no data | no data | NG | 1" | no data
no data | 01SDD01AA103 | no data | no data | no data | no data | GLOBE VALVE | MBSHIVL | LP-01224 | no data | no data | DW | 1-1/2" | no data
no data | 01SDD01AA122 | no data | no data | no data | no data | BALL VALVE | MBSHIVL | LP-01224 | no data | no data | DW | 2" | no data
no data | 01SDD01AA803 | no data | no data | no data | no data | GLOBE VALVE | MBSHIVL | LP-01224 | no data | no data | DW | 1/2" | no data
no data | 01-SOV-CND-814 | no data | no data | no data | AIR BLEED VALVE-ROW 1 | SOLENOID | HLTCACC | 11737.0 | no data | no data | AIR | 1/2" | no data
no data | 01-SOV-CND-815 | no data | no data | no data | AIR BLEED VALVE-ROW 2 | SOLENOID | HLTCACC | 11737.0 | no data | no data | AIR | 1/2" | no data
no data | 01-SOV-SMP800 | no data | no data | no data | Valve, Solenoid, 3-Way, 24VDC, 1/4" NPT, 11.6W Class F coil | Solenoid | SAMPNL | 10-07051A | no data | no data | water | 1/4" | no data
no data | 01-SOV-SMP801 | no data | no data | no data | Valve, Solenoid, 3-Way, 24VDC, 1/4" NPT, 11.6W Class F coil | Solenoid | SAMPNL | 10-07051A | no data | no data | water | 1/4" | no data
no data | 01-SOV-SMP802 | no data | no data | no data | Valve, Solenoid, 3-Way, 24VDC, 1/4" NPT, 11.6W Class F coil | Solenoid | SAMPNL | 10-07051A | no data | no data | water | 1/4" | no data
no data | 01-SOV-SMP803 | no data | no data | no data | Valve, Solenoid, 3-Way, 24VDC, 1/4" NPT, 11.6W Class F coil | Solenoid | SAMPNL | 10-07051A | no data | no data | water | 1/4" | no data
no data | 01-SOV-SMP804 | no data | no data | no data | Valve, Solenoid, 3-Way, 24VDC, 1/4" NPT, 11.6W Class F coil | Solenoid | SAMPNL | 10-07051A | no data | no data | water | 1/4" | no data
no data | 01-SOV-SMP805 | no data | no data | no data | Valve, Solenoid, 3-Way, 24VDC, 1/4" NPT, 11.6W Class F coil | Solenoid | SAMPNL | 10-07051A | no data | no data | water | 1/4" | no data
no data | 01-SOV-SMP806 | no data | no data | no data | Valve, Solenoid, 3-Way, 24VDC, 1/4" NPT, 11.6W Class F coil | Solenoid | SAMPNL | 10-07051A | no data | no data | water | 1/4" | no data
no data | 01-SOV-SMP807 | no data | no data | no data | Valve, Solenoid, 3-Way, 24VDC, 1/4" NPT, 11.6W Class F coil | Solenoid | SAMPNL | 10-07051A | no data | no data | water | 1/4" | no data
no data | 01-SOV-SMP808 | no data | no data | no data | Valve, Solenoid, 3-Way, 24VDC, 1/4" NPT, 11.6W Class F coil | Solenoid | SAMPNL | 10-07051A | no data | no data | water | 1/4" | no data
no data | 01-SOV-SMP809 | no data | no data | no data | Valve, Solenoid, 3-Way, 24VDC, 1/4" NPT, 11.6W Class F coil | Solenoid | SAMPNL | 10-07051A | no data | no data | water | 1/4" | no data
no data | 01-SOV-SMP810 | no data | no data | no data | Valve, Solenoid, 3-Way, 24VDC, 1/4" NPT, 11.6W Class F coil | Solenoid | SAMPNL | 10-07051A | no data | no data | water | 1/4" | no data
no data | 01-SOV-SMP811 | no data | no data | no data | Sample Manifold Valve Assy with (4) Solenoid Valves | Solenoid | SAMPNL | 10-07051A | no data | no data | water | 1/8" | no data
no data | 01-SOV-SMP812 | no data | no data | no data | Sample Manifold Valve Assy with (4) Solenoid Valves | Solenoid | SAMPNL | 10-07051A | no data | no data | water | 1/8" | no data
no data | 01-SOV-SMP813 | no data | no data | no data | Sample Manifold Valve Assy with (4) Solenoid Valves | Solenoid | SAMPNL | 10-07051A | no data | no data | water | 1/8" | no data
no data | 01-SOV-SMP814 | no data | no data | no data | Sample Manifold Valve Assy with (4) Solenoid Valves | Solenoid | SAMPNL | 10-07051A | no data | no data | water | 1/8" | no data
no data | 01-SOV-SMP815 | no data | no data | no data | Sample Manifold Valve Assy with (4) Solenoid Valves | Solenoid | SAMPNL | 10-07051A | no data | no data | water | 1/8" | no data
no data | 01-SOV-SMP816 | no data | no data | no data | Sample Manifold Valve Assy with (4) Solenoid Valves | Solenoid | SAMPNL | 10-07051A | no data | no data | water | 1/8" | no data
no data | 01-SOV-SMP817 | no data | no data | no data | Sample Manifold Valve Assy with (4) Solenoid Valves | Solenoid | SAMPNL | 10-07051A | no data | no data | water | 1/8" | no data
no data | 01-SOV-SMP818 | no data | no data | no data | Sample Manifold Valve Assy with (4) Solenoid Valves | Solenoid | SAMPNL | 10-07051A | no data | no data | water | 1/8" | no data
no data | 01-SOV-SMP819 | no data | no data | no data | Sample Manifold Valve Assy with (4) Solenoid Valves | Solenoid | SAMPNL | 10-07051A | no data | no data | water | 1/8" | no data
no data | 01-SOV-SMP820 | no data | no data | no data | Sample Manifold Valve Assy with (4) Solenoid Valves | Solenoid | SAMPNL | 10-07051A | no data | no data | water | 1/8" | no data
no data | 01-SOV-SMP821 | no data | no data | no data | Sample Manifold Valve Assy with (4) Solenoid Valves | Solenoid | SAMPNL | 10-07051A | no data | no data | water | 1/8" | no data
no data | 01-SOV-SMP822 | no data | no data | no data | Sample Manifold Valve Assy with (4) Solenoid Valves | Solenoid | SAMPNL | 10-07051A | no data | no data | water | 1/8" | no data
no data | 01-SOV-SMP823 | no data | no data | no data | Sample Manifold Valve Assy with (4) Solenoid Valves | Solenoid | SAMPNL | 10-07051A | no data | no data | water | 1/8" | no data
no data | 01-SOV-SMP824 | no data | no data | no data | Sample Manifold Valve Assy with (4) Solenoid Valves | Solenoid | SAMPNL | 10-07051A | no data | no data | water | 1/8" | no data
no data | 01-SOV-SMP825 | no data | no data | no data | Sample Manifold Valve Assy with (4) Solenoid Valves | Solenoid | SAMPNL | 10-07051A | no data | no data | water | 1/8" | no data
no data | 01-SOV-SMP826 | no data | no data | no data | Sample Manifold Valve Assy with (4) Solenoid Valves | Solenoid | SAMPNL | 10-07051A | no data | no data | water | 1/8" | no data
no data | 01-SP-100 | no data | no data | no data | PDI-AQA-800 3 VALVE MANIFOLD | 3 VALVE MANIFOLD | SCR | D0010101 SH2 | no data | no data | Ammonia | 1/2 | no data
no data | 01-SP-102 | no data | no data | no data | 2 VALVE MANIFOLD | 2 VALVE-MAN | SCR | D0010101 SH1 | no data | no data | no data | 1/2 | no data
no data | 01-SP-102 | no data | no data | no data | 2 VLAVE MANIFOLD | 2 VALVE-MAN | SCR | D0010101 SH2 | no data | no data | Ammonia | 1/2 | no data
no data | 01-SP-801THRUSP-836 | no data | no data | no data | PROCESS GAS 3 VALVE MANIFOLD PDI-SCR801 THRU PDI-SCR- 836 DPI | 3 VALVE-MAN | SCR | D0010102 SH1 & SH2 | no data | no data | Ammonia | 1/2 | no data
no data | 01-SP-804 | no data | no data | no data | 2 VALVE MANIFOLD | 2 VALVE-MAN | SCR | D0010102 SH1 & SH2 | no data | no data | Ammonia | 1/2 | no data
no data | 01-TCV-AXS371 | no data | no data | no data | FG STARTUP FEEDWATER HX OUTLET CONTROL VALVE | no data | AXS | PD-123A | no data | no data | Steam/Water | 1" | no data
no data | 01-TCV-AXS711 | no data | no data | no data | CONDENSATE TANK SPARGING STEAM CONTROL VALVE | no data | AXS | PD-050A | no data | no data | Steam | 3" | no data
no data | 01-TCV-BFW716 | no data | no data | no data | HP BYPASS SPRAY SUPPLY TCV | no data | BFW | PD-020A | no data | no data | Water | 3" | no data
no data | 01-TCV-BFW749 | no data | no data | no data | CRH LETDOWN PCV SPRAY TCV | no data | BFW | PD-124A | no data | no data | Water | 1" | no data
no data | 01-TCV-BFW761 | no data | no data | no data | CRH LETDOWN ATTEMPERATOR SPRAY TCV | no data | BFW | PD-124A | no data | no data | Water | 1" | no data
no data | 01-TCV-CCW181 | no data | no data | no data | ACHE BYPASS CONTROL VALVE | no data | CCW | PD-270A | no data | no data | WATER/GLYCOL | 24" | no data
no data | 01-TCV-CND706 | no data | no data | no data | CRH VENTILATOR DSH SPRAY TCV | no data | CND | PD-030A | no data | no data | Water | 2" | no data
no data | 01-TCV-CND707 | no data | no data | no data | HRH BYPASS SPRAY TCV | no data | CND | PD-034A | no data | no data | Water | 4" | no data
no data | 01-TCV-CND717 | no data | no data | no data | HP DRAINS TANK QUENCH SPRAY TCV | no data | CND | PD-304A | no data | no data | Water | 1.5" | no data
no data | 01-TCV-CND718 | no data | no data | no data | LP DRAINS TANK QUENCH SPRAY TCV | no data | CND | PD-305A | no data | no data | Water | 2" | no data
no data | 01-TCV-CND726 | no data | no data | no data | LP BYPASS SPRAY TCV | no data | CND | PD-040A | no data | no data | Water | 1" | no data
no data | 01TCVHBD901 | no data | no data | no data | BLOWDOWN TANK COOLING WATER CONTROL VALVE | POVCTRL | no data | 2080_00007‐1 | no data | no data | Water | 4" | no data
no data | 01TCVHHS801 | no data | no data | no data | HP INTERSTAGE ATTEMPERATOR CONTROL VALVE | POVCTRL | no data | 2080_00005‐3 | no data | no data | Water | 2" | no data
no data | 01TCVHHS902 | no data | no data | no data | HP FINAL ATTEMPERATOR CONTROL VALVE | POVCTRL | no data | 2080_00005‐3 | no data | no data | Water | 2" | no data
no data | 01TCVHLS901 | no data | no data | no data | PREHEATER BYPASS CONTROL VALVE 1 | POVCTRL | no data | 2080_00006‐1 | no data | no data | Water | 10" | no data
no data | 01TCVHLS902 | no data | no data | no data | PREHEATER BYPASS CONTROL VALVE 2 | POVCTRL | no data | 2080_00006‐1 | no data | no data | Water | 10" | no data
no data | 01TCVHLS903 | no data | no data | no data | PREHEATER EXT HEAT EXCHANGER CONTROL VALVE 1 | POVCTRL | no data | 2080_00006‐1 | no data | no data | Water | 10" | no data
no data | 01TCVHLS904 | no data | no data | no data | PREHEATER EXT HEAT EXCHANGER CONTROL VALVE 2 | POVCTRL | no data | 2080_00006‐1 | no data | no data | Water | 10" | no data
no data | 01TCVHRS901 | no data | no data | no data | REHEAT INTERSTAGE ATTEMPERATOR CONTROL VALVE | POVCTRL | no data | 2080_00004‐4 | no data | no data | Water | 2" | no data
no data | 01TCVHRS902 | no data | no data | no data | REHEAT FINAL ATTEMPERATOR CONTROL VALVE | POVCTRL | no data | 2080_00004‐4 | no data | no data | Water | 2" | no data
no data | 01-TRP-880 | no data | no data | no data | MOISTURE SEPARATOR DRAIN TRAP | Bi-METALLIC | HLTCACC | 11737.0 | no data | no data | STEAM | 1" | no data
no data | 01-TRP-CND-814 | no data | no data | no data | DRAIN TRAP-ROW I | FLOAT | HLTCACC | 11737.0 | no data | no data | WATER | 3/4" | no data
no data | 01-TRP-CND-815 | no data | no data | no data | DRAIN TRAP-ROW 2 | FLOAT | HLTCACC | 11737.0 | no data | no data | WATER | 3/4" | no data
no data | 01-TV-HPS123 | no data | no data | no data | DRIP LEG DRAIN - AUTOMATED | no data | HPS | PD-021A | no data | no data | Steam | 2" | no data
no data | 01-TV-HRH117 | no data | no data | no data | DRIP LEG DRAIN - AUTOMATED | no data | HRH | PD-034A | no data | no data | Steam | 2" | no data
no data | 01-TV-SMP800 | no data | no data | no data | Thermal Shutoff Valve,TSV, 140⁰F/60⁰C | Temperature | SAMPNL | 10-07051A | no data | no data | water | 1/4" | no data
no data | 01-TV-SMP801 | no data | no data | no data | Thermal Shutoff Valve,TSV, 140⁰F/60⁰C | Temperature | SAMPNL | 10-07051A | no data | no data | water | 1/4" | no data
no data | 01-TV-SMP802 | no data | no data | no data | Thermal Shutoff Valve,TSV, 140⁰F/60⁰C | Temperature | SAMPNL | 10-07051A | no data | no data | water | 1/4" | no data
no data | 01-TV-SMP803 | no data | no data | no data | Thermal Shutoff Valve,TSV, 140⁰F/60⁰C | Temperature | SAMPNL | 10-07051A | no data | no data | water | 1/4" | no data
no data | 01-TV-SMP804 | no data | no data | no data | Thermal Shutoff Valve,TSV, 140⁰F/60⁰C | Temperature | SAMPNL | 10-07051A | no data | no data | water | 1/4" | no data
no data | 01-TV-SMP805 | no data | no data | no data | Thermal Shutoff Valve,TSV, 140⁰F/60⁰C | Temperature | SAMPNL | 10-07051A | no data | no data | water | 1/4" | no data
no data | 01-TV-SMP806 | no data | no data | no data | Thermal Shutoff Valve,TSV, 140⁰F/60⁰C | Temperature | SAMPNL | 10-07051A | no data | no data | water | 1/4" | no data
no data | 01-TV-SMP807 | no data | no data | no data | Thermal Shutoff Valve,TSV, 140⁰F/60⁰C | Temperature | SAMPNL | 10-07051A | no data | no data | water | 1/4" | no data
no data | 01-TV-SMP808 | no data | no data | no data | Thermal Shutoff Valve,TSV, 140⁰F/60⁰C | Temperature | SAMPNL | 10-07051A | no data | no data | water | 1/4" | no data
no data | 01-TV-SWS717 | no data | no data | no data | BLOWDOWN QUENCH CONTROL VALVE | no data | SWS | PD-090A | no data | no data | Water | 2" | no data
no data | 01-VAQA101 | no data | no data | no data | UNIT 1 AFCU ISOLATION VALVE | no data | AQA | PD-782 | no data | no data | 19% Aqueous Ammonia | 1" | no data
no data | 01-VAQA800 | no data | no data | no data | AMMONIA LINE ISOLATION VALVE | BALL-MAN | SCR | D0010101 SH2 | no data | no data | Ammonia | 1/2 | no data
no data | 01-VAQA801 | no data | no data | no data | AMMONIA LINE Y STRAINER ISOLATION VALVE | BALL-MAN | SCR | D0010101 SH2 | no data | no data | Ammonia | 1/2 | no data
no data | 01-VAQA802 | no data | no data | no data | AMMONIA LINE Y-STRAINER DRAIN VALVE | BALL-MAN | SCR | D0010101 SH2 | no data | no data | Ammonia | 1/2 | no data
no data | 01-VAQA803 | no data | no data | no data | AMMONIA LINE Y STRAINER ISOLATION VALVE | BALL-MAN | SCR | D0010101 SH2 | no data | no data | Ammonia | 1/2 | no data
no data | 01-VAQA804 | no data | no data | no data | AMMONIA LINE Y STRAINER ISOLATION VALVE | BALL-MAN | SCR | D0010101 SH2 | no data | no data | Ammonia | 1/2 | no data
no data | 01-VAQA805 | no data | no data | no data | AMMONIA LINE Y-STRAINER DRAIN VALVE | BALL-MAN | SCR | D0010101 SH2 | no data | no data | Ammonia | 1/2 | no data
no data | 01-VAQA806 | no data | no data | no data | AMMONIA LINE Y STRAINER ISOLATION VALVE | BALL-MAN | SCR | D0010101 SH2 | no data | no data | Ammonia | 1/2 | no data
no data | 01-VAQA807 | no data | no data | no data | AMMONIA LINE PDI ISOLATION VALVE | BALL-MAN | SCR | D0010101 SH2 | no data | no data | Ammonia | 1/2 | no data
no data | 01-VAQA808 | no data | no data | no data | AMMONIA LINE DRAIN BYPASS | BALL-MAN | SCR | D0010101 SH2 | no data | no data | Ammonia | 1/2 | no data
no data | 01-VAQA809 | no data | no data | no data | AMMONIA LINE DRAIN BYPASS | BALL-MAN | SCR | D0010101 SH2 | no data | no data | Ammonia | 1/2 | no data
no data | 01-VAQA810 | no data | no data | no data | AMMONIA LINE PDI ISOLATION VALVE | BALL-MAN | SCR | D0010101 SH2 | no data | no data | Ammonia | 1/2 | no data
no data | 01-VAQA811 | no data | no data | no data | PDI VALVE BLOCK VALVE | BALL-MAN | SCR | D0010101 SH2 | no data | no data | Ammonia | 1/2 | no data
no data | 01-VAQA812 | no data | no data | no data | AMMONIA LINE FCV-AQA-803 ISOLATION VALVE | BALL-MAN | SCR | D0010101 SH2 | no data | no data | Ammonia | 1/2 | no data
no data | 01-VAQA813 | no data | no data | no data | AMMONIA FCV-AQA-803 DOUBLE BLOCK VALVE DRAIN | BALL-MAN | SCR | D0010101 SH2 | no data | no data | Ammonia | 1/2 | no data
no data | 01-VAQA814 | no data | no data | no data | AMMONIA FCV-AQA-803 DOUBLE BLOCK VALVE DRAIN | BALL-MAN | SCR | D0010101 SH2 | no data | no data | Ammonia | 1/2 | no data
no data | 01-VAQA815 | no data | no data | no data | AMMONIA LINE BYPASS BLOCK VALVE | BALL-MAN | SCR | D0010101 SH2 | no data | no data | Ammonia | 1/2 | no data
no data | 01-VAQA816 | no data | no data | no data | AMMONIA MANUAL FLOW GLOBE VALVE | GLOBE-MAN | SCR | D0010101 SH2 | no data | no data | Ammonia | 1/2 | no data
no data | 01-VAQA817 | no data | no data | no data | AMMONIA LINE BYPASS BLOCK VALVE | BALL-MAN | SCR | D0010101 SH2 | no data | no data | Ammonia | 1/2 | no data
no data | 01-VAQA818 | no data | no data | no data | AMMONIA INJECTOR ISOLATION VALVE | BALL-MAN | SCR | D0010101 SH2 | no data | no data | Ammonia | 1/2 | no data
no data | 01-VAQA819 | no data | no data | no data | AMMONIA LINE TO INJ-101 ISOLATION VALVE | BALL-MAN | SCR | D0010101 SH2 | no data | no data | Ammonia | 1/2 | no data
no data | 01-VAQA820 | no data | no data | no data | AMMONIA LINE TO INJ-102 ISOLATION VALVE | BALL-MAN | SCR | D0010101 SH2 | no data | no data | Ammonia | 1/2 | no data
no data | 01-VAQA821 | no data | no data | no data | AMMONIA LINE TO INJ-103 ISOLATION VALVE | BALL-MAN | SCR | D0010101 SH2 | no data | no data | Ammonia | 1/2 | no data
no data | 01-VAQA822 | no data | no data | no data | AMMONIA LINE TO INJ-104 ISOLATION VALVE | BALL-MAN | SCR | D0010101 SH2 | no data | no data | Ammonia | 1/2 | no data
no data | 01-VAQA823 | no data | no data | no data | AMMONIA LINE TO INJ-105 ISOLATION VALVE | BALL-MAN | SCR | D0010101 SH2 | no data | no data | Ammonia | 1/2 | no data
no data | 01-V-ARM-879 | no data | no data | no data | INLET BLOCK VALVE | HANDWHEEL | HLTCACC | 11737.0 | no data | no data | NCG | 6" | no data
no data | 01-V-ARM-880 | no data | no data | no data | MOTIVE STEAM BLOCK | LEVER | HLTCACC | 11737.0 | no data | no data | STEAM | 1" | no data
no data | 01-V-ARM-881 | no data | no data | no data | OUTLET BLOCK VALVE | HANDWHEEL | HLTCACC | 11737.0 | no data | no data | NCG | 6" | no data
no data | 01-V-ARM-890 | no data | no data | no data | LRVP GLYCOL SYSTEM RETURN DRAIN | MANUAL | HLTCACC | 11737.0 | no data | no data | Glycol Mix | 1" | no data
no data | 01-V-ARM-897 | no data | no data | no data | LRVP GLYCOL SYSTEM RETURN DRAIN | MANUAL | HLTCACC | 11737.0 | no data | no data | Glycol Mix | 1" | no data
no data | 01-V-ARM-905 | no data | no data | no data | LRVP GLYCOL SYSTEM RETURN DRAIN | MANUAL | HLTCACC | 11737.0 | no data | no data | Glycol Mix | 1" | no data
no data | 01-V-ARM-913 | no data | no data | no data | LRVP GLYCOL SYSTEM RETURN DRAIN | MANUAL | HLTCACC | 11737.0 | no data | no data | Glycol Mix | 1" | no data
no data+5972:6171 | 01-V-ARM-921 | no data | no data | no data | LRVP GLYCOL SYSTEM RETURN DRAIN | MANUAL | HLTCACC | 11737.0 | no data | no data | Glycol Mix | 1" | no data
no data | 01-V-ARM-970A | no data | no data | no data | GLYCOL SUPPLY BLOCK VALVE-SKID A | HANDWHEEL | HLTCACC | 11737.0 | no data | no data | 55% GLYCOL | 3" | no data
no data | 01-V-ARM-970B | no data | no data | no data | GLYCOL SUPPLY BLOCK VALVE-SKID B | HANDWHEEL | HLTCACC | 11737.0 | no data | no data | 55% GLYCOL | 3" | no data
no data | 01-V-ARM-970C | no data | no data | no data | GLYCOL SUPPLY BLOCK VALVE-SKID C | HANDWHEEL | HLTCACC | 11737.0 | no data | no data | 55% GLYCOL | 3" | no data
no data | 01-V-ARM-970D | no data | no data | no data | GLYCOL SUPPLY BLOCK VALVE-SKID D | HANDWHEEL | HLTCACC | 11737.0 | no data | no data | 55% GLYCOL | 3" | no data
no data | 01-V-ARM-970E | no data | no data | no data | GLYCOL SUPPLY BLOCK VALVE-SKID E | HANDWHEEL | HLTCACC | 11737.0 | no data | no data | 55% GLYCOL | 3" | no data
no data | 01-V-ARM-971A | no data | no data | no data | GLYCOL RETURN BLOCK VALVE-SKID A | HANDWHEEL | HLTCACC | 11737.0 | no data | no data | 55% GLYCOL | 3" | no data
no data | 01-V-ARM-971B | no data | no data | no data | GLYCOL RETURN BLOCK VALVE-SKID B | HANDWHEEL | HLTCACC | 11737.0 | no data | no data | 55% GLYCOL | 3" | no data
no data | 01-V-ARM-971C | no data | no data | no data | GLYCOL RETURN BLOCK VALVE-SKID C | HANDWHEEL | HLTCACC | 11737.0 | no data | no data | 55% GLYCOL | 3" | no data
no data | 01-V-ARM-971D | no data | no data | no data | GLYCOL RETURN BLOCK VALVE-SKID D | HANDWHEEL | HLTCACC | 11737.0 | no data | no data | 55% GLYCOL | 3" | no data
no data | 01-V-ARM-971E | no data | no data | no data | GLYCOL RETURN BLOCK VALVE-SKID E | HANDWHEEL | HLTCACC | 11737.0 | no data | no data | 55% GLYCOL | 3" | no data
no data | 01-V-ARM-972A | no data | no data | no data | LRVP GLYCOL SYSTEM DRAIN | MANUAL | HLTCACC | 11737.0 | no data | no data | Glycol Mix | 1" | no data
no data | 01-V-ARM-972B | no data | no data | no data | LRVP GLYCOL SYSTEM DRAIN | MANUAL | HLTCACC | 11737.0 | no data | no data | Glycol Mix | 1" | no data
no data | 01-V-ARM-972C | no data | no data | no data | LRVP GLYCOL SYSTEM DRAIN | MANUAL | HLTCACC | 11737.0 | no data | no data | Glycol Mix | 1" | no data
no data | 01-V-ARM-972D | no data | no data | no data | FIN FAN GLYCOL SYSTEM DRAIN | MANUAL | HLTCACC | 11737.0 | no data | no data | Glycol Mix | 1" | no data
no data | 01-V-ARM-972E | no data | no data | no data | FIN FAN GLYCOL SYSTEM VENT | MANUAL | HLTCACC | 11737.0 | no data | no data | Glycol Mix | 1" | no data
no data | 01-VAXS101 | no data | no data | no data | VENT | no data | AXS | PD-123A | no data | no data | Steam | 0.75" | no data
no data | 01-VAXS102 | no data | no data | no data | INSTRUMENT | no data | AXS | PD-050A | no data | no data | Steam | 0.75" | no data
no data | 01-VAXS103 | no data | no data | no data | TRAP ISOLATION | no data | AXS | PD-122A | no data | no data | Steam | 0.75" | no data
no data | 01-VAXS104 | no data | no data | no data | TRAP ISOLATION | no data | AXS | PD-123A | no data | no data | Steam | 0.75" | no data
no data | 01-VAXS105 | no data | no data | no data | TRAP ISOLATION | no data | AXS | PD-123A | no data | no data | Steam | 0.75" | no data
no data | 01-VAXS106 | no data | no data | no data | DRAIN | no data | AXS | PD-123A | no data | no data | Steam | 0.75" | no data
no data | 01-VAXS107 | no data | no data | no data | TRAP BYPASS | no data | AXS | PD-123A | no data | no data | Steam | 0.75" | no data
no data | 01-VAXS108 | no data | no data | no data | VENT | no data | AXS | PD-120 | no data | no data | Steam | 0.75" | no data
no data | 01-VAXS109 | no data | no data | no data | INSTRUMENT | no data | AXS | PD-123A | no data | no data | Steam | 2" | no data
no data | 01-VAXS110 | no data | no data | no data | INSTRUMENT | no data | AXS | PD-123A | no data | no data | Steam | 2" | no data
no data | 01-VAXS112 | no data | no data | no data | TRAP ISOLATION | no data | AXS | PD-122A | no data | no data | Steam | 0.75" | no data
no data | 01-VAXS113 | no data | no data | no data | TRAP DRAIN | no data | AXS | PD-122A | no data | no data | Steam | 2" | no data
no data | 01-VAXS115 | no data | no data | no data | TRAP ISOLATION | no data | AXS | PD-122A | no data | no data | Steam | 0.75" | no data
no data | 01-VAXS116 | no data | no data | no data | DRAIN | no data | AXS | PD-122A | no data | no data | Steam | 0.75" | no data
no data | 01-VAXS117 | no data | no data | no data | TRAP ISOLATION | no data | AXS | PD-123A | no data | no data | Steam | 0.75" | no data
no data | 01-VAXS118 | no data | no data | no data | TRAP ISOLATION | no data | AXS | PD-123A | no data | no data | Steam | 0.75" | no data
no data | 01-VAXS119 | no data | no data | no data | DRAIN | no data | AXS | PD-123A | no data | no data | Steam | 0.75" | no data
no data | 01-VAXS120 | no data | no data | no data | TRAP BYPASS | no data | AXS | PD-123A | no data | no data | Steam | 0.75" | no data
no data | 01-VAXS121 | no data | no data | no data | VENT | no data | AXS | PD-123A | no data | no data | Steam | 0.75" | no data
no data | 01-VAXS122 | no data | no data | no data | INSTRUMENT | no data | AXS | PD-050A | no data | no data | Steam | 0.75" | no data
no data | 01-VAXS123 | no data | no data | no data | FG STARTUP FEEDWATER HX OUTLET CHECK VALVE | no data | AXS | PD-123A | no data | no data | Water | 2" | no data
no data | 01-VAXS124 | no data | no data | no data | FG STARTUP FEEDWATER HX OUTLET CONTROL VALVE ISOLATION | no data | AXS | PD-123A | no data | no data | Water | 2" | no data
no data | 01-VAXS125 | no data | no data | no data | FG STARTUP FEEDWATER HX OUTLET CONTROL VALVE ISOLATION | no data | AXS | PD-123A | no data | no data | Steam/Water | 2" | no data
no data | 01-VAXS126 | no data | no data | no data | DRAIN | no data | AXS | PD-123A | no data | no data | Water | 0.75" | no data
no data | 01-VAXS127 | no data | no data | no data | FG STARTUP FEEDWATER HX OUTLET CONTROL VALVE BYPASS | no data | AXS | PD-123A | no data | no data | Steam/Water | 0.75" | no data
no data | 01-VAXS129 | no data | no data | no data | TRAP BYPASS | no data | AXS | PD-122A | no data | no data | Steam | 0.75" | no data
no data | 01-VAXS130 | no data | no data | no data | DRIP LEG DRAIN | no data | AXS | PD-122A | no data | no data | Steam | 2" | no data
no data | 01-VAXS132 | no data | no data | no data | VENT | no data | AXS | PD-123A | no data | no data | Steam | 0.75" | no data
no data | 01-VAXS133 | no data | no data | no data | VENT | no data | AXS | PD-122A | no data | no data | Steam | 0.75" | no data
no data | 01-VAXS135 | no data | no data | no data | TRAP ISOLATION | no data | AXS | PD-122A | no data | no data | Steam | 0.75" | no data
no data | 01-VAXS136 | no data | no data | no data | TRAP ISOLATION | no data | AXS | PD-122A | no data | no data | Steam | 0.75" | no data
no data | 01-VAXS137 | no data | no data | no data | DRAIN | no data | AXS | PD-122A | no data | no data | Steam | 0.75" | no data
no data | 01-VAXS138 | no data | no data | no data | TRAP BYPASS | no data | AXS | PD-122A | no data | no data | Steam | 0.75" | no data
no data | 01-VAXS144 | no data | no data | no data | DRAIN | no data | AXS | PD-122A | no data | no data | Steam | 0.75" | no data
no data | 01-VAXS145 | no data | no data | no data | ACC SPRAGING MODULATING CONTROL VALVE BYPASS | no data | AXS | PD-050A | no data | no data | Steam | 2.5" | no data
no data | 01-VAXS147 | no data | no data | no data | DRAIN | no data | AXS | PD-050A | no data | no data | Steam | 0.75" | no data
no data | 01-VAXS148 | no data | no data | no data | SEAL STEAM REGULATION VALVE ISOLATION | no data | AXS | PD-300A | no data | no data | Steam | 3" | no data
no data | 01-VAXS149 | no data | no data | no data | SEAL STEAM REGULATION VALVE ISOLATION | no data | AXS | PD-300A | no data | no data | Steam | 4" | no data
no data | 01-VAXS152 | no data | no data | no data | DA EJECTOR SUPPLY CONTROL VALVE BYPASS | no data | AXS | PD-050A | no data | no data | Steam | 1" | no data
no data | 01-VAXS153 | no data | no data | no data | DRAIN | no data | AXS | PD-050A | no data | no data | Steam | 0.75" | no data
no data | 01-VAXS155 | no data | no data | no data | DRIP LEG DRAIN | no data | AXS | PD-122A | no data | no data | Steam | 2" | no data
no data | 01-VAXS156 | no data | no data | no data | FG STARTUP FEEDWATER HX OUTLET CONTROL VALVE BYPASS | no data | AXS | PD-123A | no data | no data | Water | 2" | no data
no data | 01-VAXS157 | no data | no data | no data | INSTRUMENT | no data | AXS | PD-123A | no data | no data | Water | 0.75" | no data
no data | 01-VAXS158 | no data | no data | no data | INSTRUMENT | no data | AXS | PD-123A | no data | no data | Steam | 0.75" | no data
no data | 01-VAXS159 | no data | no data | no data | SUPERHEATER/SEPARATOR ISOLATION | no data | AXS | PD-123A | no data | no data | Steam | 3" | no data
no data | 01-VAXS160 | no data | no data | no data | DRAIN | no data | AXS | PD-122A | no data | no data | Steam | 0.75" | no data
no data | 01-VAXS161 | no data | no data | no data | TRAP ISOLATION | no data | AXS | PD-122A | no data | no data | Steam | 0.75" | no data
no data | 01-VAXS164 | no data | no data | no data | TRAP BYPASS | no data | AXS | PD-122A | no data | no data | Steam | 0.75" | no data
no data | 01-VAXS165 | no data | no data | no data | ACC SPRAGING MODULATING CONTROL VALVE ISOLATION | no data | AXS | PD-050A | no data | no data | Steam | 8" | no data
no data | 01-VAXS166 | no data | no data | no data | TRAP ISOLATION | no data | AXS | PD-123A | no data | no data | Steam | 0.75" | no data
no data | 01-VAXS167 | no data | no data | no data | TRAP BYPASS | no data | AXS | PD-123A | no data | no data | Steam | 0.75" | no data
no data | 01-VAXS168 | no data | no data | no data | ACC SPARGING MODULATING CONTROL VALVE ISOLATION | no data | AXS | PD-050A | no data | no data | Steam | 6" | no data
no data | 01-VAXS171 | no data | no data | no data | FG STARTUP FEEDWATER HX/ SEPARATOR ISOLATION | no data | AXS | PD-123A | no data | no data | Steam | 3" | no data
no data | 01-VAXS174 | no data | no data | no data | DA EJECTOR CONTROL VALVE ISOLATION | no data | AXS | PD-050A | no data | no data | Steam | 2" | no data
no data | 01-VAXS175 | no data | no data | no data | DA EJECTOR CONTROL VALVE ISOLATION | no data | AXS | PD-050A | no data | no data | Steam | 2" | no data
no data | 01-VAXS182 | no data | no data | no data | VENT | no data | AXS | PD-050A | no data | no data | Steam | 1" | no data
no data | 01-VAXS183 | no data | no data | no data | VENT | no data | AXS | PD-050A | no data | no data | Steam | 0.75" | no data
no data | 01-VAXS186 | no data | no data | no data | INSTRUMENT | no data | AXS | PD-050A | no data | no data | Steam | 0.75" | no data
no data | 01-VAXS187 | no data | no data | no data | INSTRUMENT | no data | AXS | PD-123A | no data | no data | Steam | 0.75" | no data
no data | 01-VAXS188 | no data | no data | no data | INSTRUMENT | no data | AXS | PD-123A | no data | no data | Steam | 0.75" | no data
no data | 01-VAXS189 | no data | no data | no data | TRAP ISOLATION | no data | AXS | PD-122A | no data | no data | Steam | 0.75" | no data
no data | 01-VAXS190 | no data | no data | no data | TRAP ISOLATION | no data | AXS | PD-123A | no data | no data | Steam | 2" | no data
no data | 01-VAXS191 | no data | no data | no data | TRAP BYPASS | no data | AXS | PD-123A | no data | no data | Steam | 0.75" | no data
no data | 01-VAXS194 | no data | no data | no data | TRAP ISOLATION | no data | AXS | PD-123A | no data | no data | Steam | 0.75" | no data
no data | 01-VAXS195 | no data | no data | no data | DRAIN | no data | AXS | PD-123A | no data | no data | Steam | 0.75" | no data
no data | 01-VAXS196 | no data | no data | no data | SEAL STEAM CONTROL VALVE WARMING LINE ISOLATION | no data | AXS | PD-123A | no data | no data | Steam | 0.75" | no data
no data | 01-VAXS197 | no data | no data | no data | SEAL STEAM CONTROL VALVE WARMING LINE THROTTLING | no data | AXS | PD-123A | no data | no data | Steam | 0.75" | no data
no data | 01-VAXS198 | no data | no data | no data | SEAL STEAM CONTROL VALVE WARMING LINE ISOLATION | no data | AXS | PD-123A | no data | no data | Steam | 0.75" | no data
no data | 01-VAXS199 | no data | no data | no data | DRIP LEG DRAIN | no data | AXS | PD-123A | no data | no data | Steam | 2" | no data
no data | 01-VAXS200 | no data | no data | no data | DRIP LEG DRAIN | no data | AXS | PD-123A | no data | no data | Steam | 2" | no data
no data | 01-VAXS201 | no data | no data | no data | TRAP ISOLATION | no data | AXS | PD-123A | no data | no data | Steam | 0.75" | no data
no data | 01-VAXS202 | no data | no data | no data | TRAP BYPASS | no data | AXS | PD-123A | no data | no data | Steam | 0.75" | no data
no data | 01-VAXS203 | no data | no data | no data | DRAIN | no data | AXS | PD-123A | no data | no data | Steam | 0.75" | no data
no data | 01-VAXS204 | no data | no data | no data | SEAL STEAM REGULATING VALVE BYPASS | no data | AXS | PD-300A | no data | no data | Steam | 2" | no data
no data | 01-VAXS289 | no data | no data | no data | TRAP BYPASS | no data | AXS | PD-122A | no data | no data | Steam | 0.75" | no data
no data | 01-VAXS290 | no data | no data | no data | TRAP ISOLATION | no data | AXS | PD-122A | no data | no data | Steam | 0.75" | no data
no data | 01-VAXS291 | no data | no data | no data | DRIP LEG DRAIN | no data | AXS | PD-122A | no data | no data | Steam | 2" | no data
no data | 01-VBDN100 | no data | no data | no data | INSTRUMENT ROOT VALVE | no data | BDN | PD-090A | no data | no data | Water | 0.5" | no data
no data | 01-VBDN101 | no data | no data | no data | INSTRUMENT ROOT VALVE | no data | BDN | PD-090A | no data | no data | Water | 0.5" | no data
no data | 01-VBDN112 | no data | no data | no data | VENT ROOT VALVE | no data | BDN | PD-090A | no data | no data | Water | 0.75" | no data
no data | 01-VBDN119 | no data | no data | no data | UNIT 1 BDN PUMP B DISCHARGE CHECK | no data | BDN | PD-090A | no data | no data | Water | 8" | no data
no data | 01-VBDN120 | no data | no data | no data | UNIT 1 BDN PUMP A DISCHARGE CHECK | no data | BDN | PD-090A | no data | no data | Water | 8" | no data
no data | 01-VBDN123 | no data | no data | no data | UNIT 1 BDN PUMP B DISCHARGE ISOLATION | no data | BDN | PD-090A | no data | no data | Water | 8" | no data
no data | 01-VBDN124 | no data | no data | no data | UNIT 1 BDN PUMP A DISCHARGE ISOLATION | no data | BDN | PD-090A | no data | no data | Water | 8" | no data
no data | 01-VBDN800 | no data | no data | no data | Isolation Valve | Ball | HRSGBD | JJ05792-06-PI | no data | no data | Service Water | 1/2" | no data
no data | 01-VBDN801 | no data | no data | no data | Root Valve | Ball | HRSGBD | JJ05792-06-PI | no data | no data | Service Water | 1/2" | no data
no data | 01-VBDN802 | no data | no data | no data | Throttling Valve | Needle | HRSGBD | JJ05792-06-PI | no data | no data | Service Water | 1/2" | no data
no data | 01-VBDN803 | no data | no data | no data | Isolation Valve | Ball | HRSGBD | JJ05792-06-PI | no data | no data | Service Water | 1/2" | no data
no data | 01-VBDN804 | no data | no data | no data | Root Valve | Ball | HRSGBD | JJ05792-06-PI | no data | no data | Service Water | 1/2" | no data
no data | 01-VBDN805 | no data | no data | no data | Throttling Valve | Needle | HRSGBD | JJ05792-06-PI | no data | no data | Service Water | 1/2" | no data
no data | 01-VBFW101 | no data | no data | no data | DRAIN VALVE | no data | BFW | PD-062A | no data | no data | Water | 1" | no data
no data | 01-VBFW103 | no data | no data | no data | HRH TA SPRAY DRAIN | no data | BFW | PD-034A | no data | no data | Water | 0.75" | no data
no data | 01-VBFW105 | no data | no data | no data | SHARED SPRAY SUPPLY STRAINER ISOLATION | no data | BFW | PD-062A | no data | no data | Water | 6" | no data
no data | 01-VBFW106 | no data | no data | no data | SHARED SPRAY SUPPLY STRAINER ISOLATION | no data | BFW | PD-062A | no data | no data | Water | 6" | no data
no data | 01-VBFW107 | no data | no data | no data | SHARED SPRAY SUPPLY STRAINER ISOLATION | no data | BFW | PD-062A | no data | no data | Water | 6" | no data
no data | 01-VBFW108 | no data | no data | no data | SHARED SPRAY SUPPLY STRAINER ISOLATION | no data | BFW | PD-062A | no data | no data | Water | 6" | no data
no data | 01-VBFW109 | no data | no data | no data | SHARED SPRAY SUPPLY STRAINER ISOLATION | no data | BFW | PD-062A | no data | no data | Water | 6" | no data
no data | 01-VBFW110 | no data | no data | no data | VENT VALVE | no data | BFW | PD-064A | no data | no data | Water | 0.75" | no data
no data | 01-VBFW111 | no data | no data | no data | SHARED SPRAY SUPPLY STRAINER ISOLATION | no data | BFW | PD-062A | no data | no data | Water | 6" | no data
no data | 01-VBFW112 | no data | no data | no data | INSTRUMENT ISOLATION | no data | BFW | PD-020A | no data | no data | Water | 0.5" | no data
no data | 01-VBFW113 | no data | no data | no data | STRAINER DRAIN | no data | BFW | PD-062A | no data | no data | Water | 1" | no data
no data | 01-VBFW114 | no data | no data | no data | INSTRUMENT ISOLATION | no data | BFW | PD-020A | no data | no data | Water | 0.5" | no data
no data | 01-VBFW115 | no data | no data | no data | STRAINER DRAIN | no data | BFW | PD-062A | no data | no data | Water | 1" | no data
no data | 01-VBFW116 | no data | no data | no data | DRAIN VALVE | no data | BFW | PD-061A | no data | no data | Water | 1" | no data
no data | 01-VBFW117 | no data | no data | no data | VENT VALVE | no data | BFW | PD-064A | no data | no data | Water | 0.75" | no data
no data | 01-VBFW118 | no data | no data | no data | HRH TA SPRAY SUPPLY ISOLATION | no data | BFW | PD-034A | no data | no data | Water | 3" | no data
no data | 01-VBFW119 | no data | no data | no data | DRAIN VALVE | no data | BFW | PD-020A | no data | no data | Water | 0.75" | no data
no data | 01-VBFW120 | no data | no data | no data | DRAIN VALVE | no data | BFW | PD-064A | no data | no data | Water | 0.75" | no data
no data | 01-VBFW121 | no data | no data | no data | DRAIN VALVE | no data | BFW | PD-064A | no data | no data | Water | 0.75" | no data
no data | 01-VBFW123 | no data | no data | no data | DRAIN VALVE | no data | BFW | PD-062A | no data | no data | Water | 1" | no data
no data | 01-VBFW128 | no data | no data | no data | HPS BYPASS SPRAY ISOLATION | no data | BFW | PD-062A | no data | no data | Water | 3" | no data
no data | 01-VBFW129 | no data | no data | no data | HPS BYPASS SPRAY ISOLATION | no data | BFW | PD-062A | no data | no data | Water | 3" | no data
no data | 01-VBFW130 | no data | no data | no data | DRAIN VALVE | no data | BFW | PD-062A | no data | no data | Water | 0.75" | no data
no data | 01-VBFW131 | no data | no data | no data | DRAIN VALVE | no data | BFW | PD-062A | no data | no data | Water | 0.75" | no data
no data | 01-VBFW132 | no data | no data | no data | INSTRUMENT ISOLATION | no data | BFW | PD-060A | no data | no data | Water | 0.75" | no data
no data | 01-VBFW138 | no data | no data | no data | DRAIN VALVE | no data | BFW | PD-061A | no data | no data | Water | 0.75" | no data
no data | 01-VBFW139 | no data | no data | no data | DRAIN VALVE | no data | BFW | PD-061A | no data | no data | Water | 0.75" | no data
no data | 01-VBFW140 | no data | no data | no data | INSTRUMENT ISOLATION | no data | BFW | PD-124A | no data | no data | Water | 0.75" | no data
no data | 01-VBFW141 | no data | no data | no data | INSTRUMENT ISOLATION | no data | BFW | PD-124A | no data | no data | Water | 0.75" | no data
no data | 01-VBFW142 | no data | no data | no data | INSTRUMENT ISOLATION | no data | BFW | PD-124A | no data | no data | Water | 0.75" | no data
no data | 01-VBFW143 | no data | no data | no data | INSTRUMENT ISOLATION | no data | BFW | PD-124A | no data | no data | Water | 0.75" | no data
no data | 01-VBFW144 | no data | no data | no data | DRAIN VALVE | no data | BFW | PD-124A | no data | no data | Water | 0.75" | no data
no data | 01-VBFW145 | no data | no data | no data | DRAIN VALVE | no data | BFW | PD-124A | no data | no data | Water | 0.75" | no data
no data | 01-VBFW146 | no data | no data | no data | CRH LETDOWN SPRAY SUPPLY ISOLATION | no data | BFW | PD-124A | no data | no data | Water | 1" | no data
no data | 01-VBFW147 | no data | no data | no data | VENT VALVE | no data | BFW | PD-061A | no data | no data | Water | 0.75" | no data
no data | 01-VBFW148 | no data | no data | no data | CRH LETDOWN SPRAY SUPPLY CHECK | no data | BFW | PD-124A | no data | no data | Water | 1" | no data
no data | 01-VBFW149 | no data | no data | no data | DRAIN VALVE | no data | BFW | PD-060A | no data | no data | Water | 1" | no data
no data | 01-VBFW150 | no data | no data | no data | VENT VALVE | no data | BFW | PD-061A | no data | no data | Water | 0.75" | no data
no data | 01-VBFW151 | no data | no data | no data | VENT VALVE | no data | BFW | PD-062A | no data | no data | Water | 1" | no data
no data | 01-VBFW152 | no data | no data | no data | BFW SUCTION LP DRUM ISOLATION | no data | BFW | PD-060A | no data | no data | Water | 12" | no data
no data | 01-VBFW153 | no data | no data | no data | VENT VALVE | no data | BFW | PD-064A | no data | no data | Water | 0.75" | no data
no data | 01-VBFW154 | no data | no data | no data | INSTRUMENT ISOLATION | no data | BFW | PD-060A | no data | no data | Water | 0.75" | no data
no data | 01-VBFW155 | no data | no data | no data | INSTRUMENT ISOLATION | no data | BFW | PD-060A | no data | no data | Water | 0.75" | no data
no data | 01-VBFW156 | no data | no data | no data | INSTRUMENT ISOLATION | no data | BFW | PD-124A | no data | no data | Water | 0.75" | no data
no data | 01-VBFW157 | no data | no data | no data | INSTRUMENT ISOLATION | no data | BFW | PD-124A | no data | no data | Water | 0.75" | no data
no data | 01-VBFW161 | no data | no data | no data | VENT VALVE | no data | BFW | PD-062A | no data | no data | Water | 1" | no data
no data | 01-VBFW162 | no data | no data | no data | INSTRUMENT ISOLATION | no data | BFW | PD-062A | no data | no data | Water | 1" | no data
no data | 01-VBFW163 | no data | no data | no data | INSTRUMENT ISOLATION | no data | BFW | PD-062A | no data | no data | Water | 1" | no data
no data | 01-VBFW164 | no data | no data | no data | CRH AUX STEAM DSH SPRAY CHECK | no data | BFW | PD-124A | no data | no data | Water | 1" | no data
no data | 01-VBFW165 | no data | no data | no data | DRAIN VALVE | no data | BFW | PD-063A | no data | no data | Water | 0.75" | no data
no data | 01-VBFW166 | no data | no data | no data | DRAIN VALVE | no data | BFW | PD-063A | no data | no data | Water | 0.75" | no data
no data | 01-VBFW167 | no data | no data | no data | BFP A IP DISCHARGE CHECK | no data | BFW | PD-060A | no data | no data | Water | 6" | no data
no data | 01-VBFW168 | no data | no data | no data | DRAIN VALVE | no data | BFW | PD-060A | no data | no data | Water | 0.75" | no data
no data | 01-VBFW169 | no data | no data | no data | DRAIN VALVE | no data | BFW | PD-060A | no data | no data | Water | 0.75" | no data
no data | 01-VBFW170 | no data | no data | no data | INSTRUMENT ISOLATION | no data | BFW | PD-060A | no data | no data | Water | 0.75" | no data
no data | 01-VBFW171 | no data | no data | no data | INSTRUMENT ISOLATION | no data | BFW | PD-060A | no data | no data | Water | 0.75" | no data
no data | 01-VBFW172 | no data | no data | no data | VENT VALVE | no data | BFW | PD-060A | no data | no data | Water | 0.75" | no data
no data | 01-VBFW173 | no data | no data | no data | VENT VALVE | no data | BFW | PD-060A | no data | no data | Water | 0.75" | no data
no data | 01-VBFW174 | no data | no data | no data | BFP B IP DISCHARGE CHECK | no data | BFW | PD-060A | no data | no data | Water | 6" | no data
no data | 01-VBFW175 | no data | no data | no data | DRAIN VALVE | no data | BFW | PD-060A | no data | no data | Water | 0.75" | no data
no data | 01-VBFW176 | no data | no data | no data | DRAIN VALVE | no data | BFW | PD-060A | no data | no data | Water | 0.75" | no data
no data | 01-VBFW177 | no data | no data | no data | INSTRUMENT ISOLATION | no data | BFW | PD-060A | no data | no data | Water | 0.75" | no data
no data | 01-VBFW178 | no data | no data | no data | INSTRUMENT ISOLATION | no data | BFW | PD-060A | no data | no data | Water | 0.75" | no data
no data | 01-VBFW181 | no data | no data | no data | INSTRUMENT ISOLATION | no data | BFW | PD-061A | no data | no data | Water | 0.75" | no data
no data | 01-VBFW182 | no data | no data | no data | INSTRUMENT ISOLATION | no data | BFW | PD-061A | no data | no data | Water | 0.75" | no data
no data | 01-VBFW183 | no data | no data | no data | INSTRUMENT ISOLATION | no data | BFW | PD-061A | no data | no data | Water | 0.75" | no data
no data | 01-VBFW184 | no data | no data | no data | INSTRUMENT ISOLATION | no data | BFW | PD-061A | no data | no data | Water | 0.75" | no data
no data | 01-VBFW185 | no data | no data | no data | INSTRUMENT ISOLATION | no data | BFW | PD-061A | no data | no data | Water | 0.75" | no data
no data | 01-VBFW186 | no data | no data | no data | INSTRUMENT ISOLATION | no data | BFW | PD-061A | no data | no data | Water | 0.75" | no data
no data | 01-VBFW187 | no data | no data | no data | INSTRUMENT ISOLATION | no data | BFW | PD-061A | no data | no data | Water | 0.75" | no data
no data | 01-VBFW188 | no data | no data | no data | INSTRUMENT ISOLATION | no data | BFW | PD-061A | no data | no data | Water | 0.75" | no data
no data | 01-VBFW189 | no data | no data | no data | VENT VALVE | no data | BFW | PD-061A | no data | no data | Water | 0.75" | no data
no data | 01-VBFW190 | no data | no data | no data | VENT VALVE | no data | BFW | PD-061A | no data | no data | Water | 0.75" | no data
no data | 01-VBFW191 | no data | no data | no data | BFP A HP DISCHARGE CHECK | no data | BFW | PD-061A | no data | no data | Water | 10" | no data
no data | 01-VBFW192 | no data | no data | no data | DRAIN VALVE | no data | BFW | PD-061A | no data | no data | Water | 0.75" | no data
no data | 01-VBFW193 | no data | no data | no data | DRAIN VALVE | no data | BFW | PD-061A | no data | no data | Water | 0.75" | no data
no data | 01-VBFW194 | no data | no data | no data | DRAIN VALVE | no data | BFW | PD-061A | no data | no data | Water | 1" | no data
no data | 01-VBFW195 | no data | no data | no data | DRAIN VALVE | no data | BFW | PD-061A | no data | no data | Water | 1" | no data
no data | 01-VBFW196 | no data | no data | no data | HP BFW FILL FROM CONDENSATE CHECK | no data | BFW | PD-061A | no data | no data | Water | 2" | no data
no data | 01-VBFW197 | no data | no data | no data | HP BFW FILL FROM CONDENSATE STOP CHECK | no data | BFW | PD-061A | no data | no data | Water | 2" | no data
no data | 01-VBFW198 | no data | no data | no data | HP BFW FILL FROM CONDENSATE BLOCK | no data | BFW | PD-061A | no data | no data | Water | 2" | no data
no data | 01-VBFW199 | no data | no data | no data | INSTRUMENT ISOLATION | no data | BFW | PD-061A | no data | no data | Water | 0.75" | no data
no data | 01-VBFW200 | no data | no data | no data | INSTRUMENT ISOLATION | no data | BFW | PD-061A | no data | no data | Water | 0.75" | no data
no data | 01-VBFW209 | no data | no data | no data | VENT VALVE | no data | BFW | PD-061A | no data | no data | Water | 0.75" | no data
no data | 01-VBFW210 | no data | no data | no data | VENT VALVE | no data | BFW | PD-061A | no data | no data | Water | 0.75" | no data
no data | 01-VBFW211 | no data | no data | no data | DRAIN VALVE | no data | BFW | PD-061A | no data | no data | Water | 0.75" | no data
no data | 01-VBFW212 | no data | no data | no data | DRAIN VALVE | no data | BFW | PD-061A | no data | no data | Water | 0.75" | no data
no data | 01-VBFW213 | no data | no data | no data | VENT VALVE | no data | BFW | PD-061A | no data | no data | Water | 0.75" | no data
no data | 01-VBFW214 | no data | no data | no data | VENT VALVE | no data | BFW | PD-061A | no data | no data | Water | 0.75" | no data
no data | 01-VBFW215 | no data | no data | no data | BFP A MIN RECIRC STRAINER ISOLATION | no data | BFW | PD-061A | no data | no data | Water | 6" | no data
no data | 01-VBFW216 | no data | no data | no data | STRAINER DRAIN | no data | BFW | PD-061A | no data | no data | Water | 1.5" | no data
no data | 01-VBFW217 | no data | no data | no data | STRAINER DRAIN | no data | BFW | PD-061A | no data | no data | Water | 1.5" | no data
no data | 01-VBFW218 | no data | no data | no data | BFP A MIN RECIRC ACC ISOLATION | no data | BFW | PD-061A | no data | no data | Water | 6" | no data
no data | 01-VBFW219 | no data | no data | no data | INSTRUMENT ISOLATION | no data | BFW | PD-061A | no data | no data | Water | 0.75" | no data
no data | 01-VBFW220 | no data | no data | no data | INSTRUMENT ISOLATION | no data | BFW | PD-061A | no data | no data | Water | 0.75" | no data
no data | 01-VBFW221 | no data | no data | no data | INSTRUMENT ISOLATION | no data | BFW | PD-061A | no data | no data | Water | 0.75" | no data
no data | 01-VBFW222 | no data | no data | no data | INSTRUMENT ISOLATION | no data | BFW | PD-061A | no data | no data | Water | 0.75" | no data
no data | 01-VBFW223 | no data | no data | no data | INSTRUMENT ISOLATION | no data | BFW | PD-061A | no data | no data | Water | 0.75" | no data
no data | 01-VBFW224 | no data | no data | no data | INSTRUMENT ISOLATION | no data | BFW | PD-061A | no data | no data | Water | 0.75" | no data
no data | 01-VBFW225 | no data | no data | no data | INSTRUMENT ISOLATION | no data | BFW | PD-061A | no data | no data | Water | 0.75" | no data
no data | 01-VBFW226 | no data | no data | no data | INSTRUMENT ISOLATION | no data | BFW | PD-061A | no data | no data | Water | 0.75" | no data
no data | 01-VBFW227 | no data | no data | no data | VENT VALVE | no data | BFW | PD-061A | no data | no data | Water | 0.75" | no data
no data | 01-VBFW228 | no data | no data | no data | VENT VALVE | no data | BFW | PD-061A | no data | no data | Water | 0.75" | no data
no data | 01-VBFW229 | no data | no data | no data | BFP B HP DISCHARGE CHECK | no data | BFW | PD-061A | no data | no data | Water | 10" | no data
no data | 01-VBFW230 | no data | no data | no data | VENT VALVE | no data | BFW | PD-061A | no data | no data | Water | 0.75" | no data
no data | 01-VBFW231 | no data | no data | no data | VENT VALVE | no data | BFW | PD-061A | no data | no data | Water | 0.75" | no data
no data | 01-VBFW232 | no data | no data | no data | BFP B MIN RECIRC STRAINER ISOLATION | no data | BFW | PD-061A | no data | no data | Water | 6" | no data
no data | 01-VBFW233 | no data | no data | no data | STRAINER DRAIN | no data | BFW | PD-061A | no data | no data | Water | 1.5" | no data
no data | 01-VBFW234 | no data | no data | no data | STRAINER DRAIN | no data | BFW | PD-061A | no data | no data | Water | 1.5" | no data
no data | 01-VBFW235 | no data | no data | no data | DRAIN VALVE | no data | BFW | PD-061A | no data | no data | Water | 0.75" | no data
no data | 01-VBFW236 | no data | no data | no data | DRAIN VALVE | no data | BFW | PD-061A | no data | no data | Water | 0.75" | no data
no data | 01-VBFW237 | no data | no data | no data | DRAIN VALVE | no data | BFW | PD-061A | no data | no data | Water | 1" | no data
no data | 01-VBFW238 | no data | no data | no data | DRAIN VALVE | no data | BFW | PD-061A | no data | no data | Water | 1" | no data
no data | 01-VBFW239 | no data | no data | no data | BFP B MIN RECIRC ACC ISOLATION | no data | BFW | PD-061A | no data | no data | Water | 6" | no data
no data | 01-VBFW240 | no data | no data | no data | DRAIN VALVE | no data | BFW | PD-020A | no data | no data | Water | 0.75" | no data
no data | 01-VBFW241 | no data | no data | no data | DRAIN VALVE | no data | BFW | PD-020A | no data | no data | Water | 0.75" | no data
no data | 01-VBFW242 | no data | no data | no data | INSTRUMENT ISOLATION | no data | BFW | PD-020A | no data | no data | Water | 0.75" | no data
no data | 01-VBFW243 | no data | no data | no data | INSTRUMENT ISOLATION | no data | BFW | PD-020A | no data | no data | Water | 0.75" | no data
no data | 01-VBFW244 | no data | no data | no data | INSTRUMENT ISOLATION | no data | BFW | PD-020A | no data | no data | Water | 0.75" | no data
| 01-VBFW245 | FW to HP terminal atemperator strainer PDIT | Pipe Rack 1st | Attemperator HP | INSTRUMENT ISOLATION | no data | BFW HP | PD-020A | OPEN | no data | Water | 0.75" | no data
no data | 01-VBFW246 | no data | no data | no data | VENT VALVE | no data | BFW | PD-020A | no data | no data | Water | 1" | no data
no data | 01-VBFW247 | no data | no data | no data | VENT VALVE | no data | BFW | PD-020A | no data | no data | Water | 1" | no data
no data | 01-VBFW248 | no data | no data | no data | VENT VALVE | no data | BFW | PD-020A | no data | no data | Water | 1" | no data
no data | 01-VBFW249 | no data | no data | no data | VENT VALVE | no data | BFW | PD-020A | no data | no data | Water | 1" | no data
no data | 01-VBFW250 | no data | no data | no data | INSTRUMENT ISOLATION | no data | BFW | PD-062A | no data | no data | Water | 0.75" | no data
no data | 01-VBFW251 | no data | no data | no data | INSTRUMENT ISOLATION | no data | BFW | PD-062A | no data | no data | Water | 0.75" | no data
no data | 01-VBFW252 | no data | no data | no data | INSTRUMENT ISOLATION | no data | BFW | PD-062A | no data | no data | Water | 0.75" | no data
no data | 01-VBFW253 | no data | no data | no data | INSTRUMENT ISOLATION | no data | BFW | PD-062A | no data | no data | Water | 0.75" | no data
no data | 01-VBFW254 | no data | no data | no data | INSTRUMENT ISOLATION | no data | BFW | PD-061A | no data | no data | Water | 0.75" | no data
no data | 01-VBFW255 | no data | no data | no data | INSTRUMENT ISOLATION | no data | BFW | PD-061A | no data | no data | Water | 0.75" | no data
no data | 01-VBFW256 | no data | no data | no data | INSTRUMENT ISOLATION | no data | BFW | PD-061A | no data | no data | Water | 0.75" | no data
no data | 01-VBFW257 | no data | no data | no data | INSTRUMENT ISOLATION | no data | BFW | PD-061A | no data | no data | Water | 0.75" | no data
no data | 01-VBFW258 | no data | no data | no data | INSTRUMENT ISOLATION | no data | BFW | PD-061A | no data | no data | Water | 0.75" | no data
no data | 01-VBFW259 | no data | no data | no data | INSTRUMENT ISOLATION | no data | BFW | PD-061A | no data | no data | Water | 0.75" | no data
no data | 01-VBFW260 | no data | no data | no data | INSTRUMENT ISOLATION | no data | BFW | PD-061A | no data | no data | Water | 0.75" | no data
no data | 01-VBFW261 | no data | no data | no data | INSTRUMENT ISOLATION | no data | BFW | PD-061A | no data | no data | Water | 0.75" | no data
no data | 01-VBFW262 | no data | no data | no data | INSTRUMENT ISOLATION | no data | BFW | PD-064A | no data | no data | Water | 0.75" | no data
no data | 01-VBFW263 | no data | no data | no data | BFP SUCTION FROM LPEC BYPASS CHECK | no data | BFW | PD-060A | no data | no data | Water | 8" | no data
no data | 01-VBFW264 | no data | no data | no data | BFP SUCTION ISOLATION FROM LPEC BYPASS | no data | BFW | PD-060A | no data | no data | Water | 8" | no data
no data | 01-VBFW265 | no data | no data | no data | BFP A SUCTION ISOLATION | no data | BFW | PD-060A | no data | no data | Water | 12" | no data
no data | 01-VBFW266 | no data | no data | no data | BFP B SUCTION ISOLATION | no data | BFW | PD-060A | no data | no data | Water | 12" | no data
no data | 01-VBFW267 | no data | no data | no data | DRAIN VALVE | no data | BFW | PD-061A | no data | no data | Water | 0.75" | no data
no data | 01-VBFW269 | no data | no data | no data | BFP A IP DISCHARGE ISOLATION | no data | BFW | PD-060A | no data | no data | Water | 6" | no data
no data | 01-VBFW270 | no data | no data | no data | BFP B IP DISCHARGE ISOLATION | no data | BFW | PD-060A | no data | no data | Water | 6" | no data
no data | 01-VBFW271 | no data | no data | no data | BFP A HP DISCHARGE ISOLATION | no data | BFW | PD-061A | no data | no data | Water | 10" | no data
no data | 01-VBFW272 | no data | no data | no data | BFP B HP DISCHARGE ISOLATION | no data | BFW | PD-061A | no data | no data | Water | 10" | no data
no data | 01-VBFW273 | no data | no data | no data | INSTRUMENT ISOLATION | no data | BFW | PD-064A | no data | no data | Water | 0.75" | no data
no data | 01-VBFW274 | no data | no data | no data | INSTRUMENT ISOLATION | no data | BFW | PD-064A | no data | no data | Water | 0.75" | no data
no data | 01-VBFW275 | no data | no data | no data | INSTRUMENT ISOLATION | no data | BFW | PD-064A | no data | no data | Water | 0.75" | no data
no data | 01-VBFW276 | no data | no data | no data | INSTRUMENT ISOLATION | no data | BFW | PD-064A | no data | no data | Water | 0.75" | no data
no data | 01-VBFW277 | no data | no data | no data | VENT VALVE | no data | BFW | PD-064A | no data | no data | Water | 0.75" | no data
no data | 01-VBFW278 | no data | no data | no data | INSTRUMENT ISOLATION | no data | BFW | PD-064A | no data | no data | Water | 0.75" | no data
no data | 01-VBFW279 | no data | no data | no data | INSTRUMENT ISOLATION | no data | BFW | PD-064A | no data | no data | Water | 0.75" | no data
no data | 01-VBFW280 | no data | no data | no data | INSTRUMENT ISOLATION | no data | BFW | PD-064A | no data | no data | Water | 0.75" | no data
no data | 01-VBFW281 | no data | no data | no data | INSTRUMENT ISOLATION | no data | BFW | PD-064A | no data | no data | Water | 0.75" | no data
no data | 01-VBFW282 | no data | no data | no data | INSTRUMENT ISOLATION | no data | BFW | PD-064A | no data | no data | Water | 0.75" | no data
no data | 01-VBFW283 | no data | no data | no data | VENT VALVE | no data | BFW | PD-064A | no data | no data | Water | 0.75" | no data
no data | 01-VBFW284 | no data | no data | no data | INSTRUMENT ISOLATION | no data | BFW | PD-064A | no data | no data | Water | 0.75" | no data
no data | 01-VBFW285 | no data | no data | no data | N2 CONNECTION | no data | BFW | PD-064A | no data | no data | Water | 0.75" | no data
no data | 01-VBFW286 | no data | no data | no data | DRAIN VALVE | no data | BFW | PD-064A | no data | no data | Water | 0.75" | no data
no data | 01-VBFW287 | no data | no data | no data | INSTRUMENT ISOLATION | no data | BFW | PD-064A | no data | no data | Water | 0.75" | no data
no data | 01-VBFW288 | no data | no data | no data | INSTRUMENT ISOLATION | no data | BFW | PD-064A | no data | no data | Water | 0.75" | no data
no data | 01-VBFW289 | no data | no data | no data | DRAIN VALVE | no data | BFW | PD-064A | no data | no data | Water | 0.75" | no data
no data | 01-VBFW290 | no data | no data | no data | FGH OUTLET RECIRC CV ISOLATION | no data | BFW | PD-064A | no data | no data | Water | 4" | no data
no data | 01-VBFW291 | no data | no data | no data | DRAIN VALVE | no data | BFW | PD-064A | no data | no data | Water | 0.75" | no data
no data | 01-VBFW292 | no data | no data | no data | STRAINER DRAIN | no data | BFW | PD-064A | no data | no data | Water | 0.75" | no data
no data | 01-VBFW293 | no data | no data | no data | INSTRUMENT ISOLATION | no data | BFW | PD-064A | no data | no data | Water | 0.75" | no data
no data | 01-VBFW294 | no data | no data | no data | DRAIN VALVE | no data | BFW | PD-063A | no data | no data | Water | 0.75" | no data
no data | 01-VBFW295 | no data | no data | no data | INSTRUMENT ISOLATION | no data | BFW | PD-063A | no data | no data | Water | 0.75" | no data
no data | 01-VBFW296 | no data | no data | no data | INSTRUMENT ISOLATION | no data | BFW | PD-063A | no data | no data | Water | 0.75" | no data
no data | 01-VBFW297 | no data | no data | no data | INSTRUMENT ISOLATION | no data | BFW | PD-063A | no data | no data | Water | 0.75" | no data
no data | 01-VBFW298 | no data | no data | no data | INSTRUMENT ISOLATION | no data | BFW | PD-063A | no data | no data | Water | 0.75" | no data
no data | 01-VBFW299 | no data | no data | no data | INSTRUMENT ISOLATION | no data | BFW | PD-063A | no data | no data | Water | 0.75" | no data
no data | 01-VBFW300 | no data | no data | no data | CT TCA COOLER BFW INLET ISOLATION | no data | BFW | PD-063A | no data | no data | Water | 6" | no data
no data | 01-VBFW301 | no data | no data | no data | DRAIN VALVE | no data | BFW | PD-063A | no data | no data | Water | 0.75" | no data
no data | 01-VBFW302 | no data | no data | no data | DRAIN VALVE | no data | BFW | PD-063A | no data | no data | Water | 0.75" | no data
no data | 01-VBFW303 | no data | no data | no data | DRAIN VALVE | no data | BFW | PD-063A | no data | no data | Water | 0.75" | no data
no data | 01-VBFW304 | no data | no data | no data | DRAIN VALVE | no data | BFW | PD-063A | no data | no data | Water | 0.75" | no data
no data | 01-VBFW305 | no data | no data | no data | DRAIN VALVE | no data | BFW | PD-063A | no data | no data | Water | 0.75" | no data
no data | 01-VBFW306 | no data | no data | no data | CT TCA COOLER BFW OUTLET ISOLATION | no data | BFW | PD-063A | no data | no data | Water | 6" | no data
no data | 01-VBFW307 | no data | no data | no data | INSTRUMENT ISOLATION | no data | BFW | PD-063A | no data | no data | Water | 0.75" | no data
no data | 01-VBFW308 | no data | no data | no data | INSTRUMENT ISOLATION | no data | BFW | PD-063A | no data | no data | Water | 0.75" | no data
no data | 01-VBFW309 | no data | no data | no data | INSTRUMENT ISOLATION | no data | BFW | PD-063A | no data | no data | Water | 0.75" | no data
no data | 01-VBFW310 | no data | no data | no data | INSTRUMENT ISOLATION | no data | BFW | PD-063A | no data | no data | Water | 0.75" | no data
no data | 01-VBFW311 | no data | no data | no data | INSTRUMENT ISOLATION | no data | BFW | PD-063A | no data | no data | Water | 0.75" | no data
no data | 01-VBFW312 | no data | no data | no data | INSTRUMENT ISOLATION | no data | BFW | PD-063A | no data | no data | Water | 0.75" | no data
no data | 01-VBFW313 | no data | no data | no data | INSTRUMENT ISOLATION | no data | BFW | PD-063A | no data | no data | Water | 0.75" | no data
no data | 01-VBFW314 | no data | no data | no data | INSTRUMENT ISOLATION | no data | BFW | PD-063A | no data | no data | Water | 0.75" | no data
no data | 01-VBFW315 | no data | no data | no data | INSTRUMENT ISOLATION | no data | BFW | PD-063A | no data | no data | Water | 0.75" | no data
no data | 01-VBFW316 | no data | no data | no data | INSTRUMENT ISOLATION | no data | BFW | PD-063A | no data | no data | Water | 0.75" | no data
no data | 01-VBFW317 | no data | no data | no data | INSTRUMENT ISOLATION | no data | BFW | PD-063A | no data | no data | Water | 0.75" | no data
no data | 01-VBFW318 | no data | no data | no data | INSTRUMENT ISOLATION | no data | BFW | PD-063A | no data | no data | Water | 0.75" | no data
no data | 01-VBFW319 | no data | no data | no data | CRH LETDOWN SPRAY ISOLATION | no data | BFW | PD-124A | no data | no data | Water | 1" | no data
no data | 01-VBFW320 | no data | no data | no data | INSTRUMENT ISOLATION | no data | BFW | PD-063A | no data | no data | Water | 0.75" | no data
no data | 01-VBFW321 | no data | no data | no data | INSTRUMENT ISOLATION | no data | BFW | PD-063A | no data | no data | Water | 0.75" | no data
no data | 01-VBFW322 | no data | no data | no data | VENT VALVE | no data | BFW | PD-063A | no data | no data | Water | 0.75" | no data
no data | 01-VBFW323 | no data | no data | no data | VENT VALVE | no data | BFW | PD-063A | no data | no data | Water | 0.75" | no data
no data | 01-VBFW324 | no data | no data | no data | VENT VALVE | no data | BFW | PD-063A | no data | no data | Water | 0.75" | no data
no data | 01-VBFW325 | no data | no data | no data | VENT VALVE | no data | BFW | PD-063A | no data | no data | Water | 0.75" | no data
no data | 01-VBFW326 | no data | no data | no data | INSTRUMENT ISOLATION | no data | BFW | PD-063A | no data | no data | Water | 0.75" | no data
no data | 01-VBFW327 | no data | no data | no data | INSTRUMENT ISOLATION | no data | BFW | PD-063A | no data | no data | Water | 0.75" | no data
no data | 01-VBFW328 | no data | no data | no data | DRAIN VALVE | no data | BFW | PD-063A | no data | no data | Water | 0.75" | no data
no data | 01-VBFW329 | no data | no data | no data | DRAIN VALVE | no data | BFW | PD-063A | no data | no data | Water | 0.75" | no data
no data | 01-VBFW330 | no data | no data | no data | CT TCA COOLER BFW ISOLATION TO RECIRC | no data | BFW | PD-063A | no data | no data | Water | 6" | no data
no data | 01-VBFW331 | no data | no data | no data | VENT VALVE | no data | BFW | PD-063A | no data | no data | Water | 0.75" | no data
no data | 01-VBFW332 | no data | no data | no data | VENT VALVE | no data | BFW | PD-063A | no data | no data | Water | 0.75" | no data
no data | 01-VBFW333 | no data | no data | no data | DRAIN VALVE | no data | BFW | PD-063A | no data | no data | Water | 0.75" | no data
no data | 01-VBFW334 | no data | no data | no data | DRAIN VALVE | no data | BFW | PD-063A | no data | no data | Water | 0.75" | no data
no data | 01-VBFW335 | no data | no data | no data | DRAIN VALVE | no data | BFW | PD-063A | no data | no data | Water | 0.75" | no data
no data | 01-VBFW336 | no data | no data | no data | DRAIN VALVE | no data | BFW | PD-063A | no data | no data | Water | 0.75" | no data
no data | 01-VBFW337 | no data | no data | no data | DRAIN VALVE | no data | BFW | PD-061A | no data | no data | Water | 0.75" | no data
no data | 01-VBFW338 | no data | no data | no data | DRAIN VALVE | no data | BFW | PD-061A | no data | no data | Water | 0.75" | no data
no data | 01-VBFW339 | no data | no data | no data | CT TCA COOLER RECIRC ACC ISOLATION | no data | BFW | PD-063A | no data | no data | Water | 6" | no data
no data | 01-VBFW340 | no data | no data | no data | INSTRUMENT ISOLATION | no data | BFW | PD-064A | no data | no data | Water | 0.75" | no data
no data | 01-VBFW341 | no data | no data | no data | INSTRUMENT ISOLATION | no data | BFW | PD-064A | no data | no data | Water | 0.75" | no data
no data | 01-VBFW342 | no data | no data | no data | INSTRUMENT ISOLATION | no data | BFW | PD-064A | no data | no data | Water | 0.75" | no data
no data | 01-VBFW343 | no data | no data | no data | INSTRUMENT ISOLATION | no data | BFW | PD-064A | no data | no data | Water | 0.75" | no data
no data | 01-VBFW344 | no data | no data | no data | FG HX AUTOMATIC BLOCK VALVE ISOLATION | no data | BFW | PD-064A | no data | no data | Water | 4" | no data
no data | 01-VBFW345 | no data | no data | no data | FG HX AUTOMATIC BLOCK VALVE ISOLATION | no data | BFW | PD-064A | no data | no data | Water | 4" | no data
no data | 01-VBFW346 | no data | no data | no data | FG HX WARMING VALVE ISOLATION | no data | BFW | PD-064A | no data | no data | Water | 1" | no data
no data | 01-VBFW347 | no data | no data | no data | FG HX WARMING VALVE ISOLATION | no data | BFW | PD-064A | no data | no data | Water | 1" | no data
no data | 01-VBFW348 | no data | no data | no data | N2 PURGE CONNECTION | no data | BFW | PD-064A | no data | no data | Water | 0.75" | no data
no data | 01-VBFW349 | no data | no data | no data | VENT VALVE | no data | BFW | PD-064A | no data | no data | Water | 0.75" | no data
no data | 01-VBFW350 | no data | no data | no data | FG HX BFW UPSTREAM ISOLATION | no data | BFW | PD-064A | no data | no data | Water | 4" | no data
no data | 01-VBFW351 | no data | no data | no data | DRAIN VALVE | no data | BFW | PD-064A | no data | no data | Water | 0.75" | no data
no data | 01-VBFW352 | no data | no data | no data | FG HX BFW UPSTREAM ISOLATION | no data | BFW | PD-064A | no data | no data | Water | 4" | no data
no data | 01-VBFW353 | no data | no data | no data | FG HX LEAK DETECTION VENT | no data | BFW | PD-064A | no data | no data | Water | 0.75" | no data
no data | 01-VBFW354 | no data | no data | no data | INSTRUMENT ISOLATION | no data | BFW | PD-064A | no data | no data | Water | 0.75" | no data
no data | 01-VBFW355 | no data | no data | no data | INSTRUMENT ISOLATION | no data | BFW | PD-064A | no data | no data | Water | 0.75" | no data
no data | 01-VBFW356 | no data | no data | no data | INSTRUMENT ISOLATION | no data | BFW | PD-064A | no data | no data | Water | 0.75" | no data
no data | 01-VBFW357 | no data | no data | no data | INSTRUMENT ISOLATION | no data | BFW | PD-064A | no data | no data | Water | 0.75" | no data
no data | 01-VBFW359 | no data | no data | no data | INSTRUMENT ISOLATION | no data | BFW | PD-064A | no data | no data | Water | 0.75" | no data
no data | 01-VBFW360 | no data | no data | no data | DRAIN VALVE | no data | BFW | PD-064A | no data | no data | Water | 0.75" | no data
no data | 01-VBFW361 | no data | no data | no data | FG HX RECIRC ISOLATION | no data | BFW | PD-064A | no data | no data | Water | 4" | no data
no data | 01-VBFW362 | no data | no data | no data | DRAIN VALVE | no data | BFW | PD-034A | no data | no data | Water | 0.75" | no data
no data | 01-VBFW363 | no data | no data | no data | DRAIN VALVE | no data | BFW | PD-034A | no data | no data | Water | 0.75" | no data
no data | 01-VBFW364 | no data | no data | no data | DRAIN VALVE | no data | BFW | PD-064A | no data | no data | Water | 0.75" | no data
no data | 01-VBFW365 | no data | no data | no data | DRAIN VALVE | no data | BFW | PD-061A | no data | no data | Water | 0.75" | no data
no data | 01-VBFW366 | no data | no data | no data | DRAIN VALVE | no data | BFW | PD-064A | no data | no data | Water | 0.75" | no data
no data | 01-VBFW367 | no data | no data | no data | FG HX OUTLET ISOLATION TO CND | no data | BFW | PD-064A | no data | no data | Water | 4" | no data
no data | 01-VBFW368 | no data | no data | no data | FG HX OUTLET TO CND CHECK | no data | BFW | PD-064A | no data | no data | Water | 4" | no data
no data | 01-VBFW369 | no data | no data | no data | FG HX LEAK DETECTION VENT | no data | BFW | PD-064A | no data | no data | Water | 0.75" | no data
no data | 01-VBFW370 | no data | no data | no data | INSTRUMENT ISOLATION | no data | BFW | PD-064A | no data | no data | Water | 0.75" | no data
no data | 01-VBFW371 | no data | no data | no data | INSTRUMENT ISOLATION | no data | BFW | PD-064A | no data | no data | Water | 0.75" | no data
no data | 01-VBFW372 | no data | no data | no data | INSTRUMENT ISOLATION | no data | BFW | PD-064A | no data | no data | Water | 0.75" | no data
no data | 01-VBFW373 | no data | no data | no data | INSTRUMENT ISOLATION | no data | BFW | PD-064A | no data | no data | Water | 0.75" | no data
no data | 01-VBFW374 | no data | no data | no data | HPS TA SPRAY SUPPLY CHECK | no data | BFW | PD-020A | no data | no data | Water | 3" | no data
no data | 01-VBFW375 | no data | no data | no data | HPS TA SPRAY STRAINER ISOLATION | no data | BFW | PD-020A | no data | no data | Water | 3" | no data
no data | 01-VBFW376 | no data | no data | no data | HPS TA SPRAY STRAINER ISOLATION | no data | BFW | PD-020A | no data | no data | Water | 3" | no data
no data | 01-VBFW377 | no data | no data | no data | DRAIN VALVE | no data | BFW | PD-020A | no data | no data | Water | 1" | no data
no data | 01-VBFW378 | no data | no data | no data | INSTRUMENT ISOLATION | no data | BFW | PD-020A | no data | no data | Water | 0.5" | no data
no data | 01-VBFW379 | no data | no data | no data | FG HX OUTLET RECIRC CV OUTLET ISOLATION | no data | BFW | PD-064A | no data | no data | Water | 4" | no data
no data | 01-VBFW380 | no data | no data | no data | STRAINER DRAIN | no data | BFW | PD-020A | no data | no data | Water | 1" | no data
no data | 01-VBFW381 | no data | no data | no data | DRAIN VALVE | no data | BFW | PD-061A | no data | no data | Water | 0.75" | no data
no data | 01-VBFW382 | no data | no data | no data | DRAIN VALVE | no data | BFW | PD-053A | no data | no data | Water | 0.75" | no data
no data | 01-VBFW383 | no data | no data | no data | HPS TA SPRAY STRAINER ISOLATION | no data | BFW | PD-020A | no data | no data | Water | 3" | no data
no data | 01-VBFW384 | no data | no data | no data | INSTRUMENT ISOLATION | no data | BFW | PD-063A | no data | no data | Water | 0.75" | no data
no data | 01-VBFW386 | no data | no data | no data | INSTRUMENT ISOLATION | no data | BFW | PD-063A | no data | no data | Water | 0.75" | no data
no data | 01-VBFW387 | no data | no data | no data | DRAIN VALVE | no data | BFW | PD-020A | no data | no data | Water | 0.75" | no data
no data | 01-VBFW388 | no data | no data | no data | SHARED SPRAY SUPPLY STRAINER ISOLATION | no data | BFW | PD-062A | no data | no data | Water | 6" | no data
no data | 01-VBFW389 | no data | no data | no data | HRH TA SPRAY SUPPLY DRAIN | no data | BFW | PD-034A | no data | no data | Water | 0.75" | no data
no data | 01-VBFW390 | no data | no data | no data | STRAINER DRAIN | no data | BFW | PD-062A | no data | no data | Water | 1" | no data
no data | 01-VBFW391 | no data | no data | no data | SHARED SPRAY SUPPLY STRAINER ISOLATION | no data | BFW | PD-062A | no data | no data | Water | 6" | no data
no data | 01-VBFW392 | no data | no data | no data | HRH TA SPRAY SUPPLY CHECK | no data | BFW | PD-034A | no data | no data | Water | 3" | no data
no data | 01-VBFW402 | no data | no data | no data | DRAIN VALVE | no data | BFW | PD-064A | no data | no data | Water | 0.75" | no data
no data | 01-VBFW403 | no data | no data | no data | DRAIN VALVE | no data | BFW | PD-064A | no data | no data | Water | 0.75" | no data
no data | 01-VBFW404 | no data | no data | no data | INSTRUMENT ISOLATION | no data | BFW | PD-060A | no data | no data | Water | 0.75" | no data
no data | 01-VBFW405 | no data | no data | no data | INSTRUMENT ISOLATION | no data | BFW | PD-060A | no data | no data | Water | 0.75" | no data
no data | 01-VBFW406 | no data | no data | no data | INSTRUMENT ISOLATION | no data | BFW | PD-060A | no data | no data | Water | 0.75" | no data
no data | 01-VBFW407 | no data | no data | no data | INSTRUMENT ISOLATION | no data | BFW | PD-060A | no data | no data | Water | 0.75" | no data
no data | 01-VBFW408 | no data | no data | no data | IP BFW FILL FROM CONDENSATE CHECK | no data | BFW | PD-062A | no data | no data | Water | 2" | no data
no data | 01-VBFW409 | no data | no data | no data | IP BFW FILL FROM CONDENSATE STOP CHECK | no data | BFW | PD-062A | no data | no data | Water | 2" | no data
no data | 01-VBFW410 | no data | no data | no data | IP BFW FILL FROM CONDENSATE BLOCK | no data | BFW | PD-062A | no data | no data | Water | 2" | no data
no data | 01-VBFW411 | no data | no data | no data | STRAINER VENT | no data | BFW | PD-061A | no data | no data | Water | 1.5" | no data
no data | 01-VBFW412 | no data | no data | no data | STRAINER VENT | no data | BFW | PD-061A | no data | no data | Water | 1.5" | no data
no data | 01-VBFW415 | no data | no data | no data | DRAIN VALVE | no data | BFW | PD-061A | no data | no data | Water | 0.75" | no data
no data | 01-VBFW416 | no data | no data | no data | VENT VALVE | no data | BFW | PD-062A | no data | no data | Water | 0.75" | no data
no data | 01-VBFW417 | no data | no data | no data | VENT VALVE | no data | BFW | PD-062A | no data | no data | Water | 0.75" | no data
no data | 01-VBFW422 | no data | no data | no data | DRAIN VALVE | no data | BFW | PD-061A | no data | no data | Water | 0.75" | no data
no data | 01-VBFW423 | no data | no data | no data | DRAIN VALVE | no data | BFW | PD-061A | no data | no data | Water | 0.75" | no data
no data | 01-VBFW424 | no data | no data | no data | INSTRUMENT ISOLATION | no data | BFW | PD-062A | no data | no data | Water | 0.75" | no data
no data | 01-VBFW425 | no data | no data | no data | VENT VALVE | no data | BFW | PD-061A | no data | no data | Water | 0.75" | no data
no data | 01-VBFW426 | no data | no data | no data | VENT VALVE | no data | BFW | PD-061A | no data | no data | Water | 0.75" | no data
no data | 01-VBFW427 | no data | no data | no data | STRAINER VENT | no data | BFW | PD-061A | no data | no data | Water | 1.5" | no data
no data | 01-VBFW428 | no data | no data | no data | STRAINER VENT | no data | BFW | PD-061A | no data | no data | Water | 1.5" | no data
no data | 01-VBFW429 | no data | no data | no data | BFW SUCTION LP DRUM SUPPLY CHECK | no data | BFW | PD-060A | no data | no data | Water | 12" | no data
no data | 01-VBFW430 | no data | no data | no data | VENT VALVE | no data | BFW | PD-060A | no data | no data | Water | 0.75" | no data
no data | 01-VBFW431 | no data | no data | no data | INSTRUMENT ISOLATION | no data | BFW | PD-124A | no data | no data | Water | 0.75" | no data
no data | 01-VBFW432 | no data | no data | no data | INSTRUMENT ISOLATION | no data | BFW | PD-124A | no data | no data | Water | 0.75" | no data
no data | 01-VBFW433 | no data | no data | no data | IP BFW TO CRH LETDOWN SPRAY ISOLATION | no data | BFW | PD-124A | no data | no data | Water | 1" | no data
no data | 01-VBFW434 | no data | no data | no data | IP BFW TO CRH LETDOWN SPRAY ISOLATION | no data | BFW | PD-124A | no data | no data | Water | 1" | no data
no data | 01-VBFW435 | no data | no data | no data | INSTRUMENT ISOLATION | no data | BFW | PD-063A | no data | no data | Water | 0.75" | no data
no data | 01-VBFW436 | no data | no data | no data | DRAIN VALVE | no data | BFW | PD-124A | no data | no data | Water | 0.75" | no data
no data | 01-VBFW437 | no data | no data | no data | DRAIN VALVE | no data | BFW | PD-124A | no data | no data | Water | 0.75" | no data
no data | 01-VBFW438 | no data | no data | no data | INSTRUMENT ISOLATION | no data | BFW | PD-062A | no data | no data | Water | 0.75" | no data
no data | 01-VBFW439 | no data | no data | no data | INSTRUMENT ISOLATION | no data | BFW | PD-064A | no data | no data | Water | 0.75" | no data
no data | 01-VBFW440 | no data | no data | no data | STRAINER VENT | no data | BFW | PD-064A | no data | no data | Water | 0.75" | no data
no data | 01-VBFW441 | no data | no data | no data | STRAINER VENT | no data | BFW | PD-064A | no data | no data | Water | 0.75" | no data
no data | 01-VBFW442 | no data | no data | no data | INSTRUMENT ISOLATION | no data | BFW | PD-064A | no data | no data | Water | 0.75" | no data
no data | 01-VBFW443 | no data | no data | no data | INSTRUMENT ISOLATION | no data | BFW | PD-064A | no data | no data | Water | 0.75" | no data
no data | 01-VBFW444 | no data | no data | no data | INSTRUMENT ISOLATION | no data | BFW | PD-064A | no data | no data | Water | 0.75" | no data
no data | 01-VBFW445 | no data | no data | no data | INSTRUMENT ISOLATION | no data | BFW | PD-064A | no data | no data | Water | 0.75" | no data
no data | 01-VBFW447 | no data | no data | no data | DRAIN VALVE | no data | BFW | PD-124A | no data | no data | Water | 0.75" | no data
no data | 01-VBFW448 | no data | no data | no data | DRAIN VALVE | no data | BFW | PD-124A | no data | no data | Water | 0.75" | no data
no data | 01-VBFW449 | no data | no data | no data | DRAIN VALVE | no data | BFW | PD-064A | no data | no data | Water | 0.75" | no data
no data | 01-VBFW450 | no data | no data | no data | DRAIN VALVE | no data | BFW | PD-064A | no data | no data | Water | 0.75" | no data
no data | 01-VBFW451 | no data | no data | no data | DRAIN VALVE | no data | BFW | PD-124A | no data | no data | Water | 0.75" | no data
no data | 01-VBFW452 | no data | no data | no data | DRAIN VALVE | no data | BFW | PD-124A | no data | no data | Water | 0.75" | no data
no data | 01-VBFW453 | no data | no data | no data | DRAIN VALVE | no data | BFW | PD-124A | no data | no data | Water | 0.75" | no data
no data | 01-VBFW454 | no data | no data | no data | DRAIN VALVE | no data | BFW | PD-124A | no data | no data | Water | 0.75" | no data
no data | 01-VBFW459 | no data | no data | no data | VENT VALVE | no data | BFW | PD-064A | no data | no data | Water | 0.75" | no data
no data | 01-VBFW460 | no data | no data | no data | VENT VALVE | no data | BFW | PD-064A | no data | no data | Water | 0.75" | no data
no data | 01-VBFW461 | no data | no data | no data | DRAIN VALVE | no data | BFW | PD-064A | no data | no data | Water | 0.75" | no data
no data | 01-VBFW462 | no data | no data | no data | DRAIN VALVE | no data | BFW | PD-064A | no data | no data | Water | 0.75" | no data
no data | 01-VBFW503 | no data | no data | no data | STRAINER DRAIN | no data | BFW | PD-020A | no data | no data | Water | 1" | no data
no data | 01-VBFW505 | no data | no data | no data | HPS TA SPRAY SUPPLY ISOLATION | no data | BFW | PD-020A | no data | no data | Water | 3" | no data
no data | 01-VBFW506 | no data | no data | no data | VENT VALVE | no data | BFW | PD-060A | no data | no data | Water | 0.75" | no data
no data | 01-VBFW509 | no data | no data | no data | STRAINER DRAIN | no data | BFW | PD-020A | no data | no data | Water | 1" | no data
no data | 01-VBFW513 | no data | no data | no data | HPS BYPASS SPRAY SUPPLY ISOLATION | no data | BFW | PD-020A | no data | no data | Water | 3" | no data
no data | 01-VBFW519 | no data | no data | no data | INSTRUMENT ISOLATION | no data | BFW | PD-020A | no data | no data | Water | 0.5" | no data
no data | 01-VBFW521 | no data | no data | no data | HPS TA SPRAY STRAINER ISOLATION | no data | BFW | PD-020A | no data | no data | Water | 3" | no data
no data | 01-VBFW523 | no data | no data | no data | HPS TA SPRAY STRAINER ISOLATION | no data | BFW | PD-020A | no data | no data | Water | 3" | no data
no data | 01-VBFW525 | no data | no data | no data | HPS TA SPRAY STRAINER ISOLATION | no data | BFW | PD-020A | no data | no data | Water | 3" | no data
no data | 01-VBFW529 | no data | no data | no data | DRAIN VALVE | no data | BFW | PD-020A | no data | no data | Water | 0.75" | no data
no data | 01-VBFW531 | no data | no data | no data | HPS TA SPRAY SUPPLY ISOLATION | no data | BFW | PD-020A | no data | no data | Water | 3" | no data
no data | 01-VBFW532 | no data | no data | no data | STRAINER VENT | no data | BFW | PD-063A | no data | no data | Water | 0.75" | no data
no data | 01-VBFW539 | no data | no data | no data | HPS BYPASS SPRAY SUPPLY CHECK | no data | BFW | PD-020A | no data | no data | Water | 3" | no data
no data | 01-VBFW545 | no data | no data | no data | DRAIN VALVE | no data | BFW | PD-020A | no data | no data | Water | 0.75" | no data
no data | 01-VBFW547 | no data | no data | no data | DRAIN VALVE | no data | BFW | PD-020A | no data | no data | Water | 0.75" | no data
no data | 01-VBFW549 | no data | no data | no data | HPS TA SPRAY STRAINER ISOLATION | no data | BFW | PD-020A | no data | no data | Water | 3" | no data
no data | 01-VBFW551 | no data | no data | no data | DRAIN VALVE | no data | BFW | PD-020A | no data | no data | Water | 0.75" | no data
no data | 01-VBFW553 | no data | no data | no data | DRAIN VALVE | no data | BFW | PD-020A | no data | no data | Water | 0.75" | no data
no data | 01-VBFW555 | no data | no data | no data | HPS TA SPRAY STRAINER ISOLATION | no data | BFW | PD-020A | no data | no data | Water | 3" | no data
no data | 01-VBFW557 | no data | no data | no data | DRAIN VALVE | no data | BFW | PD-020A | no data | no data | Water | 0.75" | no data
no data | 01-VBFW567 | no data | no data | no data | VENT VALVE | no data | BFW | PD-020A | no data | no data | Water | 0.75" | no data
no data | 01-VBFW569 | no data | no data | no data | VENT VALVE | no data | BFW | PD-020A | no data | no data | Water | 0.75" | no data
no data | 01-VBFW570 | no data | no data | no data | ISOLATION TO CRH LETDOWN ATTEMPERATORS | no data | BFW | PD-124A | no data | no data | Water | 1" | no data
no data | 01-VBFW571 | no data | no data | no data | ISOLATION TO CRH LETDOWN ATTEMPERATORS | no data | BFW | PD-124A | no data | no data | Water | 1" | no data
no data | 01-VBFW572 | no data | no data | no data | DRAIN VALVE | no data | BFW | PD-124A | no data | no data | Water | 0.75" | no data
no data | 01-VBFW573 | no data | no data | no data | DRAIN VALVE | no data | BFW | PD-124A | no data | no data | Water | 0.75" | no data
no data | 01-VBFW574 | no data | no data | no data | ISOLATION TO HRH TA SPRAY | no data | BFW | PD-062A | no data | no data | Water | 3" | no data
no data | 01-VBFW575 | no data | no data | no data | ISOLATION TO HRH TA SPRAY | no data | BFW | PD-062A | no data | no data | Water | 3" | no data
no data | 01-VBFW576 | no data | no data | no data | DRAIN VALVE | no data | BFW | PD-062A | no data | no data | Water | 0.75" | no data
no data | 01-VBFW577 | no data | no data | no data | DRAIN VALVE | no data | BFW | PD-062A | no data | no data | Water | 0.75" | no data
no data | 01-VBFW578 | no data | no data | no data | VENT VALVE | no data | BFW | PD-064A | no data | no data | Water | 0.75" | no data
no data | 01-VBFW579 | no data | no data | no data | VENT VALVE | no data | BFW | PD-064A | no data | no data | Water | 0.75" | no data
no data | 01-VBFW600 | no data | no data | no data | VENT VALVE | no data | BFW | PD-064A | no data | no data | Water | 0.75" | no data
no data | 01-VBFW601 | no data | no data | no data | VENT VALVE | no data | BFW | PD-064A | no data | no data | Water | 0.75" | no data
no data | 01-VBFW602 | no data | no data | no data | DRAIN VALVE | no data | BFW | PD-064A | no data | no data | Water | 0.75" | no data
no data | 01-VBFW603 | no data | no data | no data | DRAIN VALVE | no data | BFW | PD-064A | no data | no data | Water | 0.75" | no data
no data | 01-VBFW604 | no data | no data | no data | VENT VALVE | no data | BFW | PD-061A | no data | no data | Water | 0.75" | no data
no data | 01-VBFW605 | no data | no data | no data | VENT VALVE | no data | BFW | PD-061A | no data | no data | Water | 0.75" | no data
no data | 01-VBFW606 | no data | no data | no data | VENT VALVE | no data | BFW | PD-061A | no data | no data | Water | 0.75" | no data
no data | 01-VBFW607 | no data | no data | no data | VENT VALVE | no data | BFW | PD-061A | no data | no data | Water | 0.75" | no data
no data | 01-VBFW608 | no data | no data | no data | VENT VALVE | no data | BFW | PD-061A | no data | no data | Water | 0.75" | no data
no data | 01-VBFW609 | no data | no data | no data | VENT VALVE | no data | BFW | PD-061A | no data | no data | Water | 0.75" | no data
no data | 01-VBFW610 | no data | no data | no data | DRAIN VALVE | no data | BFW | PD-063A | no data | no data | Water | 0.75" | no data
no data | 01-VBFW611 | no data | no data | no data | DRAIN VALVE | no data | BFW | PD-063A | no data | no data | Water | 0.75" | no data
no data | 01-VBFW612 | no data | no data | no data | VENT VALVE | no data | BFW | PD-020A | no data | no data | Water | 0.75" | no data
no data | 01-VBFW613 | no data | no data | no data | VENT VALVE | no data | BFW | PD-020A | no data | no data | Water | 0.75" | no data
no data | 01-VBFW614 | no data | no data | no data | VENT VALVE | no data | BFW | PD-063A | no data | no data | Water | 0.75" | no data
no data | 01-VBFW615 | no data | no data | no data | VENT VALVE | no data | BFW | PD-063A | no data | no data | Water | 0.75" | no data
no data | 01-VBFW616 | no data | no data | no data | DRAIN VALVE | no data | BFW | PD-064A | no data | no data | Water | 0.75" | no data
no data | 01-VBFW617 | no data | no data | no data | DRAIN VALVE | no data | BFW | PD-064A | no data | no data | Water | 0.75" | no data
no data | 01-VBFW618 | no data | no data | no data | VENT VALVE | no data | BFW | PD-034A | no data | no data | Water | 0.75" | no data
no data | 01-VBFW619 | no data | no data | no data | VENT VALVE | no data | BFW | PD-034A | no data | no data | Water | 0.75" | no data
no data | 01-VBFW622 | no data | no data | no data | VENT VALVE | no data | BFW | PD-124A | no data | no data | Water | 0.75" | no data
no data | 01-VBFW623 | no data | no data | no data | VENT VALVE | no data | BFW | PD-124A | no data | no data | Water | 0.75" | no data
no data | 01-VBFW624 | no data | no data | no data | VENT VALVE | no data | BFW | PD-124A | no data | no data | Water | 0.75" | no data
no data | 01-VBFW625 | no data | no data | no data | VENT VALVE | no data | BFW | PD-124A | no data | no data | Water | 0.75" | no data
no data | 01-VBFW626 | no data | no data | no data | DRAIN VALVE | no data | BFW | PD-124A | no data | no data | Water | 0.75" | no data
no data | 01-VBFW627 | no data | no data | no data | DRAIN VALVE | no data | BFW | PD-124A | no data | no data | Water | 0.75" | no data
no data | 01-VBFW628 | no data | no data | no data | DRAIN VALVE | no data | BFW | PD-124A | no data | no data | Water | 0.75" | no data
no data | 01-VBFW629 | no data | no data | no data | DRAIN VALVE | no data | BFW | PD-124A | no data | no data | Water | 0.75" | no data
no data | 01-VBFW630 | no data | no data | no data | INSTRUMENT | no data | BFW | PD-064A | no data | no data | Water | 0.75" | no data
no data | 01-VBFW631 | no data | no data | no data | INSTRUMENT ISOLATION | no data | BFW | PD-064A | no data | no data | Water | 0.75" | no data
no data | 01-VBFW700 | no data | no data | no data | INSTRUMENT ISOLATION | no data | BFW | PD-063A | no data | no data | Water | 0.75" | no data
no data | 01-VBFW701 | no data | no data | no data | INSTRUMENT ISOLATION | no data | BFW | PD-063A | no data | no data | Water | 0.75" | no data
no data | 01-VBFW922 | no data | no data | no data | CTA COOLER BFW OUTLET RECIRC CV ISOLATION | no data | BFW | PD-063A | no data | no data | Water | 6" | no data
no data | 01-VBFW923 | no data | no data | no data | STRAINER VENT | no data | BFW | PD-063A | no data | no data | Water | 0.75" | no data
no data | 01-VBFW924 | no data | no data | no data | INSTRUMENT ISOLATION | no data | BFW | PD-063A | no data | no data | Water | 0.75" | no data
no data | 01-VBFW925 | no data | no data | no data | INSTRUMENT ISOLATION | no data | BFW | PD-063A | no data | no data | Water | 0.75" | no data
no data | 01-VBFW926 | no data | no data | no data | INSTRUMENT ISOLATION | no data | BFW | PD-063A | no data | no data | Water | 0.75" | no data
no data | 01-VBFW927 | no data | no data | no data | INSTRUMENT ISOLATION | no data | BFW | PD-063A | no data | no data | Water | 0.75" | no data
no data | 01-VBFW928 | no data | no data | no data | INSTRUMENT ISOLATION | no data | BFW | PD-063A | no data | no data | Water | 0.75" | no data
no data | 01-VBFW929 | no data | no data | no data | INSTRUMENT ISOLATION | no data | BFW | PD-063A | no data | no data | Water | 0.75" | no data
no data | 01-VBFW933 | no data | no data | no data | INSTRUMENT ISOLATION | no data | BFW | PD-064A | no data | no data | Water | 0.75" | no data
no data | 01-VBFW934 | no data | no data | no data | INSTRUMENT ISOLATION | no data | BFW | PD-064A | no data | no data | Water | 0.75" | no data
no data | 01-VBFW935 | no data | no data | no data | INSTRUMENT ISOLATION | no data | BFW | PD-064A | no data | no data | Water | 0.75" | no data
no data | 01-VBFW936 | no data | no data | no data | INSTRUMENT ISOLATION | no data | BFW | PD-064A | no data | no data | Water | 0.75" | no data
no data | 01-VCCF104 | no data | no data | no data | UNIT 1 ENCLOSURE CONTAINMENT DRAIN ISOLATION VALVE | no data | CCF | PD-520A | no data | no data | 19% Aqueous Ammonia and | 2" | no data
no data | 01-VCCF105 | no data | no data | no data | UNIT 1 CONDENSATE AMMONIA FEED ISOLATION VALVE | no data | CCF | PD-053A | no data | no data | 19% Aqueous Ammonia | 0.375" | no data
no data | 01-VCCW100 | no data | no data | no data | INSTRUMENTATION | no data | CCW | PD-271A | no data | no data | WATER/GLYCOL | 0.75" | no data
no data | 01-VCCW101 | no data | no data | no data | INSTRUMENTATION | no data | CCW | PD-271A | no data | no data | WATER/GLYCOL | 0.75" | no data
no data | 01-VCCW102 | no data | no data | no data | HEAD TANK TO PUMP SUCTION ISOLATION | no data | CCW | PD-270A | no data | no data | WATER/GLYCOL | 2" | no data
no data | 01-VCCW103 | no data | no data | no data | CCW HEAD TANK DRAIN | no data | CCW | PD-270A | no data | no data | WATER/GLYCOL | 2" | no data
no data | 01-VCCW104 | no data | no data | no data | INSTRUMENTATION | no data | CCW | PD-270A | no data | no data | WATER/GLYCOL | 0.75" | no data
no data | 01-VCCW105 | no data | no data | no data | ACHE OUTLET ISOLATION/THROTTLING | no data | CCW | PD-271A | no data | no data | WATER/GLYCOL | 12" | no data
no data | 01-VCCW106 | no data | no data | no data | PUMP SUCTION ISOLATION | no data | CCW | PD-270A | no data | no data | WATER/GLYCOL | 24" | no data
no data | 01-VCCW107 | no data | no data | no data | PUMP DISCHARGE ISOLATION | no data | CCW | PD-270A | no data | no data | WATER/GLYCOL | 24" | no data
no data | 01-VCCW108 | no data | no data | no data | ACHE OUTLET ISOLATION/THROTTLING | no data | CCW | PD-271A | no data | no data | WATER/GLYCOL | 12" | no data
no data | 01-VCCW109 | no data | no data | no data | PUMP DISCHARGE ISOLATION | no data | CCW | PD-270A | no data | no data | WATER/GLYCOL | 24" | no data
no data | 01-VCCW110 | no data | no data | no data | VENT | no data | CCW | PD-271A | no data | no data | WATER/GLYCOL | 0.75" | no data
no data | 01-VCCW111 | no data | no data | no data | VENT | no data | CCW | PD-270A | no data | no data | WATER/GLYCOL | 0.75" | no data
no data | 01-VCCW112 | no data | no data | no data | VENT | no data | CCW | PD-270A | no data | no data | WATER/GLYCOL | 0.75" | no data
no data | 01-VCCW113 | no data | no data | no data | DRAIN | no data | CCW | PD-270A | no data | no data | WATER/GLYCOL | 0.75" | no data
no data | 01-VCCW114 | no data | no data | no data | POT FEEDER INLET ISOLATION | no data | CCW | PD-270A | no data | no data | WATER/GLYCOL | 2" | no data
no data | 01-VCCW115 | no data | no data | no data | INSTRUMENTATION | no data | CCW | PD-270A | no data | no data | WATER/GLYCOL | 0.75" | no data
no data | 01-VCCW116 | no data | no data | no data | INSTRUMENTATION | no data | CCW | PD-272A | no data | no data | WATER/GLYCOL | 0.75" | no data
no data | 01-VCCW117 | no data | no data | no data | DRAIN | no data | CCW | PD-270A | no data | no data | WATER/GLYCOL | 0.75" | no data
no data | 01-VCCW118 | no data | no data | no data | PUMP DISCHARGE CHECK | no data | CCW | PD-270A | no data | no data | WATER/GLYCOL | 24" | no data
no data | 01-VCCW119 | no data | no data | no data | INSTRUMENTATION | no data | CCW | PD-270A | no data | no data | WATER/GLYCOL | 0.75" | no data
no data | 01-VCCW120 | no data | no data | no data | ACHE INLET ISOLATION | no data | CCW | PD-271A | no data | no data | WATER/GLYCOL | 12" | no data
no data | 01-VCCW121 | no data | no data | no data | PUMP SUCTION ISOLATION | no data | CCW | PD-270A | no data | no data | WATER/GLYCOL | 24" | no data
no data | 01-VCCW122 | no data | no data | no data | INSTRUMENTATION | no data | CCW | PD-270A | no data | no data | WATER/GLYCOL | 0.75" | no data
no data | 01-VCCW123 | no data | no data | no data | ACHE INLET ISOLATION | no data | CCW | PD-271A | no data | no data | WATER/GLYCOL | 12" | no data
no data | 01-VCCW124 | no data | no data | no data | VENT | no data | CCW | PD-271A | no data | no data | WATER/GLYCOL | 0.75" | no data
no data | 01-VCCW125 | no data | no data | no data | ACHE OUTLET ISOLATION/THROTTLING | no data | CCW | PD-271A | no data | no data | WATER/GLYCOL | 12" | no data
no data | 01-VCCW126 | no data | no data | no data | BYPASS FOR ACHE BYPASS CV | no data | CCW | PD-270A | no data | no data | WATER/GLYCOL | 24" | no data
no data | 01-VCCW127 | no data | no data | no data | PUMP DISCHARGE CHECK | no data | CCW | PD-270A | no data | no data | WATER/GLYCOL | 24" | no data
no data | 01-VCCW128 | no data | no data | no data | INSTRUMENTATION | no data | CCW | PD-275A | no data | no data | WATER/GLYCOL | 0.75" | no data
no data | 01-VCCW129 | no data | no data | no data | ACHE INLET HEADER ISOLATION | no data | CCW | PD-271A | no data | no data | WATER/GLYCOL | 24" | no data
no data | 01-VCCW130 | no data | no data | no data | INSTRUMENTATION | no data | CCW | PD-270A | no data | no data | WATER/GLYCOL | 2" | no data
no data | 01-VCCW131 | no data | no data | no data | INSTRUMENTATION | no data | CCW | PD-270A | no data | no data | WATER/GLYCOL | 0.75" | no data
no data | 01-VCCW132 | no data | no data | no data | DRAIN | no data | CCW | PD-270A | no data | no data | WATER/GLYCOL | 2" | no data
no data | 01-VCCW133 | no data | no data | no data | POT FEEDER OUTLET ISOLATION/THROTTLING | no data | CCW | PD-270A | no data | no data | WATER/GLYCOL | 2" | no data
no data | 01-VCCW134 | no data | no data | no data | DRAIN | no data | CCW | PD-270A | no data | no data | WATER/GLYCOL | 0.75" | no data
no data | 01-VCCW135 | no data | no data | no data | INSTRUMENTATION | no data | CCW | PD-270A | no data | no data | WATER/GLYCOL | 0.75" | no data
no data | 01-VCCW136 | no data | no data | no data | VENT | no data | CCW | PD-270A | no data | no data | WATER/GLYCOL | 0.75" | no data
no data | 01-VCCW137 | no data | no data | no data | INSTRUMENTATION | no data | CCW | PD-270A | no data | no data | WATER/GLYCOL | 0.75" | no data
no data | 01-VCCW138 | no data | no data | no data | INSTRUMENTATION | no data | CCW | PD-270A | no data | no data | WATER/GLYCOL | 0.75" | no data
no data | 01-VCCW139 | no data | no data | no data | DRAIN | no data | CCW | PD-270A | no data | no data | WATER/GLYCOL | 0.75" | no data
no data | 01-VCCW140 | no data | no data | no data | DRAIN | no data | CCW | PD-270A | no data | no data | WATER/GLYCOL | 0.75" | no data
no data | 01-VCCW141 | no data | no data | no data | DRAIN | no data | CCW | PD-270A | no data | no data | WATER/GLYCOL | 0.75" | no data
no data | 01-VCCW142 | no data | no data | no data | POT FEEDER OUTLET ISOLATION/THROTTLING | no data | CCW | PD-270A | no data | no data | WATER/GLYCOL | 0.75" | no data
no data | 01-VCCW143 | no data | no data | no data | VENT | no data | CCW | PD-271A | no data | no data | WATER/GLYCOL | 0.75" | no data
no data | 01-VCCW144 | no data | no data | no data | ACHE INLET ISOLATION | no data | CCW | PD-271A | no data | no data | WATER/GLYCOL | 12" | no data
no data | 01-VCCW145 | no data | no data | no data | ACHE INLET ISOLATION | no data | CCW | PD-271A | no data | no data | WATER/GLYCOL | 12" | no data
no data | 01-VCCW146 | no data | no data | no data | VENT | no data | CCW | PD-271A | no data | no data | WATER/GLYCOL | 0.75" | no data
no data | 01-VCCW147 | no data | no data | no data | VENT | no data | CCW | PD-275A | no data | no data | WATER/GLYCOL | 0.75" | no data
no data | 01-VCCW148 | no data | no data | no data | ACHE BYPASS CV ISOLATION | no data | CCW | PD-270A | no data | no data | WATER/GLYCOL | 24" | no data
no data | 01-VCCW149 | no data | no data | no data | ACHE BYPASS CV ISOLATION | no data | CCW | PD-270A | no data | no data | WATER/GLYCOL | 24" | no data
no data | 01-VCCW150 | no data | no data | no data | VENT | no data | CCW | PD-271A | no data | no data | WATER/GLYCOL | 0.75" | no data
no data | 01-VCCW151 | no data | no data | no data | DRAIN | no data | CCW | PD-270A | no data | no data | WATER/GLYCOL | 0.75" | no data
no data | 01-VCCW152 | no data | no data | no data | DRAIN | no data | CCW | PD-270A | no data | no data | WATER/GLYCOL | 2" | no data
no data | 01-VCCW153 | no data | no data | no data | SYSTEM BALANCING CV ISOLATION | no data | CCW | PD-270A | no data | no data | WATER/GLYCOL | 16" | no data
no data | 01-VCCW154 | no data | no data | no data | SYSTEM BALANCING CV ISOLATION | no data | CCW | PD-270A | no data | no data | WATER/GLYCOL | 16" | no data
no data | 01-VCCW155 | no data | no data | no data | SYSTEM BALANCING CV BYPASS | no data | CCW | PD-270A | no data | no data | WATER/GLYCOL | 10" | no data
no data | 01-VCCW156 | no data | no data | no data | DRAIN | no data | CCW | PD-270A | no data | no data | WATER/GLYCOL | 0.75" | no data
no data | 01-VCCW157 | no data | no data | no data | INSTRUMENTATION | no data | CCW | PD-271A | no data | no data | WATER/GLYCOL | 0.75" | no data
no data | 01-VCCW158 | no data | no data | no data | VENT | no data | CCW | PD-270A | no data | no data | WATER/GLYCOL | 0.75" | no data
no data | 01-VCCW159 | no data | no data | no data | VENT | no data | CCW | PD-270A | no data | no data | WATER/GLYCOL | 0.75" | no data
no data | 01-VCCW160 | no data | no data | no data | ACHE INLET ISOLATION | no data | CCW | PD-271A | no data | no data | WATER/GLYCOL | 12" | no data
no data | 01-VCCW161 | no data | no data | no data | VENT | no data | CCW | PD-275A | no data | no data | WATER/GLYCOL | 0.75" | no data
no data | 01-VCCW162 | no data | no data | no data | INSTRUMENTATION | no data | CCW | PD-275A | no data | no data | WATER/GLYCOL | 0.75" | no data
no data | 01-VCCW163 | no data | no data | no data | INSTRUMENTATION | no data | CCW | PD-275A | no data | no data | WATER/GLYCOL | 0.75" | no data
no data | 01-VCCW164 | no data | no data | no data | VENT | no data | CCW | PD-272A | no data | no data | WATER/GLYCOL | 0.75" | no data
no data | 01-VCCW165 | no data | no data | no data | DRAIN | no data | CCW | PD-275A | no data | no data | WATER/GLYCOL | 0.75" | no data
no data | 01-VCCW166 | no data | no data | no data | INSTRUMENTATION | no data | CCW | PD-275A | no data | no data | WATER/GLYCOL | 0.75" | no data
no data | 01-VCCW167 | no data | no data | no data | ACHE OUTLET ISOLATION/THROTTLING | no data | CCW | PD-271A | no data | no data | WATER/GLYCOL | 12" | no data
no data | 01-VCCW168 | no data | no data | no data | DRAIN | no data | CCW | PD-272A | no data | no data | WATER/GLYCOL | 0.75" | no data
no data | 01-VCCW169 | no data | no data | no data | INSTRUMENTATION | no data | CCW | PD-275A | no data | no data | WATER/GLYCOL | 0.75" | no data
no data | 01-VCCW170 | no data | no data | no data | ACHE OUTLET ISOLATION/THROTTLING | no data | CCW | PD-271A | no data | no data | WATER/GLYCOL | 12" | no data
no data | 01-VCCW171 | no data | no data | no data | INSTRUMENTATION | no data | CCW | PD-271A | no data | no data | WATER/GLYCOL | 0.75" | no data
no data | 01-VCCW172 | no data | no data | no data | BFP SUPPLY ISOLATION | no data | CCW | PD-272A | no data | no data | WATER/GLYCOL | 3" | no data
no data | 01-VCCW173 | no data | no data | no data | INSTRUMENTATION | no data | CCW | PD-272A | no data | no data | WATER/GLYCOL | 0.75" | no data
no data | 01-VCCW174 | no data | no data | no data | INSTRUMENTATION | no data | CCW | PD-271A | no data | no data | WATER/GLYCOL | 0.75" | no data
no data | 01-VCCW175 | no data | no data | no data | SAMPLE PANEL FLOW THROTTLING | no data | CCW | PD-272A | no data | no data | WATER/GLYCOL | 4" | no data
no data | 01-VCCW176 | no data | no data | no data | VENT | no data | CCW | PD-272A | no data | no data | WATER/GLYCOL | 0.75" | no data
no data | 01-VCCW177 | no data | no data | no data | BFP SUPPLY ISOLATION | no data | CCW | PD-272A | no data | no data | WATER/GLYCOL | 3" | no data
no data | 01-VCCW178 | no data | no data | no data | DRAIN | no data | CCW | PD-272A | no data | no data | WATER/GLYCOL | 0.75" | no data
no data | 01-VCCW179 | no data | no data | no data | INSTRUMENTATION | no data | CCW | PD-272A | no data | no data | WATER/GLYCOL | 0.75" | no data
no data | 01-VCCW180 | no data | no data | no data | INSTRUMENTATION | no data | CCW | PD-272A | no data | no data | WATER/GLYCOL | 0.75" | no data
no data | 01-VCCW181 | no data | no data | no data | BFP FLOW THROTTLING | no data | CCW | PD-272A | no data | no data | WATER/GLYCOL | 3" | no data
no data | 01-VCCW182 | no data | no data | no data | BFP FLOW THROTTLING | no data | CCW | PD-272A | no data | no data | WATER/GLYCOL | 3" | no data
no data | 01-VCCW183 | no data | no data | no data | SAMPLE PANEL SUPPLY ISOLATION | no data | CCW | PD-272A | no data | no data | WATER/GLYCOL | 4" | no data
no data | 01-VCCW184 | no data | no data | no data | VENT | no data | CCW | PD-272A | no data | no data | WATER/GLYCOL | 0.75" | no data
no data | 01-VCCW185 | no data | no data | no data | TCU RETURN ISOLATION | no data | CCW | PD-272A | no data | no data | WATER/GLYCOL | 3" | no data
no data | 01-VCCW186 | no data | no data | no data | TCU SUPPLY ISOLATION | no data | CCW | PD-272A | no data | no data | WATER/GLYCOL | 3" | no data
no data | 01-VCCW187 | no data | no data | no data | INSTRUMENTATION | no data | CCW | PD-272A | no data | no data | WATER/GLYCOL | 0.75" | no data
no data | 01-VCCW188 | no data | no data | no data | DRAIN | no data | CCW | PD-272A | no data | no data | WATER/GLYCOL | 0.75" | no data
no data | 01-VCCW189 | no data | no data | no data | VENT | no data | CCW | PD-272A | no data | no data | WATER/GLYCOL | 0.75" | no data
no data | 01-VCCW190 | no data | no data | no data | INSTRUMENTATION | no data | CCW | PD-270A | no data | no data | WATER/GLYCOL | 2" | no data
no data | 01-VCCW191 | no data | no data | no data | INSTRUMENTATION | no data | CCW | PD-270A | no data | no data | WATER/GLYCOL | 2" | no data
no data | 01-VCCW192 | no data | no data | no data | VENT | no data | CCW | PD-270A | no data | no data | WATER/GLYCOL | 0.75" | no data
no data | 01-VCCW193 | no data | no data | no data | VENT | no data | CCW | PD-270A | no data | no data | WATER/GLYCOL | 0.75" | no data
no data | 01-VCCW194 | no data | no data | no data | VENT | no data | CCW | PD-272A | no data | no data | WATER/GLYCOL | 0.75" | no data
no data | 01-VCCW195 | no data | no data | no data | DRAIN | no data | CCW | PD-275A | no data | no data | WATER/GLYCOL | 0.75" | no data
no data | 01-VCCW196 | no data | no data | no data | DRAIN | no data | CCW | PD-270A | no data | no data | WATER/GLYCOL | 0.75" | no data
no data | 01-VCCW200 | no data | no data | no data | VENT | no data | CCW | PD-270A | no data | no data | WATER/GLYCOL | 0.75" | no data
no data | 01-VCCW201 | no data | no data | no data | VENT | no data | CCW | PD-270A | no data | no data | WATER/GLYCOL | 0.75" | no data
no data | 01-VCCW211 | no data | no data | no data | INSTRUMENTATION | no data | CCW | PD-274A | no data | no data | WATER/GLYCOL | 0.75" | no data
no data | 01-VCCW212 | no data | no data | no data | INSTRUMENTATION | no data | CCW | PD-274A | no data | no data | WATER/GLYCOL | 0.75" | no data
no data | 01-VCCW213 | no data | no data | no data | INSTRUMENTATION | no data | CCW | PD-274A | no data | no data | WATER/GLYCOL | 0.75" | no data
no data | 01-VCCW214 | no data | no data | no data | INSTRUMENTATION | no data | CCW | PD-274A | no data | no data | WATER/GLYCOL | 0.75" | no data
no data | 01-VCCW215 | no data | no data | no data | INSTRUMENTATION | no data | CCW | PD-274A | no data | no data | WATER/GLYCOL | 0.75" | no data
no data | 01-VCCW216 | no data | no data | no data | DRAIN | no data | CCW | PD-271A | no data | no data | WATER/GLYCOL | 0.75" | no data
no data | 01-VCCW217 | no data | no data | no data | DRAIN | no data | CCW | PD-271A | no data | no data | WATER/GLYCOL | 0.75" | no data
no data | 01-VCCW218 | no data | no data | no data | DRAIN | no data | CCW | PD-271A | no data | no data | WATER/GLYCOL | 0.75" | no data
no data | 01-VCCW219 | no data | no data | no data | DRAIN | no data | CCW | PD-271A | no data | no data | WATER/GLYCOL | 0.75" | no data
no data | 01-VCCW220 | no data | no data | no data | DRAIN | no data | CCW | PD-271A | no data | no data | WATER/GLYCOL | 0.75" | no data
no data | 01-VCCW221 | no data | no data | no data | INSTRUMENTATION | no data | CCW | PD-274A | no data | no data | WATER/GLYCOL | 0.75" | no data
no data | 01-VCCW222 | no data | no data | no data | INSTRUMENTATION | no data | CCW | PD-274A | no data | no data | WATER/GLYCOL | 0.75" | no data
no data | 01-VCCW224 | no data | no data | no data | INSTRUMENTATION | no data | CCW | PD-274A | no data | no data | WATER/GLYCOL | 0.75" | no data
no data | 01-VCCW225 | no data | no data | no data | INSTRUMENTATION | no data | CCW | PD-274A | no data | no data | WATER/GLYCOL | 0.75" | no data
no data | 01-VCCW226 | no data | no data | no data | DRAIN | no data | CCW | PD-271A | no data | no data | WATER/GLYCOL | 0.75" | no data
no data | 01-VCCW227 | no data | no data | no data | DRAIN | no data | CCW | PD-271A | no data | no data | WATER/GLYCOL | 0.75" | no data
no data | 01-VCCW228 | no data | no data | no data | DRAIN | no data | CCW | PD-271A | no data | no data | WATER/GLYCOL | 0.75" | no data
no data | 01-VCCW229 | no data | no data | no data | DRAIN | no data | CCW | PD-271A | no data | no data | WATER/GLYCOL | 0.75" | no data
no data | 01-VCCW230 | no data | no data | no data | DRAIN | no data | CCW | PD-271A | no data | no data | WATER/GLYCOL | 0.75" | no data
no data | 01-VCCW300 | no data | no data | no data | INSTRUMENTATION | no data | CCW | PD-271A | no data | no data | WATER/GLYCOL | 0.75" | no data
no data | 01-VCCW301 | no data | no data | no data | VENT | no data | CCW | PD-273A | no data | no data | WATER/GLYCOL | 0.75" | no data
no data | 01-VCCW302 | no data | no data | no data | VENT | no data | CCW | PD-273A | no data | no data | WATER/GLYCOL | 0.75" | no data
no data | 01-VCCW304 | no data | no data | no data | LUBE OIL MODULE SUPPLY ISOLATION | no data | CCW | PD-273A | no data | no data | WATER/GLYCOL | 14" | no data
no data | 01-VCCW305 | no data | no data | no data | LUBE OIL MODULE OUTLET ISOLATION/THROTTLING | no data | CCW | PD-273A | no data | no data | WATER/GLYCOL | 14" | no data
no data | 01-VCCW306 | no data | no data | no data | GLYCOL FILL CHECK | no data | CCW | PD-270A | no data | no data | WATER/GLYCOL | 2" | no data
no data | 01-VCCW307 | no data | no data | no data | INSTRUMENTATION | no data | CCW | PD-273A | no data | no data | WATER/GLYCOL | 0.75" | no data
no data | 01-VCCW308 | no data | no data | no data | DRAIN | no data | CCW | PD-273A | no data | no data | WATER/GLYCOL | 0.75" | no data
no data | 01-VCCW318 | no data | no data | no data | DRAIN | no data | CCW | PD-274A | no data | no data | WATER/GLYCOL | 0.75" | no data
no data | 01-VCCW319 | no data | no data | no data | DRAIN | no data | CCW | PD-274A | no data | no data | WATER/GLYCOL | 0.75" | no data
no data | 01-VCCW320 | no data | no data | no data | GENERATOR COOLER SUPPLY ISOLATION | no data | CCW | PD-274A | no data | no data | WATER/GLYCOL | 6" | no data
no data | 01-VCCW321 | no data | no data | no data | INSTRUMENTATION | no data | CCW | PD-274A | no data | no data | WATER/GLYCOL | 0.75" | no data
no data | 01-VCCW322 | no data | no data | no data | DRAIN | no data | CCW | PD-273A | no data | no data | WATER/GLYCOL | 0.75" | no data
no data | 01-VCCW323 | no data | no data | no data | INSTRUMENTATION | no data | CCW | PD-273A | no data | no data | WATER/GLYCOL | 0.75" | no data
no data | 01-VCCW324 | no data | no data | no data | DRAIN | no data | CCW | PD-273A | no data | no data | WATER/GLYCOL | 0.75" | no data
no data | 01-VCCW325 | no data | no data | no data | LUBE OIL MODULE SUPPLY ISOLATION | no data | CCW | PD-273A | no data | no data | WATER/GLYCOL | 14" | no data
no data | 01-VCCW326 | no data | no data | no data | DRAIN | no data | CCW | PD-273A | no data | no data | WATER/GLYCOL | 0.75" | no data
no data | 01-VCCW327 | no data | no data | no data | INSTRUMENTATION | no data | CCW | PD-273A | no data | no data | WATER/GLYCOL | 0.75" | no data
no data | 01-VCCW328 | no data | no data | no data | VENT | no data | CCW | PD-273A | no data | no data | WATER/GLYCOL | 0.75" | no data
no data | 01-VCCW329 | no data | no data | no data | INSTRUMENTATION | no data | CCW | PD-273A | no data | no data | WATER/GLYCOL | 0.75" | no data
no data | 01-VCCW330 | no data | no data | no data | GENERATOR COOLER SUPPLY ISOLATION | no data | CCW | PD-274A | no data | no data | WATER/GLYCOL | 6" | no data
no data | 01-VCCW331 | no data | no data | no data | INSTRUMENTATION | no data | CCW | PD-271A | no data | no data | WATER/GLYCOL | 0.75" | no data
no data | 01-VCCW332 | no data | no data | no data | GENERATOR COOLER SUPPLY ISOLATION | no data | CCW | PD-274A | no data | no data | WATER/GLYCOL | 6" | no data
no data | 01-VCCW333 | no data | no data | no data | INSTRUMENTATION | no data | CCW | PD-271A | no data | no data | WATER/GLYCOL | 0.75" | no data
no data | 01-VCCW334 | no data | no data | no data | GENERATOR COOLER SUPPLY ISOLATION | no data | CCW | PD-274A | no data | no data | WATER/GLYCOL | 6" | no data
no data | 01-VCCW335 | no data | no data | no data | INSTRUMENTATION | no data | CCW | PD-271A | no data | no data | WATER/GLYCOL | 0.75" | no data
no data | 01-VCCW336 | no data | no data | no data | GENERATOR COOLER SUPPLY ISOLATION | no data | CCW | PD-274A | no data | no data | WATER/GLYCOL | 6" | no data
no data | 01-VCCW337 | no data | no data | no data | INSTRUMENTATION | no data | CCW | PD-271A | no data | no data | WATER/GLYCOL | 0.75" | no data
no data | 01-VCCW338 | no data | no data | no data | GENERATOR COOLER SUPPLY ISOLATION | no data | CCW | PD-274A | no data | no data | WATER/GLYCOL | 6" | no data
no data | 01-VCCW339 | no data | no data | no data | INSTRUMENTATION | no data | CCW | PD-271A | no data | no data | WATER/GLYCOL | 0.75" | no data
no data | 01-VCCW340 | no data | no data | no data | VENT | no data | CCW | PD-273A | no data | no data | WATER/GLYCOL | 0.75" | no data
no data | 01-VCCW341 | no data | no data | no data | LUBE OIL MODULE OUTLET ISOLATION/THROTTLING | no data | CCW | PD-273A | no data | no data | WATER/GLYCOL | 14" | no data
no data | 01-VCCW342 | no data | no data | no data | GENERATOR COOLER SUPPLY ISOLATION | no data | CCW | PD-274A | no data | no data | WATER/GLYCOL | 6" | no data
no data | 01-VCCW343 | no data | no data | no data | INSTRUMENTATION | no data | CCW | PD-274A | no data | no data | WATER/GLYCOL | 0.75" | no data
no data | 01-VCCW344 | no data | no data | no data | GENERATOR COOLER SUPPLY ISOLATION | no data | CCW | PD-274A | no data | no data | WATER/GLYCOL | 6" | no data
no data | 01-VCCW345 | no data | no data | no data | GLYCOL FILL ISOLATION | no data | CCW | PD-270A | no data | no data | WATER/GLYCOL | 2" | no data
no data | 01-VCCW346 | no data | no data | no data | ECA COMPRESSOR RETURN ISOLATION | no data | CCW | PD-275A | no data | no data | WATER/GLYCOL | 3" | no data
no data | 01-VCCW347 | no data | no data | no data | GENERATOR COOLER RETURN ISOLATION/THROTTLING | no data | CCW | PD-274A | no data | no data | WATER/GLYCOL | 6" | no data
no data | 01-VCCW348 | no data | no data | no data | DRAIN | no data | CCW | PD-274A | no data | no data | WATER/GLYCOL | 0.75" | no data
no data | 01-VCCW349 | no data | no data | no data | GENERATOR COOLER RETURN HEADER ISOLATION/THROTTLING | no data | CCW | PD-274A | no data | no data | WATER/GLYCOL | 14" | no data
no data | 01-VCCW350 | no data | no data | no data | INSTRUMENTATION | no data | CCW | PD-274A | no data | no data | WATER/GLYCOL | 0.75" | no data
no data | 01-VCCW351 | no data | no data | no data | GENERATOR COOLER RETURN ISOLATION/THROTTLING | no data | CCW | PD-274A | no data | no data | WATER/GLYCOL | 6" | no data
no data | 01-VCCW352 | no data | no data | no data | INSTRUMENTATION | no data | CCW | PD-274A | no data | no data | WATER/GLYCOL | 0.75" | no data
no data | 01-VCCW353 | no data | no data | no data | GENERATOR COOLER RETURN ISOLATION/THROTTLING | no data | CCW | PD-274A | no data | no data | WATER/GLYCOL | 6" | no data
no data | 01-VCCW354 | no data | no data | no data | INSTRUMENTATION | no data | CCW | PD-274A | no data | no data | WATER/GLYCOL | 0.75" | no data
no data | 01-VCCW355 | no data | no data | no data | GENERATOR COOLER RETURN ISOLATION/THROTTLING | no data | CCW | PD-274A | no data | no data | WATER/GLYCOL | 6" | no data
no data | 01-VCCW356 | no data | no data | no data | INSTRUMENTATION | no data | CCW | PD-274A | no data | no data | WATER/GLYCOL | 0.75" | no data
no data | 01-VCCW357 | no data | no data | no data | GENERATOR COOLER RETURN ISOLATION/THROTTLING | no data | CCW | PD-274A | no data | no data | WATER/GLYCOL | 6" | no data
no data | 01-VCCW358 | no data | no data | no data | INSTRUMENTATION | no data | CCW | PD-274A | no data | no data | WATER/GLYCOL | 0.75" | no data
no data | 01-VCCW359 | no data | no data | no data | GENERATOR COOLER RETURN ISOLATION/THROTTLING | no data | CCW | PD-274A | no data | no data | WATER/GLYCOL | 6" | no data
no data | 01-VCCW360 | no data | no data | no data | INSTRUMENTATION | no data | CCW | PD-275A | no data | no data | WATER/GLYCOL | 0.75" | no data
no data | 01-VCCW361 | no data | no data | no data | GENERATOR COOLER RETURN ISOLATION/THROTTLING | no data | CCW | PD-274A | no data | no data | WATER/GLYCOL | 6" | no data
no data | 01-VCCW362 | no data | no data | no data | ECA COMPRESSOR SUPPLY ISOLATION | no data | CCW | PD-275A | no data | no data | WATER/GLYCOL | 3" | no data
no data | 01-VCCW363 | no data | no data | no data | GENERATOR COOLER RETURN ISOLATION/THROTTLING | no data | CCW | PD-274A | no data | no data | WATER/GLYCOL | 6" | no data
no data | 01-VCCW364 | no data | no data | no data | GENERATOR COOLER SUPPLY HEADER ISOLATION | no data | CCW | PD-274A | no data | no data | WATER/GLYCOL | 14" | no data
no data | 01-VCCW365 | no data | no data | no data | VENT | no data | CCW | PD-270A | no data | no data | WATER/GLYCOL | 0.75" | no data
no data | 01-VCCW366 | no data | no data | no data | ACHE OUTLET HEADER ISOLATION | no data | CCW | PD-271A | no data | no data | WATER/GLYCOL | 24" | no data
no data | 01-VCCW367 | no data | no data | no data | INSTRUMENTATION | no data | CCW | PD-270A | no data | no data | WATER/GLYCOL | 0.75" | no data
no data | 01-VCCW368 | no data | no data | no data | INSTRUMENTATION | no data | CCW | PD-270A | no data | no data | WATER/GLYCOL | 0.75" | no data
no data | 01-VCCW369 | no data | no data | no data | ECA COMPRESSOR FLOW THROTTLING | no data | CCW | PD-275A | no data | no data | WATER/GLYCOL | 3" | no data
no data | 01-VCCW370 | no data | no data | no data | ECA COMPRESSOR RETURN ISOLATION | no data | CCW | PD-275A | no data | no data | WATER/GLYCOL | 3" | no data
no data | 01-VCCW371 | no data | no data | no data | DRAIN | no data | CCW | PD-274A | no data | no data | WATER/GLYCOL | 0.75" | no data
no data | 01-VCCW372 | no data | no data | no data | DRAIN | no data | CCW | PD-274A | no data | no data | WATER/GLYCOL | 0.75" | no data
no data | 01-VCCW373 | no data | no data | no data | DRAIN | no data | CCW | PD-274A | no data | no data | WATER/GLYCOL | 0.75" | no data
no data | 01-VCCW374 | no data | no data | no data | DRAIN | no data | CCW | PD-274A | no data | no data | WATER/GLYCOL | 0.75" | no data
no data | 01-VCCW375 | no data | no data | no data | DRAIN | no data | CCW | PD-274A | no data | no data | WATER/GLYCOL | 0.75" | no data
no data | 01-VCCW376 | no data | no data | no data | DRAIN | no data | CCW | PD-274A | no data | no data | WATER/GLYCOL | 0.75" | no data
no data | 01-VCCW377 | no data | no data | no data | DRAIN | no data | CCW | PD-274A | no data | no data | WATER/GLYCOL | 0.75" | no data
no data | 01-VCCW378 | no data | no data | no data | DRAIN | no data | CCW | PD-274A | no data | no data | WATER/GLYCOL | 0.75" | no data
no data | 01-VCCW379 | no data | no data | no data | DRAIN | no data | CCW | PD-274A | no data | no data | WATER/GLYCOL | 0.75" | no data
no data | 01-VCCW380 | no data | no data | no data | ECA COMPRESSOR SUPPLY ISOLATION | no data | CCW | PD-275A | no data | no data | WATER/GLYCOL | 3" | no data
no data | 01-VCCW381 | no data | no data | no data | ECA COMPRESSOR FLOW THROTTLING | no data | CCW | PD-275A | no data | no data | WATER/GLYCOL | 3" | no data
no data | 01-VCCW382 | no data | no data | no data | VENT | no data | CCW | PD-274A | no data | no data | WATER/GLYCOL | 0.75" | no data
no data | 01-VCCW383 | no data | no data | no data | VENT | no data | CCW | PD-274A | no data | no data | WATER/GLYCOL | 0.75" | no data
no data | 01-VCCW384 | no data | no data | no data | VENT | no data | CCW | PD-274A | no data | no data | WATER/GLYCOL | 0.75" | no data
no data | 01-VCCW385 | no data | no data | no data | VENT | no data | CCW | PD-274A | no data | no data | WATER/GLYCOL | 0.75" | no data
no data | 01-VCCW386 | no data | no data | no data | VENT | no data | CCW | PD-274A | no data | no data | WATER/GLYCOL | 0.75" | no data
no data | 01-VCCW387 | no data | no data | no data | VENT | no data | CCW | PD-274A | no data | no data | WATER/GLYCOL | 0.75" | no data
no data | 01-VCCW388 | no data | no data | no data | VENT | no data | CCW | PD-274A | no data | no data | WATER/GLYCOL | 0.75" | no data
no data | 01-VCCW389 | no data | no data | no data | VENT | no data | CCW | PD-274A | no data | no data | WATER/GLYCOL | 0.75" | no data
no data | 01-VCCW391 | no data | no data | no data | VENT | no data | CCW | PD-275A | no data | no data | WATER/GLYCOL | 0.75" | no data
no data | 01-VCCW392 | no data | no data | no data | DRAIN | no data | CCW | PD-275A | no data | no data | WATER/GLYCOL | 0.75" | no data
no data | 01-VCCW393 | no data | no data | no data | DRAIN | no data | CCW | PD-275A | no data | no data | WATER/GLYCOL | 0.75" | no data
no data | 01-VCCW396 | no data | no data | no data | VENT | no data | CCW | PD-275A | no data | no data | WATER/GLYCOL | 0.75" | no data
no data | 01-VCCW398 | no data | no data | no data | DRAIN | no data | CCW | PD-274A | no data | no data | WATER/GLYCOL | 0.75" | no data
no data | 01-VCCW399 | no data | no data | no data | DRAIN | no data | CCW | PD-274A | no data | no data | WATER/GLYCOL | 0.75" | no data
no data | 01-VCCW400 | no data | no data | no data | DRAIN | no data | CCW | PD-274A | no data | no data | WATER/GLYCOL | 0.75" | no data
no data | 01-VCCW401 | no data | no data | no data | DRAIN | no data | CCW | PD-274A | no data | no data | WATER/GLYCOL | 0.75" | no data
no data | 01-VCCW402 | no data | no data | no data | DRAIN | no data | CCW | PD-274A | no data | no data | WATER/GLYCOL | 0.75" | no data
no data | 01-VCCW403 | no data | no data | no data | DRAIN | no data | CCW | PD-274A | no data | no data | WATER/GLYCOL | 0.75" | no data
no data | 01-VCCW404 | no data | no data | no data | DRAIN | no data | CCW | PD-274A | no data | no data | WATER/GLYCOL | 0.75" | no data
no data | 01-VCCW405 | no data | no data | no data | DRAIN | no data | CCW | PD-274A | no data | no data | WATER/GLYCOL | 0.75" | no data
no data | 01-VCCW406 | no data | no data | no data | DRAIN | no data | CCW | PD-274A | no data | no data | WATER/GLYCOL | 0.75" | no data
no data | 01-VCCW407 | no data | no data | no data | DRAIN | no data | CCW | PD-274A | no data | no data | WATER/GLYCOL | 0.75" | no data
no data | 01-VCCW408 | no data | no data | no data | DRAIN | no data | CCW | PD-274A | no data | no data | WATER/GLYCOL | 0.75" | no data
no data | 01-VCCW409 | no data | no data | no data | DRAIN | no data | CCW | PD-274A | no data | no data | WATER/GLYCOL | 0.75" | no data
no data | 01-VCCW410 | no data | no data | no data | VENT | no data | CCW | PD-274A | no data | no data | WATER/GLYCOL | 0.75" | no data
no data | 01-VCCW411 | no data | no data | no data | VENT | no data | CCW | PD-274A | no data | no data | WATER/GLYCOL | 0.75" | no data
no data | 01-VCCW412 | no data | no data | no data | BFP RETURN ISOLATION | no data | CCW | PD-272A | no data | no data | WATER/GLYCOL | 3" | no data
no data | 01-VCCW413 | no data | no data | no data | BFP RETURN ISOLATION | no data | CCW | PD-272A | no data | no data | WATER/GLYCOL | 3" | no data
no data | 01-VCCW414 | no data | no data | no data | TCU FILL ISOLATION | no data | CCW | PD-272A | no data | no data | WATER/GLYCOL | 0.75" | no data
no data | 01-VCCW415 | no data | no data | no data | SAMPLE PANEL RETURN ISOLATION | no data | CCW | PD-272A | no data | no data | WATER/GLYCOL | 4" | no data
no data | 01-VCCW453 | no data | no data | no data | INSTRUMENTATION | no data | CCW | PD-272A | no data | no data | WATER/GLYCOL | 0.75" | no data
no data | 01-VCMG102 | no data | no data | no data | INSTRUMENTATION | no data | CMG | PD-571 | no data | no data | CARBON DIOXIDE | 0.75" | no data
no data | 01-VCMG103 | no data | no data | no data | H2 ISOLATION | no data | CMG | PD-571 | no data | no data | HYDROGEN | 1.5" | no data
no data | 01-VCMG104 | no data | no data | no data | INSTRUMENTATION | no data | CMG | PD-570 | no data | no data | NITROGEN | 0.75" | no data
no data | 01-VCMG113 | no data | no data | no data | H2 ISOLATION | no data | CMG | PD-571 | no data | no data | HYDROGEN | 1.5" | no data
no data | 01-VCMG119 | no data | no data | no data | INSTRUMENTATION | no data | CMG | PD-570 | no data | no data | NITROGEN | 0.75" | no data
no data | 01-VCMG122 | no data | no data | no data | INSTRUMENTATION | no data | CMG | PD-571 | no data | no data | CARBON DIOXIDE | 0.75" | no data
no data | 01-VCMG602 | no data | no data | no data | VENT | no data | CMG | PD-571 | no data | no data | HYDROGEN | 0.75" | no data
no data | 01-VCMG604 | no data | no data | no data | N2 PURGE CONNECTION | no data | CMG | PD-571 | no data | no data | HYDROGEN | 0.75" | no data
no data | 01-VCND100 | no data | no data | no data | STRAINER VENT VALVE | no data | CND | PD-051A | no data | no data | Water | 0.5" | no data
no data | 01-VCND101 | no data | no data | no data | IRON FILTER DRAIN | no data | CND | PD-052A | no data | no data | Water | 0.75" | no data
no data | 01-VCND103 | no data | no data | no data | CONDENSATE EMERGENCY DUMP CV ISOLATION | no data | CND | PD-053A | no data | no data | Water | 6" | no data
no data | 01-VCND104 | no data | no data | no data | INSTRUMENT ISOLATION | no data | CND | PD-051A | no data | no data | Water | 0.75" | no data
no data | 01-VCND105 | no data | no data | no data | DRAIN VALVE | no data | CND | PD-040A | no data | no data | Water | 0.75" | no data
no data | 01-VCND106 | no data | no data | no data | VENT VALVE | no data | CND | PD-050A | no data | no data | Water | 0.75" | no data
no data | 01-VCND108 | no data | no data | no data | DRAIN VALVE | no data | CND | PD-030A | no data | no data | Water | 0.75" | no data
no data | 01-VCND109 | no data | no data | no data | CRH VENTILATOR SPRAY SUPPLY ISOLATION | no data | CND | PD-030A | no data | no data | Water | 3" | no data
no data | 01-VCND110 | no data | no data | no data | VENT VALVE | no data | CND | PD-030A | no data | no data | Water | 0.75" | no data
no data | 01-VCND111 | no data | no data | no data | CRH VENTILATOR SPRAY SUPPLY CHECK VALVE | no data | CND | PD-030A | no data | no data | Water | 3" | no data
no data | 01-VCND112 | no data | no data | no data | INSTRUMENT ISOLATION | no data | CND | PD-051A | no data | no data | Water | 0.75" | no data
no data | 01-VCND113 | no data | no data | no data | CND PUMP CAN VENT VALVE | no data | CND | PD-051A | no data | no data | Water | 1" | no data
no data | 01-VCND114 | no data | no data | no data | STRAINER DRAIN | no data | CND | PD-052A | no data | no data | Water | 0.75" | no data
no data | 01-VCND115 | no data | no data | no data | LPS BYPASS SPRAY SUPPLY CHECK VALVE | no data | CND | PD-040A | no data | no data | Water | 1.5" | no data
no data | 01-VCND116 | no data | no data | no data | DRAIN VALVE | no data | CND | PD-034A | no data | no data | Water | 0.75" | no data
no data | 01-VCND117 | no data | no data | no data | CND PUMP DISCHARGE CHECK VALVE | no data | CND | PD-051A | no data | no data | Water | 10" | no data
no data | 01-VCND118 | no data | no data | no data | STRAINER VENT VALVE | no data | CND | PD-051A | no data | no data | Water | 0.5" | no data
no data | 01-VCND119 | no data | no data | no data | HRH BYPASS SPRAY SUPPLY ISOLATION | no data | CND | PD-034A | no data | no data | Water | 6" | no data
no data | 01-VCND121 | no data | no data | no data | HRH BYPASS SPRAY SUPPLY CHECK VALVE | no data | CND | PD-034A | no data | no data | Water | 6" | no data
no data | 01-VCND123 | no data | no data | no data | INSTRUMENT ISOLATION | no data | CND | PD-052A | no data | no data | Water | 0.75" | no data
no data | 01-VCND124 | no data | no data | no data | INSTRUMENT ISOLATION | no data | CND | PD-052A | no data | no data | Water | 0.5" | no data
no data | 01-VCND125 | no data | no data | no data | INSTRUMENT ISOLATION | no data | CND | PD-034A | no data | no data | Water | 0.5" | no data
no data | 01-VCND126 | no data | no data | no data | ST HOOD SPRAY SUPPLY ISOLATION | no data | CND | PD-052A | no data | no data | Water | 1.5" | no data
no data | 01-VCND127 | no data | no data | no data | VENT VALVE | no data | CND | PD-051A | no data | no data | Water | 0.75" | no data
no data | 01-VCND128 | no data | no data | no data | CND PUMP DISCHARGE ISOLATION | no data | CND | PD-051A | no data | no data | Water | 10" | no data
no data | 01-VCND129 | no data | no data | no data | STRAINER VENT VALVE | no data | CND | PD-051A | no data | no data | Water | 0.5" | no data
no data | 01-VCND130 | no data | no data | no data | INSTRUMENT ISOLATION | no data | CND | PD-051A | no data | no data | Water | 0.75" | no data
no data | 01-VCND131 | no data | no data | no data | INSTRUMENT ISOLATION | no data | CND | PD-051A | no data | no data | Water | 0.75" | no data
no data | 01-VCND132 | no data | no data | no data | CONDENSATE RECIRC CV DOWNSTREAM ISOLATION | no data | CND | PD-053A | no data | no data | Water | 8" | no data
no data | 01-VCND133 | no data | no data | no data | STRAINER VENT VALVE | no data | CND | PD-051A | no data | no data | Water | 0.5" | no data
no data | 01-VCND134 | no data | no data | no data | CND TO ACC CURTAIN SPRAY FE ISOLATION | no data | CND | PD-052A | no data | no data | Water | 4" | no data
no data | 01-VCND135 | no data | no data | no data | STRAINER VENT VALVE | no data | CND | PD-051A | no data | no data | Water | 0.5" | no data
no data | 01-VCND136 | no data | no data | no data | DRAIN VALVE | no data | CND | PD-052A | no data | no data | Water | 0.75" | no data
no data | 01-VCND137 | no data | no data | no data | INSTRUMENT ISOLATION | no data | CND | PD-051A | no data | no data | Water | 0.75" | no data
no data | 01-VCND138 | no data | no data | no data | VENT VALVE | no data | CND | PD-052A | no data | no data | Water | 0.75" | no data
no data | 01-VCND139 | no data | no data | no data | INSTRUMENT ISOLATION | no data | CND | PD-052A | no data | no data | Water | 0.75" | no data
no data | 01-VCND140 | no data | no data | no data | IRON FILTER VENT VALVE | no data | CND | PD-052A | no data | no data | Water | 0.75" | no data
no data | 01-VCND141 | no data | no data | no data | LPS BYPASS SPRAY SUPPLY ISOLATION | no data | CND | PD-040A | no data | no data | Water | 1.5" | no data
no data | 01-VCND142 | no data | no data | no data | INSTRUMENT ISOLATION | no data | CND | PD-051A | no data | no data | Water | 0.75" | no data
no data | 01-VCND143 | no data | no data | no data | INSTRUMENT ISOLATION | no data | CND | PD-051A | no data | no data | Water | 0.75" | no data
no data | 01-VCND144 | no data | no data | no data | IRON FILTER DRAIN VALVE | no data | CND | PD-052A | no data | no data | Water | 0.75" | no data
no data | 01-VCND145 | no data | no data | no data | ST HOOD SPRAY VALVE ISOLATION | no data | CND | PD-052A | no data | no data | Water | 1.5" | no data
no data | 01-VCND146 | no data | no data | no data | INSTRUMENT ISOLATION | no data | CND | PD-052A | no data | no data | Water | 0.75" | no data
no data | 01-VCND147 | no data | no data | no data | ST HOOD SPRAY CV BYPASS VALVE | no data | CND | PD-052A | no data | no data | Water | 1.5" | no data
no data | 01-VCND148 | no data | no data | no data | CND PUMP DISCHARGE CHECK VALVE | no data | CND | PD-051A | no data | no data | Water | 10" | no data
no data | 01-VCND149 | no data | no data | no data | VENT VALVE | no data | CND | PD-053A | no data | no data | Water | 0.75" | no data
no data | 01-VCND150 | no data | no data | no data | CND DISCHARGE SAMPLE ISOLATION | no data | CND | PD-053A | no data | no data | Water | 0.5" | no data
no data | 01-VCND151 | no data | no data | no data | INSTRUMENT ISOLATION | no data | CND | PD-052A | no data | no data | Water | 0.75" | no data
no data | 01-VCND152 | no data | no data | no data | DRAIN VALVE | no data | CND | PD-053A | no data | no data | Water | 0.75" | no data
no data | 01-VCND153 | no data | no data | no data | DRAIN VALVE | no data | CND | PD-053A | no data | no data | Water | 0.75" | no data
no data | 01-VCND154 | no data | no data | no data | STRAINER VENT VALVE | no data | CND | PD-051A | no data | no data | Water | 0.5" | no data
no data | 01-VCND155 | no data | no data | no data | CND DISCHARGE SAMPLE ISOLATION | no data | CND | PD-053A | no data | no data | Water | 0.5" | no data
no data | 01-VCND156 | no data | no data | no data | INSTRUMENT ISOLATION | no data | CND | PD-040A | no data | no data | Water | 0.5" | no data
no data | 01-VCND157 | no data | no data | no data | CND PUMP CAN VENT VALVE | no data | CND | PD-051A | no data | no data | Water | 1" | no data
no data | 01-VCND158 | no data | no data | no data | DRAIN VALVE | no data | CND | PD-040A | no data | no data | Water | 0.75" | no data
no data | 01-VCND159 | no data | no data | no data | INSTRUMENT ISOLATION | no data | CND | PD-030A | no data | no data | Water | 0.5" | no data
no data | 01-VCND160 | no data | no data | no data | CONDENSATE IRON FILTER BYPASS VALVE ISOLATION | no data | CND | PD-052A | no data | no data | Water | 12" | no data
no data | 01-VCND162 | no data | no data | no data | INSTRUMENT ISOLATION | no data | CND | PD-030A | no data | no data | Water | 0.5" | no data
no data | 01-VCND163 | no data | no data | no data | CONDENSATE IRON FILTER BYPASS VALVE ISOLATION | no data | CND | PD-052A | no data | no data | Water | 12" | no data
no data | 01-VCND164 | no data | no data | no data | INSTRUMENT ISOLATION | no data | CND | PD-051A | no data | no data | Water | 0.75" | no data
no data | 01-VCND165 | no data | no data | no data | STRAINER VENT VALVE | no data | CND | PD-051A | no data | no data | Water | 0.5" | no data
no data | 01-VCND166 | no data | no data | no data | STRAINER DRAIN | no data | CND | PD-051A | no data | no data | Water | 2" | no data
no data | 01-VCND167 | no data | no data | no data | DRAIN VALVE | no data | CND | PD-051A | no data | no data | Water | 0.75" | no data
no data | 01-VCND168 | no data | no data | no data | STRAINER VENT | no data | CND | PD-051A | no data | no data | Water | 0.5" | no data
no data | 01-VCND169 | no data | no data | no data | INSTRUMENT ISOLATION | no data | CND | PD-040A | no data | no data | Water | 0.5" | no data
no data | 01-VCND170 | no data | no data | no data | INSTRUMENT ISOLATION | no data | CND | PD-034A | no data | no data | Water | 0.5" | no data
no data | 01-VCND171 | no data | no data | no data | STRAINER DRAIN VALVE | no data | CND | PD-051A | no data | no data | Water | 2" | no data
no data | 01-VCND172 | no data | no data | no data | CONDENSATE IRON FILTER MANUAL ISOLATION | no data | CND | PD-052A | no data | no data | Water | 12" | no data
no data | 01-VCND173 | no data | no data | no data | STRAINER DRAIN VALVE | no data | CND | PD-051A | no data | no data | Water | 2" | no data
no data | 01-VCND174 | no data | no data | no data | CONDENSATE IRON FILTER MANUAL ISOLATION | no data | CND | PD-052A | no data | no data | Water | 12" | no data
no data | 01-VCND175 | no data | no data | no data | INSTRUMENT ISOLATION | no data | CND | PD-052A | no data | no data | Water | 0.5" | no data
no data | 01-VCND176 | no data | no data | no data | STRAINER DRAIN | no data | CND | PD-051A | no data | no data | Water | 2" | no data
no data | 01-VCND177 | no data | no data | no data | IRON FILTER VENT | no data | CND | PD-052A | no data | no data | Water | 0.75" | no data
no data | 01-VCND178 | no data | no data | no data | STRAINER DRAIN VALVE | no data | CND | PD-051A | no data | no data | Water | 2" | no data
no data | 01-VCND179 | no data | no data | no data | INSTRUMENT ISOLATION | no data | CND | PD-051A | no data | no data | Water | 0.75" | no data
no data | 01-VCND180 | no data | no data | no data | INSTRUMENT ISOLATION | no data | CND | PD-052A | no data | no data | Water | 0.75" | no data
no data | 01-VCND181 | no data | no data | no data | INSTRUMENT ISOLATION | no data | CND | PD-051A | no data | no data | Water | 0.75" | no data
no data | 01-VCND182 | no data | no data | no data | VENT VALVE | no data | CND | PD-052A | no data | no data | Water | 2" | no data
no data | 01-VCND183 | no data | no data | no data | INSTRUMENT ISOLATION | no data | CND | PD-051A | no data | no data | Water | 0.75" | no data
no data | 01-VCND184 | no data | no data | no data | INSTRUMENT ISOLATION | no data | CND | PD-052A | no data | no data | Water | 0.75" | no data
no data | 01-VCND185 | no data | no data | no data | CND PUMP DISCHARGE CHECK VALVE | no data | CND | PD-051A | no data | no data | Water | 10" | no data
no data | 01-VCND186 | no data | no data | no data | VENT VALVE | no data | CND | PD-052A | no data | no data | Water | 0.75" | no data
no data | 01-VCND187 | no data | no data | no data | INSTRUMENT ISOLATION | no data | CND | PD-052A | no data | no data | Water | 0.75" | no data
no data | 01-VCND188 | no data | no data | no data | DRAIN VALVE | no data | CND | PD-052A | no data | no data | Water | 0.75" | no data
no data | 01-VCND189 | no data | no data | no data | DRAIN VALVE | no data | CND | PD-051A | no data | no data | Water | 0.75" | no data
no data | 01-VCND190 | no data | no data | no data | INSTRUMENT ISOLATION | no data | CND | PD-052A | no data | no data | Water | 0.5" | no data
no data | 01-VCND191 | no data | no data | no data | STRAINER VENT | no data | CND | PD-051A | no data | no data | Water | 0.5" | no data
no data | 01-VCND192 | no data | no data | no data | INSTRUMENT ISOLATION | no data | CND | PD-051A | no data | no data | Water | 0.75" | no data
no data | 01-VCND193 | no data | no data | no data | INSTRUMENT ISOLATION | no data | CND | PD-052A | no data | no data | Water | 0.75" | no data
no data | 01-VCND194 | no data | no data | no data | CND PUMP DISCHARGE ISOLATION | no data | CND | PD-051A | no data | no data | Water | 10" | no data
no data | 01-VCND195 | no data | no data | no data | DRAIN VALVE | no data | CND | PD-053A | no data | no data | Water | 0.75" | no data
no data | 01-VCND196 | no data | no data | no data | DRAIN VALVE | no data | CND | PD-051A | no data | no data | Water | 0.75" | no data
no data | 01-VCND197 | no data | no data | no data | DRAIN VALVE | no data | CND | PD-054A | no data | no data | Water | 0.75" | no data
no data | 01-VCND198 | no data | no data | no data | HP DRAINS TANK QUENCH SPRAY VALVE ISOLATION | no data | CND | PD-304A | no data | no data | Water | 3" | no data
no data | 01-VCND200 | no data | no data | no data | DRAIN VALVE | no data | CND | PD-304A | no data | no data | Water | 0.75" | no data
no data | 01-VCND201 | no data | no data | no data | GLAND STEAM DSH SPRAY SUPPLY STRAINER ISOLATION | no data | CND | PD-300A | no data | no data | Water | 1" | no data
no data | 01-VCND207 | no data | no data | no data | INSTRUMENT ISOLATION | no data | CND | PD-300A | no data | no data | Water | 0.5" | no data
no data | 01-VCND209 | no data | no data | no data | INSTRUMENT ISOLATION | no data | CND | PD-300A | no data | no data | Water | 0.5" | no data
no data | 01-VCND210 | no data | no data | no data | VENT VALVE | no data | CND | PD-054A | no data | no data | Water | 0.75" | no data
no data | 01-VCND211 | no data | no data | no data | DRAIN VALVE | no data | CND | PD-300A | no data | no data | Water | 0.75" | no data
no data | 01-VCND212 | no data | no data | no data | GLAND STEAM DSH SPRAY SUPPLY ISOLATION | no data | CND | PD-300A | no data | no data | Water | 1" | no data
no data | 01-VCND213 | no data | no data | no data | GLAND STEAM DSH SPRAY SUPPLY CHECK | no data | CND | PD-300A | no data | no data | Water | 1" | no data
no data | 01-VCND214 | no data | no data | no data | LP DRAINS TANK SPRAY SUPPLY CV ISOLATION | no data | CND | PD-305A | no data | no data | Water | 2.5" | no data
no data | 01-VCND215 | no data | no data | no data | DRAIN VALVE | no data | CND | PD-305A | no data | no data | Water | 0.75" | no data
no data | 01-VCND221 | no data | no data | no data | LP BYPASS SPRAY SUPPLY ISOLATION | no data | CND | PD-052A | no data | no data | Water | 1.5" | no data
no data | 01-VCND223 | no data | no data | no data | CND TO CRH VENTILATOR SPRAY ISOLATION | no data | CND | PD-052A | no data | no data | Water | 3" | no data
no data | 01-VCND224 | no data | no data | no data | HRH BYPASS SPRAY SUPPLY ISOLATION | no data | CND | PD-052A | no data | no data | Water | 6" | no data
no data | 01-VCND225 | no data | no data | no data | CND STRAINER ISOLATION | no data | CND | PD-052A | no data | no data | Water | 8" | no data
no data | 01-VCND226 | no data | no data | no data | STRAINER DRAIN VALVE | no data | CND | PD-052A | no data | no data | Water | 1.5" | no data
no data | 01-VCND227 | no data | no data | no data | CND STRAINER ISOLATION | no data | CND | PD-052A | no data | no data | Water | 8" | no data
no data | 01-VCND228 | no data | no data | no data | CND STRAINER ISOLATION | no data | CND | PD-052A | no data | no data | Water | 8" | no data
no data | 01-VCND229 | no data | no data | no data | STRAINER DRAIN VALVE | no data | CND | PD-052A | no data | no data | Water | 1.5" | no data
no data | 01-VCND230 | no data | no data | no data | CND STRAINER ISOLATION | no data | CND | PD-052A | no data | no data | Water | 8" | no data
no data | 01-VCND231 | no data | no data | no data | STRAINER VENT VALVE | no data | CND | PD-052A | no data | no data | Water | 1.5" | no data
no data | 01-VCND232 | no data | no data | no data | STRAINER VENT VALVE | no data | CND | PD-052A | no data | no data | Water | 1.5" | no data
no data | 01-VCND233 | no data | no data | no data | INSTRUMENT ISOLATION | no data | CND | PD-052A | no data | no data | Water | 0.75" | no data
no data | 01-VCND234 | no data | no data | no data | INSTRUMENT ISOLATION | no data | CND | PD-052A | no data | no data | Water | 0.75" | no data
no data | 01-VCND235 | no data | no data | no data | DEMIN FILL TO CND CHECK | no data | CND | PD-052A | no data | no data | Water | 3" | no data
no data | 01-VCND236 | no data | no data | no data | DEMIN FILL TO CND STOP CHECK | no data | CND | PD-052A | no data | no data | Water | 3" | no data
no data | 01-VCND237 | no data | no data | no data | DRAIN/HYDRO FILL VALVE | no data | CND | PD-052A | no data | no data | Water | 0.75" | no data
no data | 01-VCND238 | no data | no data | no data | DEMIN FILL TO CND ISOLATION | no data | CND | PD-052A | no data | no data | Water | 3" | no data
no data | 01-VCND239 | no data | no data | no data | ECA COOLER PUMP DISCHARGE CHECK | no data | CND | PD-054A | no data | no data | Water | 6" | no data
no data | 01-VCND240 | no data | no data | no data | INSTRUMENT ISOLATION | no data | CND | PD-054A | no data | no data | Water | 0.75" | no data
no data | 01-VCND241 | no data | no data | no data | ECA COOLER PUMP DISCHARGE CHECK | no data | CND | PD-054A | no data | no data | Water | 6" | no data
no data | 01-VCND242 | no data | no data | no data | ECA COOLING LOOP SUPPLY CHECK | no data | CND | PD-054A | no data | no data | Water | 6" | no data
no data | 01-VCND243 | no data | no data | no data | ECA COOLING LOOP MANUAL FLOW THROTTLING VALVE | no data | CND | PD-054A | no data | no data | Water | 6" | no data
no data | 01-VCND244 | no data | no data | no data | STEAM DRAINS PUMP SEAL WATER SUPPLY ISOLATION | no data | CND | PD-306A | no data | no data | Water | 0.5" | no data
no data | 01-VCND245 | no data | no data | no data | STEAM DRAINS PUMP SEAL WATER SUPPLY THROTTLING VALVE | no data | CND | PD-306A | no data | no data | Water | 0.5" | no data
no data | 01-VCND247 | no data | no data | no data | INSTRUMENT ISOLATION | no data | CND | PD-306A | no data | no data | Water | 0.5" | no data
no data | 01-VCND248 | no data | no data | no data | STEAM DRAINS PUMP SEAL WATER SUPPLY CHECK | no data | CND | PD-306A | no data | no data | Water | 0.5" | no data
no data | 01-VCND258 | no data | no data | no data | VENT VALVE | no data | CND | PD-050A | no data | no data | Water | 0.75" | no data
no data | 01-VCND259 | no data | no data | no data | DRAIN VALVE | no data | CND | PD-050A | no data | no data | Water | 0.75" | no data
no data | 01-VCND260 | no data | no data | no data | DRAIN VALVE | no data | CND | PD-034A | no data | no data | Water | 0.75" | no data
no data | 01-VCND261 | no data | no data | no data | LP DRAINS TANK QUENCH TCV ISOLATION | no data | CND | PD-305A | no data | no data | Water | 2.5" | no data
no data | 01-VCND262 | no data | no data | no data | LP DRAINS TANK QUENCH TCV BYPASS VALVE | no data | CND | PD-305A | no data | no data | Water | 2" | no data
no data | 01-VCND271 | no data | no data | no data | STRAINER DRAIN | no data | CND | PD-052A | no data | no data | Water | 0.5" | no data
no data | 01-VCND272 | no data | no data | no data | STEAM DRAINS PUMP SEAL WATER SUPPLY THROTTLING VALVE | no data | CND | PD-306A | no data | no data | Water | 0.5" | no data
no data | 01-VCND273 | no data | no data | no data | VENT VALVE | no data | CND | PD-306A | no data | no data | Water | 0.5" | no data
no data | 01-VCND274 | no data | no data | no data | INSTRUMENT ISOLATION | no data | CND | PD-306A | no data | no data | Water | 0.5" | no data
no data | 01-VCND275 | no data | no data | no data | INSTRUMENT ISOLATION | no data | CND | PD-306A | no data | no data | Water | 0.5" | no data
no data | 01-VCND277 | no data | no data | no data | STEAM DRAINS PUMP SEAL WATER SUPPLY CHECK | no data | CND | PD-306A | no data | no data | Water | 0.5" | no data
no data | 01-VCND278 | no data | no data | no data | INSTRUMENT ISOLATION | no data | CND | PD-306A | no data | no data | Water | 0.5" | no data
no data | 01-VCND279 | no data | no data | no data | STEAM DRAINS PUMP SEAL WATER SUPPLY THROTTLING VALVE | no data | CND | PD-306A | no data | no data | Water | 0.5" | no data
no data | 01-VCND280 | no data | no data | no data | STEAM DRAINS PUMP SEAL WATER SUPPLY ISOLATION | no data | CND | PD-306A | no data | no data | Water | 0.5" | no data
no data | 01-VCND301 | no data | no data | no data | INSTRUMENT ISOLATION | no data | CND | PD-034A | no data | no data | Water | 0.5" | no data
no data | 01-VCND302 | no data | no data | no data | INSTRUMENT ISOLATION | no data | CND | PD-034A | no data | no data | Water | 0.5" | no data
no data | 01-VCND307 | no data | no data | no data | VENT VALVE | no data | CND | PD-034A | no data | no data | Water | 0.75" | no data
no data | 01-VCND308 | no data | no data | no data | INSTRUMENT ISOLATION | no data | CND | PD-052A | no data | no data | Water | 0.5" | no data
no data | 01-VCND309 | no data | no data | no data | LP ECONOMIZER BYPASS CV ISOLATION | no data | CND | PD-053A | no data | no data | Water | 8" | no data
no data | 01-VCND311 | no data | no data | no data | ECA COOLER PUMP SUCTION ISOLATION | no data | CND | PD-054A | no data | no data | Water | 6" | no data
no data | 01-VCND312 | no data | no data | no data | INSTRUMENT ISOLATION | no data | CND | PD-054A | no data | no data | Water | 0.75" | no data
no data | 01-VCND313 | no data | no data | no data | ECA COOLER PUMP SUCTION ISOLATION | no data | CND | PD-054A | no data | no data | Water | 6" | no data
no data | 01-VCND314 | no data | no data | no data | ECA COOLER PUMP DISCHARGE ISOLATION | no data | CND | PD-054A | no data | no data | Water | 6" | no data
no data | 01-VCND315 | no data | no data | no data | INSTRUMENT ISOLATION | no data | CND | PD-054A | no data | no data | Water | 0.75" | no data
no data | 01-VCND320 | no data | no data | no data | STRAINER VENT | no data | CND | PD-051A | no data | no data | Water | 0.5" | no data
no data | 01-VCND321 | no data | no data | no data | INSTRUMENT ISOLATION | no data | CND | PD-052A | no data | no data | Water | 0.5" | no data
no data | 01-VCND322 | no data | no data | no data | INSTRUMENT ISOLATION | no data | CND | PD-052A | no data | no data | Water | 0.5" | no data
no data | 01-VCND323 | no data | no data | no data | CONDENSATE MIN RECIRC CV ISOLATION | no data | CND | PD-053A | no data | no data | Water | 8" | no data
no data | 01-VCND324 | no data | no data | no data | ACC CURTAIN SPRAY CV ISOLATION | no data | CND | PD-052A | no data | no data | Water | 4" | no data
no data | 01-VCND326 | no data | no data | no data | ACC CURTAIN SPRAY CV ISOLATION | no data | CND | PD-052A | no data | no data | Water | 4" | no data
no data | 01-VCND327 | no data | no data | no data | ACC CURTAIN SPRAY CV BYPASS VALVE | no data | CND | PD-052A | no data | no data | Water | 2" | no data
no data | 01-VCND328 | no data | no data | no data | INSTRUMENT ISOLATION | no data | CND | PD-052A | no data | no data | Water | 0.75" | no data
no data | 01-VCND329 | no data | no data | no data | CONDENSATE PUMP DISCHARGE ISOLATION | no data | CND | PD-051A | no data | no data | Water | 10" | no data
no data | 01-VCND330 | no data | no data | no data | STRAINER VENT VALVE | no data | CND | PD-051A | no data | no data | Water | 0.5" | no data
no data | 01-VCND333 | no data | no data | no data | CND PUMP VENT VALVE | no data | CND | PD-051A | no data | no data | Water | 1" | no data
no data | 01-VCND335 | no data | no data | no data | INSTRUMENT ISOLATION | no data | CND | PD-054A | no data | no data | Water | 0.75" | no data
no data | 01-VCND337 | no data | no data | no data | INSTRUMENT ISOLATION | no data | CND | PD-053A | no data | no data | Water | 0.75" | no data
no data | 01-VCND338 | no data | no data | no data | INSTRUMENT ISOLATION | no data | CND | PD-053A | no data | no data | Water | 0.75" | no data
no data | 01-VCND339 | no data | no data | no data | INSTRUMENT ISOLATION | no data | CND | PD-053A | no data | no data | Water | 0.75" | no data
no data | 01-VCND340 | no data | no data | no data | ECA COOLER LOOP RETURN VALVE ISOLATION | no data | CND | PD-054A | no data | no data | Water | 6" | no data
no data | 01-VCND341 | no data | no data | no data | DRAIN VALVE | no data | CND | PD-054A | no data | no data | Water | 0.75" | no data
no data | 01-VCND342 | no data | no data | no data | INSTRUMENT ISOLATION | no data | CND | PD-054A | no data | no data | Water | 0.75" | no data
no data | 01-VCND343 | no data | no data | no data | ECA COOLER LOOP RETURN VALVE ISOLATION | no data | CND | PD-054A | no data | no data | Water | 6" | no data
no data | 01-VCND344 | no data | no data | no data | INSTRUMENT ISOLATION | no data | CND | PD-054A | no data | no data | Water | 0.75" | no data
no data | 01-VCND348 | no data | no data | no data | DRAIN VALVE | no data | CND | PD-054A | no data | no data | Water | 0.75" | no data
no data | 01-VCND349 | no data | no data | no data | DRAIN VALVE | no data | CND | PD-054A | no data | no data | Water | 0.75" | no data
no data | 01-VCND352 | no data | no data | no data | ECA COOLER LOOP SUPPLY VALVE ISOLATION | no data | CND | PD-054A | no data | no data | Water | 6" | no data
no data | 01-VCND357 | no data | no data | no data | INSTRUMENT ISOLATION | no data | CND | PD-054A | no data | no data | Water | 0.75" | no data
no data | 01-VCND359 | no data | no data | no data | ECA COOLER PUMP DISCHARGE ISOLATION | no data | CND | PD-054A | no data | no data | Water | 6" | no data
no data | 01-VCND360 | no data | no data | no data | STRAINER VENT VALVE | no data | CND | PD-051A | no data | no data | Water | 0.5" | no data
no data | 01-VCND361 | no data | no data | no data | STRAINER DRAIN VALVE | no data | CND | PD-051A | no data | no data | Water | 2" | no data
no data | 01-VCND362 | no data | no data | no data | IRON FILTER DRAIN VALVE | no data | CND | PD-052A | no data | no data | Water | 0.75" | no data
no data | 01-VCND363 | no data | no data | no data | DRAIN VALVE | no data | CND | PD-030A | no data | no data | Water | 0.75" | no data
no data | 01-VCND366 | no data | no data | no data | HP DRAINS TANK QUENCH TCV BYPASS VALVE | no data | CND | PD-304A | no data | no data | Water | 1.5" | no data
no data | 01-VCND367 | no data | no data | no data | HP DRAINS TANK QUENCH TCV ISOLATION | no data | CND | PD-304A | no data | no data | Water | 3" | no data
no data | 01-VCND375 | no data | no data | no data | INSTRUMENT ISOLATION | no data | CND | PD-053A | no data | no data | Water | 0.75" | no data
no data | 01-VCND376 | no data | no data | no data | VENT VALVE | no data | CND | PD-053A | no data | no data | Water | 0.75" | no data
no data | 01-VCND377 | no data | no data | no data | DRAIN VALVE | no data | CND | PD-053A | no data | no data | Water | 0.75" | no data
no data | 01-VCND378 | no data | no data | no data | VENT VALVE | no data | CND | PD-053A | no data | no data | Water | 0.75" | no data
no data | 01-VCND379 | no data | no data | no data | VENT VALVE | no data | CND | PD-053A | no data | no data | Water | 0.75" | no data
no data | 01-VCND380 | no data | no data | no data | DRAIN VALVE | no data | CND | PD-034A | no data | no data | Water | 0.75" | no data
no data | 01-VCND381 | no data | no data | no data | VENT VALVE | no data | CND | PD-034A | no data | no data | Water | 0.75" | no data
no data | 01-VCND400 | no data | no data | no data | VENT VALVE | no data | CND | PD-052A | no data | no data | Water | 1" | no data
no data | 01-VCND401 | no data | no data | no data | VENT VALVE | no data | CND | PD-052A | no data | no data | Water | 1" | no data
no data | 01-VCND402 | no data | no data | no data | DRAIN VALVE | no data | CND | PD-052A | no data | no data | Water | 1" | no data
no data | 01-VCND403 | no data | no data | no data | DRAIN VALVE | no data | CND | PD-052A | no data | no data | Water | 1" | no data
no data | 01-VCND404 | no data | no data | no data | VENT VALVE | no data | CND | PD-053A | no data | no data | Water | 0.5" | no data
no data | 01-VCND405 | no data | no data | no data | VENT VALVE | no data | CND | PD-053A | no data | no data | Water | 0.75" | no data
no data | 01-VCND406 | no data | no data | no data | STRAINER DRAIN VALVE | no data | CND | PD-300A | no data | no data | Water | 0.75" | no data
no data | 01-VCND407 | no data | no data | no data | VENT VALVE | no data | CND | PD-054A | no data | no data | Water | 0.75" | no data
no data | 01-VCND408 | no data | no data | no data | DRAIN VALVE | no data | CND | PD-054A | no data | no data | Water | 0.75" | no data
no data | 01-VCND410 | no data | no data | no data | VENT VALVE | no data | CND | PD-054A | no data | no data | Water | 0.75" | no data
no data | 01-VCND411 | no data | no data | no data | VENT VALVE | no data | CND | PD-054A | no data | no data | Water | 0.75" | no data
no data | 01-VCND420 | no data | no data | no data | ECA COOLER PUMP DRAIN | no data | CND | PD-054A | no data | no data | Water | 0.75" | no data
no data | 01-VCND421 | no data | no data | no data | ECA COOLER PUMP DRAIN | no data | CND | PD-054A | no data | no data | Water | 0.75" | no data
no data | 01-VCND576 | no data | no data | no data | DRAIN VALVE | no data | CND | PD-053A | no data | no data | Water | 0.75" | no data
no data | 01-VCND577 | no data | no data | no data | DRAIN VALVE | no data | CND | PD-053A | no data | no data | Water | 0.75" | no data
no data | 01-V-CND-814A | no data | no data | no data | TRAP BYPASS VALVE | LEVER | HLTCACC | 11737.0 | no data | no data | WATER | 3/4" | no data
no data | 01-V-CND-814B | no data | no data | no data | TRAP ISOLATION VALVE | LEVER | HLTCACC | 11737.0 | no data | no data | WATER | 3/4" | no data
no data | 01-V-CND-814C | no data | no data | no data | TRAP ISOLATION VALVE | LEVER | HLTCACC | 11737.0 | no data | no data | WATER | 3/4" | no data
no data | 01-V-CND-815A | no data | no data | no data | TRAP BYPASS VALVE | LEVER | HLTCACC | 11737.0 | no data | no data | WATER | 3/4" | no data
no data | 01-V-CND-815B | no data | no data | no data | TRAP ISOLATION VALVE | LEVER | HLTCACC | 11737.0 | no data | no data | WATER | 3/4" | no data
no data | 01-V-CND-815C | no data | no data | no data | TRAP ISOLATION VALVE | LEVER | HLTCACC | 11737.0 | no data | no data | WATER | 3/4" | no data
no data | 01-V-CND-868 | no data | no data | no data | CONDENSATE TANK DRAIN VALVE | LEVER | HLTCACC | 11737.0 | no data | no data | WATER | 3" | no data
no data | 01-V-CND-981B | no data | no data | no data | SYSTEM DRAIN VALVE | LEVER | HLTCACC | 11737.0 | no data | no data | STEAM | 1" | no data
no data | 01-V-CND-983A | no data | no data | no data | BRANCH VALVE | LEVER | HLTCACC | 11737.0 | no data | no data | STEAM | 1" | no data
no data | 01-V-CND-983B | no data | no data | no data | BRANCH VALVE | LEVER | HLTCACC | 11737.0 | no data | no data | STEAM | 1" | no data
no data | 01-V-CND-983C | no data | no data | no data | BRANCH VALVE | LEVER | HLTCACC | 11737.0 | no data | no data | STEAM | 1" | no data
no data | 01-V-CND-983D | no data | no data | no data | BRANCH VALVE | LEVER | HLTCACC | 11737.0 | no data | no data | STEAM | 1" | no data
no data | 01-V-CND-983E | no data | no data | no data | BRANCH VALVE | LEVER | HLTCACC | 11737.0 | no data | no data | STEAM | 1" | no data
no data | 01-VCRH101 | no data | no data | no data | CRH TO AXS BLOCK/CONTROL VALVE DRAIN VALVE | no data | CRH | PD-030A | no data | no data | Steam | 0.75" | no data
no data | 01-VCRH102 | no data | no data | no data | PIT CONNECTION ROOT VALVE | no data | CRH | PD-030A | no data | no data | Steam | 0.75" | no data
no data | 01-VCRH103 | no data | no data | no data | PIT CONNECTION BLOCK VALVE | no data | CRH | PD-030A | no data | no data | Steam | 0.75" | no data
no data | 01-VCRH104 | no data | no data | no data | DRIP LEG LS ROOT VALVE | no data | CRH | PD-030A | no data | no data | Steam | 1" | no data
no data | 01-VCRH105 | no data | no data | no data | DRIP LEG LS ROOT VALVE | no data | CRH | PD-030A | no data | no data | Steam | 1" | no data
no data | 01-VCRH106 | no data | no data | no data | DRIP LEG LS ROOT VALVE | no data | CRH | PD-030A | no data | no data | Steam | 1" | no data
no data | 01-VCRH107 | no data | no data | no data | DRIP LEG LS ROOT VALVE | no data | CRH | PD-030A | no data | no data | Steam | 1" | no data
no data | 01-VCRH108 | no data | no data | no data | DRIP LEG LS ROOT VALVE | no data | CRH | PD-030A | no data | no data | Steam | 1" | no data
no data | 01-VCRH109 | no data | no data | no data | DRIP LEG LS ROOT VALVE | no data | CRH | PD-030A | no data | no data | Steam | 1" | no data
no data | 01-VCRH110 | no data | no data | no data | DRIP LEG LS ROOT VALVE | no data | CRH | PD-030A | no data | no data | Steam | 1" | no data
no data | 01-VCRH111 | no data | no data | no data | DRIP LEG DRAIN | no data | CRH | PD-031A | no data | no data | Steam | 2" | no data
no data | 01-VCRH112 | no data | no data | no data | DRIP LEG LS VENT/DRAIN VALVE | no data | CRH | PD-030A | no data | no data | Steam | 1" | no data
no data | 01-VCRH115 | no data | no data | no data | HYDRO/VENT CONNECTION VALVE | no data | CRH | PD-031A | no data | no data | Steam | 0.75" | no data
no data | 01-VCRH117 | no data | no data | no data | DRIP LEG LS ROOT VALVE | no data | CRH | PD-031A | no data | no data | Steam | 1" | no data
no data | 01-VCRH120 | no data | no data | no data | CRH TO AXS VENT VALVE | no data | CRH | PD-124A | no data | no data | Steam | 0.75" | no data
no data | 01-VCRH121 | no data | no data | no data | CRH TO AXS VENT VALVE | no data | CRH | PD-124A | no data | no data | Steam | 0.75" | no data
no data | 01-VCRH122 | no data | no data | no data | DRIP LEG LS ROOT VALVE | no data | CRH | PD-031A | no data | no data | Steam | 1" | no data
no data | 01-VCRH123 | no data | no data | no data | DRIP LEG LS VENT/DRAIN VALVE | no data | CRH | PD-030A | no data | no data | Steam | 0.75" | no data
no data | 01-VCRH124 | no data | no data | no data | DRIP LEG LS VENT/DRAIN VALVE | no data | CRH | PD-031A | no data | no data | Steam | 0.75" | no data
no data | 01-VCRH125 | no data | no data | no data | DRIP LEG LS VENT/DRAIN VALVE | no data | CRH | PD-030A | no data | no data | Steam | 0.75" | no data
no data | 01-VCRH127 | no data | no data | no data | DRIP LEG DRAIN | no data | CRH | PD-030A | no data | no data | Steam | 2" | no data
no data | 01-VCRH128 | no data | no data | no data | PIT CONNECTION BLOCK VALVE | no data | CRH | PD-030A | no data | no data | Steam | 0.75" | no data
no data | 01-VCRH130 | no data | no data | no data | DRIP LEG DRAIN | no data | CRH | PD-030A | no data | no data | Steam | 2" | no data
no data | 01-VCRH131 | no data | no data | no data | VENTILATOR VALVE BLOCK VALVE | no data | CRH | PD-030A | no data | no data | Steam | 10" | no data
no data | 01-VCRH133 | no data | no data | no data | DRIP LEG DRAIN VALVE | no data | CRH | PD-030A | no data | no data | Steam | 2" | no data
no data | 01-VCRH134 | no data | no data | no data | DRIP LEG DRAIN VALVE | no data | CRH | PD-030A | no data | no data | Steam | 2" | no data
no data | 01-VCRH135 | no data | no data | no data | DRIP LEG DRAIN VALVE | no data | CRH | PD-030A | no data | no data | Steam | 2" | no data
no data | 01-VCRH136 | no data | no data | no data | DRIP LEG DRAIN VALVE | no data | CRH | PD-031A | no data | no data | Steam | 2" | no data
no data | 01-VCRH137 | no data | no data | no data | DRIP LEG LS ROOT VALVE | no data | CRH | PD-031A | no data | no data | Steam | 1" | no data
no data | 01-VCRH138 | no data | no data | no data | DRIP LEG DRAIN VALVE | no data | CRH | PD-030A | no data | no data | Steam | 2" | no data
no data | 01-VCRH139 | no data | no data | no data | PTC CONNECTION | no data | CRH | PD-030A | no data | no data | Steam | 0.75" | no data
no data | 01-VCRH141 | no data | no data | no data | PIT CONNECTION BLOCK VALVE | no data | CRH | PD-030A | no data | no data | Steam | 0.75" | no data
no data | 01-VCRH142 | no data | no data | no data | PIT CONNECTION BLOCK VALVE | no data | CRH | PD-030A | no data | no data | Steam | 0.75" | no data
no data | 01-VCRH143 | no data | no data | no data | PIT CONNECTION BLOCK VALVE | no data | CRH | PD-030A | no data | no data | Steam | 0.75" | no data
no data | 01-VCRH144 | no data | no data | no data | PIT CONNECTION BLOCK VALVE | no data | CRH | PD-030A | no data | no data | Steam | 0.75" | no data
no data | 01-VCRH146 | no data | no data | no data | DRIP LEG LS ROOT VALVE | no data | CRH | PD-031A | no data | no data | Steam | 1" | no data
no data | 01-VCRH147 | no data | no data | no data | DRIP LEG LS VENT/DRAIN VALVE | no data | CRH | PD-031A | no data | no data | Steam | 0.75" | no data
no data | 01-VCRH148 | no data | no data | no data | PT CONNECTION ROOT VALVE | no data | CRH | PD-031A | no data | no data | Steam | 0.75" | no data
no data | 01-VCRH150 | no data | no data | no data | DRIP LEG LS VENT/DRAIN VALVE | no data | CRH | PD-030A | no data | no data | Steam | 0.75" | no data
no data | 01-VCRH151 | no data | no data | no data | DRIP LEG LS VENT/DRAIN VALVE | no data | CRH | PD-030A | no data | no data | Steam | 0.75" | no data
no data | 01-VCRH154 | no data | no data | no data | DRIP LEG LS ROOT VALVE | no data | CRH | PD-030A | no data | no data | Steam | 1" | no data
no data | 01-VCRH155 | no data | no data | no data | DRIP LEG LS ROOT VALVE | no data | CRH | PD-030A | no data | no data | Steam | 1" | no data
no data | 01-VCRH156 | no data | no data | no data | DRIP LEG LS ROOT VALVE | no data | CRH | PD-030A | no data | no data | Steam | 1" | no data
no data | 01-VCRH157 | no data | no data | no data | DRIP LEG LS ROOT VALVE | no data | CRH | PD-030A | no data | no data | Steam | 1" | no data
no data | 01-VCRH158 | no data | no data | no data | DRIP LEG LS VENT/DRAIN VALVE | no data | CRH | PD-030A | no data | no data | Steam | 0.75" | no data
no data | 01-VCRH159 | no data | no data | no data | HYDRO/VENT CONNECTION VALVE | no data | CRH | PD-031A | no data | no data | Steam | 0.75" | no data
no data | 01-VCRH160 | no data | no data | no data | DRIP LEG LS VENT/DRAIN VALVE | no data | CRH | PD-030A | no data | no data | Steam | 0.75" | no data
no data | 01-VCRH161 | no data | no data | no data | DRIP LEG LS VENT/DRAIN VALVE | no data | CRH | PD-030A | no data | no data | Steam | 0.75" | no data
no data | 01-VCRH162 | no data | no data | no data | CRH TO AXS VENT VALVE | no data | CRH | PD-124A | no data | no data | Steam | 0.75" | no data
no data | 01-VCRH165 | no data | no data | no data | HYDRO/VENT CONNECTION VALVE | no data | CRH | PD-031A | no data | no data | Steam | 0.75" | no data
no data | 01-VCRH166 | no data | no data | no data | FIT/FE ROOT VALVE | no data | CRH | PD-031A | no data | no data | Steam | 0.75" | no data
no data | 01-VCRH169 | no data | no data | no data | DRIP LEG LS ROOT VALVE | no data | CRH | PD-031A | no data | no data | Steam | 1" | no data
no data | 01-VCRH170 | no data | no data | no data | DRIP LEG LS ROOT VALVE | no data | CRH | PD-031A | no data | no data | Steam | 1" | no data
no data | 01-VCRH171 | no data | no data | no data | DRIP LEG LS ROOT VALVE | no data | CRH | PD-031A | no data | no data | Steam | 1" | no data
no data | 01-VCRH172 | no data | no data | no data | DRIP LEG LS ROOT VALVE | no data | CRH | PD-031A | no data | no data | Steam | 1" | no data
no data | 01-VCRH173 | no data | no data | no data | DRIP LEG LS VENT/DRAIN VALVE | no data | CRH | PD-031A | no data | no data | Steam | 0.75" | no data
no data | 01-VCRH174 | no data | no data | no data | DRIP LEG LS VENT/DRAIN VALVE | no data | CRH | PD-031A | no data | no data | Steam | 0.75" | no data
no data | 01-VCRH175 | no data | no data | no data | DRIP LEG LS ROOT VALVE | no data | CRH | PD-030A | no data | no data | Steam | 1" | no data
no data | 01-VCRH176 | no data | no data | no data | DRIP LEG LS ROOT VALVE | no data | CRH | PD-030A | no data | no data | Steam | 1" | no data
no data | 01-VCRH177 | no data | no data | no data | DRIP LEG LS ROOT VALVE | no data | CRH | PD-030A | no data | no data | Steam | 1" | no data
no data | 01-VCRH178 | no data | no data | no data | DRIP LEG LS ROOT VALVE | no data | CRH | PD-030A | no data | no data | Steam | 1" | no data
no data | 01-VCRH180 | no data | no data | no data | CRH TO AXS ISOLATION | no data | CRH | PD-124A | no data | no data | Steam | 3" | no data
no data | 01-VCRH181 | no data | no data | no data | CRH TO AXS ISOLATION | no data | CRH | PD-124A | no data | no data | Steam | 4" | no data
no data | 01-VCRH182 | no data | no data | no data | CRH TO AXS VENT VALVE | no data | CRH | PD-124A | no data | no data | Steam | 0.75" | no data
no data | 01-VCRH183 | no data | no data | no data | CRH TO AXS ISOLATION | no data | CRH | PD-124A | no data | no data | Steam | 4" | no data
no data | 01-VCRH184 | no data | no data | no data | CRH TO AXS ISOLATION | no data | CRH | PD-124A | no data | no data | Steam | 6" | no data
no data | 01-VCRH185 | no data | no data | no data | DRIP LEG DRAIN | no data | CRH | PD-031A | no data | no data | Steam | 2" | no data
no data | 01-VCRH186 | no data | no data | no data | HYDRO/VENT CONNECTION VALVE | no data | CRH | PD-031A | no data | no data | Steam | 0.75" | no data
no data | 01-VCTP100 | no data | no data | no data | UNIT 1 WATER WASH TANK INLET ISOLATION | no data | CTP | PD-332 | no data | no data | Water | 10" | no data
no data | 01-VCTP101 | no data | no data | no data | UNIT 1 ECA COOLER DRAIN VALVE (B) ISOLATION | no data | CTP | PD-335A | no data | no data | Air/Water | 1" | no data
no data | 01-VCTP102 | no data | no data | no data | DRAIN ISOLATION | no data | CTP | PD-336A | no data | no data | Air/Water | 0.75" | no data
no data | 01-VCTP103 | no data | no data | no data | UNIT 1 BLADE RING DRAIN ISOLATION | no data | CTP | PD-335A | no data | no data | Air/Water | 2" | no data
no data | 01-VCTP104 | no data | no data | no data | UNIT 1 ECA DRAIN MIST DEPARATOR DRAIN VALVE (B) ISOLATION | no data | CTP | PD-335A | no data | no data | Air/Water | 1" | no data
no data | 01-VCTP105 | no data | no data | no data | UNIT 1 BLADE COMBUSTOR ISOLATION | no data | CTP | PD-335A | no data | no data | Air/Water | 1" | no data
no data | 01-VCTP106 | no data | no data | no data | UNIT 1 ECA DRAIN MIST DEPARATOR DRAIN VALVE (A) ISOLATION | no data | CTP | PD-335A | no data | no data | Air/Water | 2" | no data
no data | 01-VCTP107 | no data | no data | no data | UNIT 1 ECA COOLER DRAIN VALVE (A) ISOLATION | no data | CTP | PD-335A | no data | no data | Air/Water | 2" | no data
no data | 01-VCTP108 | no data | no data | no data | UNIT 1 COOLING AIR COOLER (HIGH TEMP) DRAIN VALVE (B) ISOLATION | no data | CTP | PD-335A | no data | no data | Air/Water | 1" | no data
no data | 01-VCTP109 | no data | no data | no data | UNIT 1 COOLING AIR COOLER (HIGH TEMP) DRAIN VALVE (A) ISOLATION | no data | CTP | PD-335A | no data | no data | Air/Water | 2" | no data
no data | 01-VCTP110 | no data | no data | no data | UNIT 1 COOLING AIR COOLER (LOW TEMP) DRAIN VALVE (A) ISOLATION | no data | CTP | PD-335A | no data | no data | Air/Water | 2" | no data
no data | 01-VCTP111 | no data | no data | no data | UNIT 1 COOLING AIR COOLER (LOW TEMP) DRAIN VALVE (B) ISOLATION | no data | CTP | PD-335A | no data | no data | Air/Water | 1" | no data
no data | 01-VCTP113 | no data | no data | no data | UNIT 1 2C COOLER DRAIN VALVE ISOLATION | no data | CTP | PD-336A | no data | no data | Air/Water | 4" | no data
no data | 01-VCTP114 | no data | no data | no data | DRAIN ISOLATION | no data | CTP | PD-334A | no data | no data | AIR/OIL | 0.75" | no data
no data | 01-VCTP115 | no data | no data | no data | DRAIN ISOLATION | no data | CTP | PD-336A | no data | no data | AIR | 0.75" | no data
no data | 01-VCTP116 | no data | no data | no data | DRAIN ISOLATION | no data | CTP | PD-336A | no data | no data | AIR | 0.75" | no data
no data | 01-VCTP117 | no data | no data | no data | COOLING AIR TO FUEL GAS NOZZLE ISOLATION | no data | CTP | PD-336A | no data | no data | AIR | 6" | no data
no data | 01-VCTP119 | no data | no data | no data | INSTRUMENT ISOLATION | no data | CTP | PD-332 | no data | no data | Water | 0.75" | no data
no data | 01-VCTP120 | no data | no data | no data | DRAIN ISOLATION | no data | CTP | PD-334A | no data | no data | AIR/OIL | 0.75" | no data
no data | 01-VCTP121 | no data | no data | no data | UNIT 1 ON LINE WASH SUPPLY ISOLATION AT CT PACKAGE | no data | CTP | PD-332 | no data | no data | Water | 3" | no data
no data | 01-VCTP123 | no data | no data | no data | UNIT 1 ON LINE WASH CLEANING 3 WAY VALVE | no data | CTP | PD-332 | no data | no data | Water | 3" | no data
no data | 01-VCTP125 | no data | no data | no data | UNIT 1 ON LINE WASH SUPPLY ISOLATION AT WW SKID | no data | CTP | PD-332 | no data | no data | Water | 3" | no data
no data | 01-VCTP129 | no data | no data | no data | INSTRUMENT ISOLATION | no data | CTP | PD-332 | no data | no data | Water | 0.75" | no data
no data | 01-VCTP131 | no data | no data | no data | UNIT 1 OFF LINE WASH SUPPLY ISOLATION AT CT PACKAGE | no data | CTP | PD-332 | no data | no data | Water | 3" | no data
no data | 01-VCTP133 | no data | no data | no data | UNIT 1 OFF LINE WASH CLEANING 3 WAY VALVE | no data | CTP | PD-332 | no data | no data | Water | 3" | no data
no data | 01-VCTP135 | no data | no data | no data | UNIT 1 OFF LINE WASH SUPPLY ISOLATION AT WW SKID | no data | CTP | PD-332 | no data | no data | Water | 3" | no data
no data | 01-VCTP146 | no data | no data | no data | DRAIN ISOLATION | no data | CTP | PD-336A | no data | no data | Air/Water | 0.75" | no data
no data | 01-VCTP179 | no data | no data | no data | DRAIN ISOLATION | no data | CTP | PD-333A | no data | no data | Water | 0.75" | no data
no data | 01-VCTP180 | no data | no data | no data | DRAIN ISOLATION | no data | CTP | PD-333A | no data | no data | Water | 0.75" | no data
no data | 01-VCTP181 | no data | no data | no data | DRAIN ISOLATION | no data | CTP | PD-333A | no data | no data | Water | 0.75" | no data
no data | 01-VCTP182 | no data | no data | no data | DRAIN ISOLATION | no data | CTP | PD-333A | no data | no data | Water | 0.75" | no data
no data | 01-VCTP183 | no data | no data | no data | DRAIN ISOLATION | no data | CTP | PD-333A | no data | no data | Water | 0.75" | no data
no data | 01-VCTP185 | no data | no data | no data | INSTRUMENT ISOLATION | no data | CTP | PD-333A | no data | no data | Water | 0.75" | no data
no data | 01-VDWS100 | no data | no data | no data | CALCITE FILTER SUPPLY CHECK | no data | DWS | PD-333A | no data | no data | Water | 3" | no data
no data | 01-VDWS101 | no data | no data | no data | INSTRUMENT | no data | DWS | PD-333A | no data | no data | Water | 0.75" | no data
no data | 01-VDWS102 | no data | no data | no data | UNIT 1 PHOSPHATE SILUTION SUPPLY ISOLATION | no data | DWS | PD-411 | no data | no data | Water | 1" | no data
no data | 01-VDWS103 | no data | no data | no data | UNIT 1 SAMPLE PANEL SUPPLY | no data | DWS | PD-411 | no data | no data | Water | 1" | no data
no data | 01-VDWS104 | no data | no data | no data | UNIT 1 EVAP COOLER SUPPLY ISOLATION | no data | DWS | PD-333A | no data | no data | Water | 3" | no data
no data | 01-VDWS105 | no data | no data | no data | VENT | no data | DWS | PD-050A | no data | no data | Water | 0.75" | no data
no data | 01-VDWS106 | no data | no data | no data | CALCITE FILTER ISOLATION | no data | DWS | PD-333A | no data | no data | Water | 1" | no data
no data | 01-VDWS107 | no data | no data | no data | CALCITE FILTER CO2 INJECTION MODULE ISOLATION | no data | DWS | PD-333A | no data | no data | Water | 1" | no data
no data | 01-VDWS108 | no data | no data | no data | DRAIN | no data | DWS | PD-333A | no data | no data | Water | 0.75" | no data
no data | 01-VDWS109 | no data | no data | no data | INSTRUMENT | no data | DWS | PD-333A | no data | no data | Water | 0.75" | no data
no data | 01-VDWS110 | no data | no data | no data | INSTRUMENT | no data | DWS | PD-333A | no data | no data | Water | 0.75" | no data
no data | 01-VDWS614 | no data | no data | no data | INSTRUMENT | no data | DWS | PD-270A | no data | no data | Water | 0.5" | no data
no data | 01-VDWS615 | no data | no data | no data | INSTRUMENT | no data | DWS | PD-270A | no data | no data | Water | 0.5" | no data
no data | 01-VDWS616 | no data | no data | no data | CCW HEAD TANK SUPPLY CHECK | no data | DWS | PD-270A | no data | no data | Water | 2" | no data
no data | 01-VDWS617 | no data | no data | no data | CCW HEAD TANK ISOLATION | no data | DWS | PD-270A | no data | no data | Water | 2" | no data
no data | 01-VDWS620 | no data | no data | no data | VENT | no data | DWS | PD-270A | no data | no data | Water | 0.75" | no data
no data | 01-VDWS636 | no data | no data | no data | CONTROL VALVE ISOLATION | no data | DWS | PD-050A | no data | no data | Water | 0.75" | no data
no data | 01-VDWS638 | no data | no data | no data | CONTROL VALVE ISOLATION | no data | DWS | PD-050A | no data | no data | Water | 4" | no data
no data | 01-VDWS639 | no data | no data | no data | CONTROL VALVE ISOLATION | no data | DWS | PD-050A | no data | no data | Water | 4" | no data
no data | 01-VDWS641 | no data | no data | no data | CONTROL VALVE ISOLATION | no data | DWS | PD-050A | no data | no data | Water | 6" | no data
no data | 01-VDWS642 | no data | no data | no data | CONTROL VALVE ISOLATION | no data | DWS | PD-050A | no data | no data | Water | 6" | no data
no data | 01-VDWS643 | no data | no data | no data | DRAIN | no data | DWS | PD-050A | no data | no data | Water | 0.75" | no data
no data | 01-VDWS648 | no data | no data | no data | DRAIN | no data | DWS | PD-050A | no data | no data | Water | 0.75" | no data
no data | 01VDWS800 | no data | WTB | RO | no data | VALVE | DWT | 2000AD | no data | no data | no data | 1/2" | no data
no data | 01VDWS801 | no data | WTB | RO | no data | MANUAL | DWT | 2000AD | no data | no data | no data | 2" | no data
no data | 01VDWS802 | no data | WTB | RO | no data | MANUAL | DWT | 2000AD | no data | no data | no data | 2" | no data
no data | 01VDWS803 | no data | WTB | RO | no data | MANUAL | DWT | 2000AD | no data | no data | no data | 1" | no data
no data | 01VDWS804 | no data | WTB | RO | no data | MANUAL | DWT | 2000AD | no data | no data | no data | 1" | no data
no data | 01VDWS805 | no data | WTB | RO | no data | VALVE MANIFOLD | DWT | 2000AD | no data | no data | no data | 1/2" | no data
no data | 01VDWS806 | no data | WTB | RO | no data | VALVE MANIFOLD | DWT | 2000AD | no data | no data | no data | 1/2" | no data
no data | 01VDWS807 | no data | WTB | RO | no data | VALVE MANIFOLD | DWT | 2000AD | no data | no data | no data | 1/2" | no data
no data | 01VDWS808 | no data | WTB | RO | no data | VALVE MANIFOLD | DWT | 2000AD | no data | no data | no data | 1/2" | no data
no data | 01VDWS809 | no data | WTB | RO | no data | MANUAL | DWT | 2000AD | no data | no data | no data | 1" | no data
no data | 01VDWS810 | no data | WTB | RO | no data | MANUAL | DWT | 2000AD | no data | no data | no data | 3" | no data
no data | 01VDWS811 | no data | WTB | RO | no data | MANUAL | DWT | 2000AD | no data | no data | no data | 3" | no data
no data | 01VDWS812 | no data | WTB | RO | no data | MANUAL | DWT | 2000AD | no data | no data | no data | 3" | no data
no data | 01VDWS813 | no data | WTB | RO | no data | MANUAL | DWT | 2000AD | no data | no data | no data | 3" | no data
no data | 01VDWS814 | no data | WTB | RO | no data | MANUAL | DWT | 2000AD | no data | no data | no data | 3" | no data
no data | 01VDWS815 | no data | WTB | RO | no data | MANUAL | DWT | 2000AD | no data | no data | no data | 3" | no data
no data | 01VDWS816 | no data | WTB | RO | no data | MANUAL | DWT | 2000AD | no data | no data | no data | 3" | no data
no data | 01VDWS817 | no data | WTB | RO | no data | MANUAL | DWT | 2000AD | no data | no data | no data | 3" | no data
no data | 01VDWS819 | no data | WTB | RO | no data | MANUAL | DWT | 2000AD | no data | no data | no data | 3" | no data
no data | 01VDWS820 | no data | WTB | RO | no data | MANUAL | DWT | 2000AD | no data | no data | no data | 3" | no data
no data | 01VDWS821 | no data | WTB | RO | no data | CHECK | DWT | 2000AD | no data | no data | no data | 3" | no data
no data | 01VDWS822 | no data | WTB | RO | no data | CHECK | DWT | 2000AD | no data | no data | no data | 3" | no data
no data | 01VDWS823 | no data | WTB | RO | no data | CHECK | DWT | 2000AD | no data | no data | no data | 3" | no data
no data | 01-VFGS113 | no data | no data | no data | FLOW METER INLET | no data | FGS | PD-655A | no data | no data | Natural Gas | 10" | no data
no data | 01-VFGS115 | no data | no data | no data | N2 PURGE ISOLATION | no data | FGS | PD-656A | no data | no data | Natural Gas | 0.75" | no data
no data | 01-VFGS116 | no data | no data | no data | VENT/DRAIN | no data | FGS | PD-655A | no data | no data | Natural Gas | 0.75" | no data
no data | 01-VFGS120 | no data | no data | no data | N2 PURGE ISOLATION | no data | FGS | PD-658A | no data | no data | Natural Gas | 0.75" | no data
no data | 01-VFGS122 | no data | no data | no data | FLOW METER BYPASS | no data | FGS | PD-655A | no data | no data | Natural Gas | 10" | no data
no data | 01-VFGS123 | no data | no data | no data | EMERGENCY VENT VALVE BYPASS | no data | FGS | PD-656A | no data | no data | Natural Gas | 3" | no data
no data | 01-VFGS124 | no data | no data | no data | TO GT EMERGENCY SHUT OFF VALVE | no data | FGS | PD-655A | no data | no data | Natural Gas | 10" | no data
no data | 01-VFGS128 | no data | no data | no data | DRAIN | no data | FGS | PD-656A | no data | no data | Natural Gas | 1" | no data
no data | 01-VFGS130 | no data | no data | no data | PERFORMANCE HEATER TO EMERGENCY VENT VALVE | no data | FGS | PD-656A | no data | no data | Natural Gas | 3" | no data
no data | 01-VFGS134 | no data | no data | no data | DRAIN | no data | FGS | PD-656A | no data | no data | Natural Gas | 1" | no data
no data | 01-VFGS140 | no data | no data | no data | INSTRUMENTATION ROOT VALVE | no data | FGS | PD-656A | no data | no data | Natural Gas | 0.75" | no data
no data | 01-VFGS141 | no data | no data | no data | INSTRUMENTATION ROOT VALVE | no data | FGS | PD-656A | no data | no data | Natural Gas | 0.75" | no data
no data | 01-VFGS143 | no data | no data | no data | N2 PURGE ISOLATION | no data | FGS | PD-657A | no data | no data | Natural Gas | 1" | no data
no data | 01-VFGS147 | no data | no data | no data | INSTRUMENT | no data | FGS | PD-657A | no data | no data | Natural Gas | 1" | no data
no data | 01-VFGS148 | no data | no data | no data | INSTRUMENTATION ROOT VALVE | no data | FGS | PD-657A | no data | no data | Natural Gas | 1" | no data
no data | 01-VFGS157 | no data | no data | no data | INSTRUMENTATION ROOT VALVE | no data | FGS | PD-657A | no data | no data | Natural Gas | 1" | no data
no data | 01-VFGS158 | no data | no data | no data | INSTRUMENTATION ROOT VALVE | no data | FGS | PD-657A | no data | no data | Natural Gas | 1" | no data
no data | 01-VFGS174 | no data | no data | no data | GAS TURBINE FUEL GAS CARTRIDGE FILTER INLET | no data | FGS | PD-657A | no data | no data | Natural Gas | 12" | no data
no data | 01-VFGS176 | no data | no data | no data | EQUIPMENT ISOLATION | no data | FGS | PD-658A | no data | no data | Natural Gas | 6" | no data
no data | 01-VFGS177 | no data | no data | no data | VENT | no data | FGS | PD-657A | no data | no data | Natural Gas | 2" | no data
no data | 01-VFGS178 | no data | no data | no data | VENT | no data | FGS | PD-657A | no data | no data | Natural Gas | 2" | no data
no data | 01-VFGS179 | no data | no data | no data | EQUIPMENT ISOLATION | no data | FGS | PD-658A | no data | no data | Natural Gas | 12" | no data
no data | 01-VFGS184 | no data | no data | no data | VENT | no data | FGS | PD-657A | no data | no data | Natural Gas | 2" | no data
no data | 01-VFGS192 | no data | no data | no data | FUEL GAS PURGE CREDIT SHUT OFF VALVE A | no data | FGS | PD-657A | no data | no data | Natural Gas | 12" | no data
no data | 01-VFGS193 | no data | no data | no data | VENT | no data | FGS | PD-657A | no data | no data | Natural Gas | 1" | no data
no data | 01-VFGS217 | no data | no data | no data | N2 PURGE ISOLATION | no data | FGS | PD-658A | no data | no data | Natural Gas | 0.75" | no data
no data | 01VHBD801 | no data | no data | no data | BLOWDOWN TANK PRESSURE INDICATOR ISOLATION | NA | no data | 2080_00007‐1 | no data | no data | Steam | 3/4" | no data
no data | 01VHBD802 | no data | no data | no data | BLOWDOWN TANK PRESSURE TRANSMITTER ISOLATION | NA | no data | 2080_00007‐1 | no data | no data | Steam | 3/4" | no data
no data | 01VHBD803 | no data | no data | no data | BLOWDOWN TANK LEVEL GAUGE ISOLATION | NA | no data | 2080_00007‐1 | no data | no data | Water/Steam | 3/4" | no data
no data | 01VHBD804 | no data | no data | no data | BLOWDOWN TANK LEVEL GAUGE ISOLATION | NA | no data | 2080_00007‐1 | no data | no data | Water/Steam | 3/4" | no data
no data | 01VHBD805 | no data | no data | no data | BLOWDOWN TANK LEVEL TRANSMITTER ISOLATION | NA | no data | 2080_00007‐1 | no data | no data | Water/Steam | 3/4" | no data
no data | 01VHBD806 | no data | no data | no data | BLOWDOWN TANK LEVEL TRANSMITTER ISOLATION | NA | no data | 2080_00007‐1 | no data | no data | Water/Steam | 3/4" | no data
no data | 01VHBD901 | no data | no data | no data | BLOWDOWN TANK LOW POINT DRAIN | NA | no data | 2080_00007‐1 | no data | no data | Water | 2" | no data
no data | 01VHBD902 | no data | no data | no data | BLOWDOWN TANK LEVEL GAUGE DRAIN | NA | no data | 2080_00007‐1 | no data | no data | Water | 2" | no data
no data | 01VHBD903 | no data | no data | no data | BLOWDOWN TANK LEVEL GAUGE DRAIN | NA | no data | 2080_00007‐1 | no data | no data | Water | 2" | no data
no data | 01VHBD904 | no data | no data | no data | BLOW DOWN TANK CV ISOLATION | NA | no data | 2080_00007‐1 | no data | no data | Water | 6" | no data
no data | 01VHBD905 | no data | no data | no data | BLOW DOWN TANK CV ISOLATION | NA | no data | 2080_00007‐1 | no data | no data | Water | 6" | no data
no data | 01VHBD906 | no data | no data | no data | BLOW DOWN TANK CHECK | NA | no data | 2080_00007‐1 | no data | no data | Water | 6" | no data
no data | 01VHBD907 | no data | no data | no data | BLOWDOWN QUENCH WATER DRAIN | NA | no data | 2080_00007‐1 | no data | no data | Water/Steam | 2" | no data
no data | 01VHBD908 | no data | no data | no data | BLOWDOWN QUENCH WATER DRAIN | NA | no data | 2080_00007‐1 | no data | no data | Water/Steam | 2" | no data
no data | 01VHBD909 | no data | no data | no data | BLOWDOWN QUENCH WATER BYPASS | NA | no data | 2080_00007‐1 | no data | no data | Water/Steam | 2" | no data
no data | 01VHEH901 | no data | no data | no data | EXHAUST SIDE INLET DUCT PRESSURE TRANSMITTER ISOLATION | NA | no data | 2080_00002‐1 | no data | no data | Flue gas | 1" | no data
no data | 01VHEH902 | no data | no data | no data | EXHAUST SIDE INLET DUCT PRESSURE TRANSMITTER ISOLATION | NA | no data | 2080_00002‐1 | no data | no data | Flue gas | 1" | no data
no data | 01VHEH903 | no data | no data | no data | EXHAUST SIDE INLET DUCT PRESSURE TRANSMITTER ISOLATION | NA | no data | 2080_00002‐1 | no data | no data | Flue gas | 1" | no data
no data | 01VHEH904 | no data | no data | no data | EXHAUST SIDE CO CATALYST 1 PRESSURE TRASMITTER ISOLATION | NA | no data | 2080_00002‐1 | no data | no data | Flue gas | 1" | no data
no data | 01VHEH905 | no data | no data | no data | EXHAUST SIDE CO CATALYST 1 PRESSURE TRASMITTER ISOLATION | NA | no data | 2080_00002‐1 | no data | no data | Flue gas | 1" | no data
no data | 01VHEH906 | no data | no data | no data | EXHAUST SIDE CO CATALYST 2 PRESSURE TRASMITTER ISOLATION | NA | no data | 2080_00002‐1 | no data | no data | Flue gas | 1" | no data
no data | 01VHEH907 | no data | no data | no data | EXHAUST SIDE CO CATALYST 2 PRESSURE TRASMITTER ISOLATION | NA | no data | 2080_00002‐1 | no data | no data | Flue gas | 1" | no data
no data | 01VHEH908 | no data | no data | no data | EXHAUST SIDE SCR CATALYST PRESSURE TRASMITTER ISOLATION | NA | no data | 2080_00002‐1 | no data | no data | Flue gas | 1" | no data
no data | 01VHEH909 | no data | no data | no data | EXHAUST SIDE SCR CATALYST PRESSURE TRASMITTER ISOLATION | NA | no data | 2080_00002‐1 | no data | no data | Flue gas | 1" | no data
no data | 01VHEH910 | no data | no data | no data | STACK DRAIN | NA | no data | 2080_00002‐1 | no data | no data | Water | 3" | no data
no data | 01VHEH912 | no data | no data | no data | BURNER MAIN FUEL LINE DRAIN | NA | no data | 2080_00002‐1 | no data | no data | Nat. Gas | 2" | no data
no data | 01VHEH913 | no data | no data | no data | BURNER PILOT FUEL LINE DRAIN | NA | no data | 2080_00002‐1 | no data | no data | Nat. Gas | 2" | no data
no data | 01VHEH914 | no data | no data | no data | BURNER INSTRUMENT AIR DRAIN | NA | no data | 2080_00002‐1 | no data | no data | Air | 2" | no data
no data | 01VHEH915 | no data | no data | no data | BURNER COOLING AIR DRAIN | NA | no data | 2080_00002‐1 | no data | no data | Air | 2" | no data
no data | 01VHHS801 | no data | no data | no data | HP SATURATED STEAM VENT | NA | no data | 2080_00005‐2 | no data | no data | Water/Steam | 1" | no data
no data | 01VHHS802 | no data | no data | no data | HP SATURATED STEAM VENT | NA | no data | 2080_00005‐2 | no data | no data | Water/Steam | 1" | no data
no data | 01VHHS803 | no data | no data | no data | HP SUPERHEATER 1 INLET DRAIN POT LEVEL SWITCH ISOLATION | NA | no data | 2080_00005‐3 | no data | no data | Water/Steam | 3/4" | no data
no data | 01VHHS804 | no data | no data | no data | HP SUPERHEATER 1 INLET DRAIN POT LEVEL SWITCH ISOLATION | NA | no data | 2080_00005‐3 | no data | no data | Water/Steam | 3/4" | no data
no data | 01VHHS805 | no data | no data | no data | HP SUPERHEATER 1 INLET DRAIN POT LEVEL SWITCH ISOLATION | NA | no data | 2080_00005‐3 | no data | no data | Water/Steam | 3/4" | no data
no data | 01VHHS806 | no data | no data | no data | HP SUPERHEATER 1 INLET DRAIN POT LEVEL SWITCH ISOLATION | NA | no data | 2080_00005‐3 | no data | no data | Water/Steam | 3/4" | no data
no data | 01VHHS807 | no data | no data | no data | HP SUPERHEATER 1 INLET DRAIN POT LEVEL SWITCH ISOLATION | NA | no data | 2080_00005‐3 | no data | no data | Water/Steam | 3/4" | no data
no data | 01VHHS808 | no data | no data | no data | HP SUPERHEATER 1 INLET DRAIN POT LEVEL SWITCH ISOLATION | NA | no data | 2080_00005‐3 | no data | no data | Water/Steam | 3/4" | no data
no data | 01VHHS809 | no data | no data | no data | HP SUPERHEATER 1 INLET DRAIN POT LEVEL SWITCH ISOLATION | NA | no data | 2080_00005‐3 | no data | no data | Water/Steam | 3/4" | no data
no data | 01VHHS810 | no data | no data | no data | HP SUPERHEATER 1 INLET DRAIN POT LEVEL SWITCH ISOLATION | NA | no data | 2080_00005‐3 | no data | no data | Water/Steam | 3/4" | no data
no data | 01VHHS811 | no data | no data | no data | HP SUPERHEATER 1 TO 2 CROSSOVER VENT | NA | no data | 2080_00005‐3 | no data | no data | Steam | 2" | no data
no data | 01VHHS812 | no data | no data | no data | HP SUPERHEATER 1 TO 2 CROSSOVER VENT | NA | no data | 2080_00005‐3 | no data | no data | Steam | 2" | no data
no data | 01VHHS813 | no data | no data | no data | HP SUPERHEATER OUTLET PRESSURE TRANSMITTER ISOLATION | NA | no data | 2080_00005‐3 | no data | no data | Steam | 3/4" | no data
no data | 01VHHS814 | no data | no data | no data | HP SUPERHEATER OUTLET PRESSURE TRANSMITTER ISOLATION | NA | no data | 2080_00005‐3 | no data | no data | Steam | 3/4" | no data
no data | 01VHHS815 | no data | no data | no data | HP SUPERHEATER OUTLET PRESSURE INDICATOR ISOLATION | NA | no data | 2080_00005‐3 | no data | no data | Steam | 3/4" | no data
no data | 01VHHS816 | no data | no data | no data | HP SUPERHEATER OUTLET PRESSURE INDICATOR ISOLATION | NA | no data | 2080_00005‐3 | no data | no data | Steam | 3/4" | no data
no data | 01VHHS818 | no data | no data | no data | HP SUPERHEATER OUTLET DRAIN | NA | no data | 2080_00005‐3 | no data | no data | Water/Steam | 2" | no data
no data | 01VHHS819 | no data | no data | no data | HP SUPERHEATER OUTLET DRAIN | NA | no data | 2080_00005‐3 | no data | no data | Water/Steam | 2" | no data
no data | 01VHHS820 | no data | no data | no data | HP SUPERHEATER OUTLET FLOW TRANSMITTER ISOLATION | NA | no data | 2080_00005‐3 | no data | no data | Steam | 3/4" | no data
no data | 01VHHS821 | no data | no data | no data | HP SUPERHEATER OUTLET FLOW TRANSMITTER ISOLATION | NA | no data | 2080_00005‐3 | no data | no data | Steam | 3/4" | no data
no data | 01VHHS822 | no data | no data | no data | HP SUPERHEATER OUTLET FLOW TRANSMITTER ISOLATION | NA | no data | 2080_00005‐3 | no data | no data | Steam | 3/4" | no data
no data | 01VHHS823 | no data | no data | no data | HP SUPERHEATER OUTLET FLOW TRANSMITTER ISOLATION | NA | no data | 2080_00005‐3 | no data | no data | Steam | 3/4" | no data
no data | 01VHHS824 | no data | no data | no data | HP SUPERHEATER OUTLET FLOW TRANSMITTER ISOLATION | NA | no data | 2080_00005‐3 | no data | no data | Steam | 3/4" | no data
no data | 01VHHS825 | no data | no data | no data | HP SUPERHEATER OUTLET FLOW TRANSMITTER ISOLATION | NA | no data | 2080_00005‐3 | no data | no data | Steam | 3/4" | no data
no data | 01VHHS826 | no data | no data | no data | HP SUPERHEATER OUTLET FLOW TRANSMITTER ISOLATION | NA | no data | 2080_00005‐3 | no data | no data | Steam | 3/4" | no data
no data | 01VHHS827 | no data | no data | no data | HP SUPERHEATER OUTLET FLOW TRANSMITTER ISOLATION | NA | no data | 2080_00005‐3 | no data | no data | Steam | 3/4" | no data
no data | 01VHHS828 | no data | no data | no data | HP SUPERHEATED STEAM SAMPLE ISOLATION | NA | no data | 2080_00005‐3 | no data | no data | Steam | 3/4" | no data
no data | 01VHHS829 | no data | no data | no data | HP SUPERHEATED STEAM SAMPLE ISOLATION | NA | no data | 2080_00005‐3 | no data | no data | Steam | 3/4" | no data
no data | 01VHHS830 | no data | no data | no data | HP INTERSTAGE ATTEMPERATOR COOLING WATER FLOW TRANSMITTER ISOLATION | NA | no data | 2080_00005‐3 | no data | no data | Water | 3/4" | no data
no data | 01VHHS831 | no data | no data | no data | HP INTERSTAGE ATTEMPERATOR COOLING WATER FLOW TRANSMITTER ISOLATION | NA | no data | 2080_00005‐3 | no data | no data | Water | 3/4" | no data
no data | 01VHHS832 | no data | no data | no data | HP INTERSTAGE ATTEMPERATOR COOLING WATER FLOW TRANSMITTER ISOLATION | NA | no data | 2080_00005‐3 | no data | no data | Water | 3/4" | no data
no data | 01VHHS833 | no data | no data | no data | HP INTERSTAGE ATTEMPERATOR COOLING WATER FLOW TRANSMITTER ISOLATION | NA | no data | 2080_00005‐3 | no data | no data | Water | 3/4" | no data
no data | 01VHHS834 | no data | no data | no data | HP INTERSTAGE ATTEMPERATOR COOLING WATER FLOW TRANSMITTER ISOLATION | NA | no data | 2080_00005‐3 | no data | no data | Water | 3/4" | no data
no data | 01VHHS835 | no data | no data | no data | HP INTERSTAGE ATTEMPERATOR COOLING WATER FLOW TRANSMITTER ISOLATION | NA | no data | 2080_00005‐3 | no data | no data | Water | 3/4" | no data
no data | 01VHHS836 | no data | no data | no data | HP INTERSTAGE ATTEMPERATOR COOLING WATER FLOW TRANSMITTER ISOLATION | NA | no data | 2080_00005‐3 | no data | no data | Water | 3/4" | no data
no data | 01VHHS837 | no data | no data | no data | HP INTERSTAGE ATTEMPERATOR COOLING WATER FLOW TRANSMITTER ISOLATION | NA | no data | 2080_00005‐3 | no data | no data | Water | 3/4" | no data
no data | 01VHHS838 | no data | no data | no data | HP INTERSTAGE ATTEMPERATOR COOLING WATER DIFFERENTIAL PRESSURE TRANSMITTER ISOLATION | NA | no data | 2080_00005‐3 | no data | no data | Water | 3/4" | no data
no data | 01VHHS839 | no data | no data | no data | HP INTERSTAGE ATTEMPERATOR COOLING WATER DIFFERENTIAL PRESSURE TRANSMITTER ISOLATION | NA | no data | 2080_00005‐3 | no data | no data | Water | 3/4" | no data
no data | 01VHHS840 | no data | no data | no data | HP INTERSTAGE ATTEMPERATOR COOLING WATER DIFFERENTIAL PRESSURE TRANSMITTER ISOLATION | NA | no data | 2080_00005‐3 | no data | no data | Water | 3/4" | no data
no data | 01VHHS841 | no data | no data | no data | HP INTERSTAGE ATTEMPERATOR COOLING WATER DIFFERENTIAL PRESSURE TRANSMITTER ISOLATION | NA | no data | 2080_00005‐3 | no data | no data | Water | 3/4" | no data
no data | 01VHHS842 | no data | no data | no data | HP INTERSTAGE ATTEMPERATOR COOLING WATER STRAINER DRAIN | NA | no data | 2080_00005‐3 | no data | no data | Water | 2" | no data
no data | 01VHHS843 | no data | no data | no data | HP INTERSTAGE ATTEMPERATOR COOLING WATER STRAINER DRAIN | NA | no data | 2080_00005‐3 | no data | no data | Water | 2" | no data
no data | 01VHHS844 | no data | no data | no data | HP INTERSTAGE ATTEMPERATOR SPRAY WATER ISOLATION | NA | no data | 2080_00005‐3 | no data | no data | Water | 2 1/2" | no data
no data | 01VHHS845 | no data | no data | no data | HP INTERSTAGE ATTEMPERATOR SPRAY WATER SWING CHECK VALVE | NA | no data | 2080_00005‐3 | no data | no data | Water | 2 1/2" | no data
no data | 01VHHS846 | no data | no data | no data | HP FINAL ATTEMPERATOR COOLING WATER FLOW TRANSMITTER ISOLATION | NA | no data | 2080_00005‐3 | no data | no data | Water | 3/4" | no data
no data | 01VHHS847 | no data | no data | no data | HP FINAL ATTEMPERATOR COOLING WATER FLOW TRANSMITTER ISOLATION | NA | no data | 2080_00005‐3 | no data | no data | Water | 3/4" | no data
no data | 01VHHS848 | no data | no data | no data | HP FINAL ATTEMPERATOR COOLING WATER FLOW TRANSMITTER ISOLATION | NA | no data | 2080_00005‐3 | no data | no data | Water | 3/4" | no data
no data | 01VHHS849 | no data | no data | no data | HP FINAL ATTEMPERATOR COOLING WATER FLOW TRANSMITTER ISOLATION | NA | no data | 2080_00005‐3 | no data | no data | Water | 3/4" | no data
no data | 01VHHS850 | no data | no data | no data | HP FINAL ATTEMPERATOR COOLING WATER FLOW TRANSMITTER ISOLATION | NA | no data | 2080_00005‐3 | no data | no data | Water | 3/4" | no data
no data | 01VHHS851 | no data | no data | no data | HP FINAL ATTEMPERATOR COOLING WATER FLOW TRANSMITTER ISOLATION | NA | no data | 2080_00005‐3 | no data | no data | Water | 3/4" | no data
no data | 01VHHS852 | no data | no data | no data | HP FINAL ATTEMPERATOR COOLING WATER FLOW TRANSMITTER ISOLATION | NA | no data | 2080_00005‐3 | no data | no data | Water | 3/4" | no data
no data | 01VHHS853 | no data | no data | no data | HP FINAL ATTEMPERATOR COOLING WATER FLOW TRANSMITTER ISOLATION | NA | no data | 2080_00005‐3 | no data | no data | Water | 3/4" | no data
no data | 01VHHS854 | no data | no data | no data | HP ECONOMIZER INLET PRESSURE INDICATOR ISOLATION | NA | no data | 2080_00005‐1 | no data | no data | Water | 3/4" | no data
no data | 01VHHS855 | no data | no data | no data | HP ECONOMIZER INLET PRESSURE INDICATOR ISOLATION | NA | no data | 2080_00005‐1 | no data | no data | Water | 3/4" | no data
no data | 01VHHS856 | no data | no data | no data | HP FEEDWATER INLET DRAIN | NA | no data | 2080_00005‐1 | no data | no data | Water | 2" | no data
no data | 01VHHS857 | no data | no data | no data | HP FEEDWATER INLET DRAIN | NA | no data | 2080_00005‐1 | no data | no data | Water | 2" | no data
no data | 01VHHS858 | no data | no data | no data | HP FEEDWATER INLET DRAIN | NA | no data | 2080_00005‐1 | no data | no data | Water | 2" | no data
no data | 01VHHS859 | no data | no data | no data | HP FEEDWATER INLET DRAIN | NA | no data | 2080_00005‐1 | no data | no data | Water | 2" | no data
no data | 01VHHS861 | no data | no data | no data | HP INTERMITTENT BLOWDOWN LOW POINT DRAIN | NA | no data | 2080_00007‐1 | no data | no data | Water | 2" | no data
no data | 01VHHS862 | no data | no data | no data | HP INTERMITTENT BLOWDOWN LOW POINT DRAIN | NA | no data | 2080_00007‐1 | no data | no data | Water | 2" | no data
no data | 01VHHS863 | no data | no data | no data | HP INTERSTAGE ATTEMPERATOR COOLING WATER DRAIN | NA | no data | 2080_00005‐3 | no data | no data | Water | 2" | no data
no data | 01VHHS864 | no data | no data | no data | HP INTERSTAGE ATTEMPERATOR COOLING WATER DRAIN | NA | no data | 2080_00005‐3 | no data | no data | Water | 2" | no data
no data | 01VHHS865 | no data | no data | no data | HP INTERSTAGE ATTEMPERATOR COOLING WATER VENT | NA | no data | 2080_00005‐3 | no data | no data | Water | 2" | no data
no data | 01VHHS866 | no data | no data | no data | HP INTERSTAGE ATTEMPERATOR COOLING WATER VENT | NA | no data | 2080_00005‐3 | no data | no data | Water | 2" | no data
no data | 01VHHS867 | no data | no data | no data | HP SUPERHEATER 1 INLET DRAIN POT CLEANOUT DRAIN | NA | no data | 2080_00005‐3 | no data | no data | Water/Steam | 1" | no data
no data | 01VHHS868 | no data | no data | no data | HP SUPERHEATER 1 INLET DRAIN POT CLEANOUT DRAIN | NA | no data | 2080_00005‐3 | no data | no data | Water/Steam | 1" | no data
no data | 01VHHS871 | no data | no data | no data | HP SUPERHEATER OUTLET PRESSURE TRANSMITTER ISOLATION | NA | no data | 2080_00005‐3 | no data | no data | Steam | 3/4" | no data
no data | 01VHHS872 | no data | no data | no data | HP SUPERHEATER OUTLET PRESSURE TRANSMITTER ISOLATION | NA | no data | 2080_00005‐3 | no data | no data | Steam | 3/4" | no data
no data | 01VHHS873 | no data | no data | no data | HP SUPERHEATER OUTLET PRESSURE TRANSMITTER ISOLATION | NA | no data | 2080_00005‐3 | no data | no data | Steam | 3/4" | no data
no data | 01VHHS874 | no data | no data | no data | HP SUPERHEATER OUTLET PRESSURE TRANSMITTER ISOLATION | NA | no data | 2080_00005‐3 | no data | no data | Steam | 3/4" | no data
no data | 01VHHS900 | no data | no data | no data | HP ECONOMIZER DRAIN | NA | no data | 2080_00005‐1 | no data | no data | Water | 2" | no data
no data | 01VHHS901 | no data | no data | no data | HP FEEDWATER CONTROL VALVE ISOLATION | NA | no data | 2080_00005‐1 | no data | no data | Water | 12" | no data
no data | 01VHHS902 | no data | no data | no data | HP FEEDWATER CONTROL VALVE ISOLATION | NA | no data | 2080_00005‐1 | no data | no data | Water | 12" | no data
no data | 01VHHS903 | no data | no data | no data | HP FEEDWATER CONTROL VALVE ISOLATION | NA | no data | 2080_00005‐1 | no data | no data | Water | 6" | no data
no data | 01VHHS904 | no data | no data | no data | HP FEEDWATER CONTROL VALVE ISOLATION | NA | no data | 2080_00005‐1 | no data | no data | Water | 6" | no data
no data | 01VHHS905 | no data | no data | no data | HP ECONOMIZER DRAIN | NA | no data | 2080_00005‐1 | no data | no data | Water | 2" | no data
no data | 01VHHS906 | no data | no data | no data | HP ECONOMIZER DRAIN | NA | no data | 2080_00005‐1 | no data | no data | Water | 2" | no data
no data | 01VHHS907 | no data | no data | no data | HP DRUM LCV BYPASS | NA | no data | 2080_00005‐1 | no data | no data | Water | 2" | no data
no data | 01VHHS909 | no data | no data | no data | HP INTERSTAGE ATTEMPERATOR DRAIN POT CLEANOUT DRAIN | NA | no data | 2080_00005‐3 | no data | no data | Water/Steam | 1" | no data
no data | 01VHHS910 | no data | no data | no data | HP INTERSTAGE ATTEMPERATOR DRAIN POT CLEANOUT DRAIN | NA | no data | 2080_00005‐3 | no data | no data | Water/Steam | 1" | no data
no data | 01VHHS911 | no data | no data | no data | HP FEEDWATER INLET SWING CHECK VALVE | NA | no data | 2080_00005‐1 | no data | no data | Water | 12" | no data
no data | 01VHHS912 | no data | no data | no data | HP FEEDWATER INLET DRAIN | NA | no data | 2080_00005‐1 | no data | no data | Water | 2" | no data
no data | 01VHHS913 | no data | no data | no data | HP FEEDWATER INLET DRAIN | NA | no data | 2080_00005‐1 | no data | no data | Water | 2" | no data
no data | 01VHHS914 | no data | no data | no data | HP ECONOMIZER INLET PRESSURE TRANSMITTER ISOLATION | NA | no data | 2080_00005‐1 | no data | no data | Water | 3/4" | no data
no data | 01VHHS915 | no data | no data | no data | HP ECONOMIZER INLET PRESSURE TRANSMITTER ISOLATION | NA | no data | 2080_00005‐1 | no data | no data | Water | 3/4" | no data
no data | 01VHHS916 | no data | no data | no data | HP FEEDWATER INLET PRESSURE TRANSMITTER ISOLATION | NA | no data | 2080_00005‐1 | no data | no data | Water | 3/4" | no data
no data | 01VHHS917 | no data | no data | no data | HP FEEDWATER INLET PRESSURE TRANSMITTER ISOLATION | NA | no data | 2080_00005‐1 | no data | no data | Water | 3/4" | no data
no data | 01VHHS918 | no data | no data | no data | HP FEEDWATER INLET FLOW TRANSMITTER ISOLATION | NA | no data | 2080_00005‐1 | no data | no data | Water | 3/4" | no data
no data | 01VHHS919 | no data | no data | no data | HP FEEDWATER INLET FLOW TRANSMITTER ISOLATION | NA | no data | 2080_00005‐1 | no data | no data | Water | 3/4" | no data
no data | 01VHHS920 | no data | no data | no data | HP FEEDWATER INLET FLOW TRANSMITTER ISOLATION | NA | no data | 2080_00005‐1 | no data | no data | Water | 3/4" | no data
no data | 01VHHS921 | no data | no data | no data | HP FEEDWATER INLET FLOW TRANSMITTER ISOLATION | NA | no data | 2080_00005‐1 | no data | no data | Water | 3/4" | no data
no data | 01VHHS922 | no data | no data | no data | HP FEEDWATER INLET FLOW TRANSMITTER ISOLATION | NA | no data | 2080_00005‐1 | no data | no data | Water | 3/4" | no data
no data | 01VHHS923 | no data | no data | no data | HP FEEDWATER INLET FLOW TRANSMITTER ISOLATION | NA | no data | 2080_00005‐1 | no data | no data | Water | 3/4" | no data
no data | 01VHHS924 | no data | no data | no data | HP FEEDWATER INLET FLOW TRANSMITTER ISOLATION | NA | no data | 2080_00005‐1 | no data | no data | Water | 3/4" | no data
no data | 01VHHS925 | no data | no data | no data | HP FEEDWATER INLET FLOW TRANSMITTER ISOLATION | NA | no data | 2080_00005‐1 | no data | no data | Water | 3/4" | no data
no data | 01VHHS926 | no data | no data | no data | HP BOILER FILL ISOLATION | NA | no data | 2080_00005‐1 | no data | no data | Water | 2" | no data
no data | 01VHHS927 | no data | no data | no data | HP BOILER FILL CHECK VALVE | NA | no data | 2080_00005‐1 | no data | no data | Water | 2" | no data
no data | 01VHHS928 | no data | no data | no data | HP BOILER FILL ISOLATION | NA | no data | 2080_00005‐1 | no data | no data | Water | 2" | no data
no data | 01VHHS929 | no data | no data | no data | HP ECONOMIZER DRAIN | NA | no data | 2080_00005‐1 | no data | no data | Water | 2" | no data
no data | 01VHHS930 | no data | no data | no data | HP ECONOMIZER DRAIN | NA | no data | 2080_00005‐1 | no data | no data | Water | 2" | no data
no data | 01VHHS931 | no data | no data | no data | HP ECONOMIZER DRAIN | NA | no data | 2080_00005‐1 | no data | no data | Water | 2" | no data
no data | 01VHHS932 | no data | no data | no data | HP ECONOMIZER DRAIN | NA | no data | 2080_00005‐1 | no data | no data | Water | 2" | no data
no data | 01VHHS933 | no data | no data | no data | HP ECONOMIZER DRAIN | NA | no data | 2080_00005‐1 | no data | no data | Water | 2" | no data
no data | 01VHHS934 | no data | no data | no data | HP ECONOMIZER DRAIN | NA | no data | 2080_00005‐1 | no data | no data | Water | 2" | no data
no data | 01VHHS935 | no data | no data | no data | HP ECONOMIZER DRAIN | NA | no data | 2080_00005‐1 | no data | no data | Water | 2" | no data
no data | 01VHHS936 | no data | no data | no data | HP ECONOMIZER DRAIN | NA | no data | 2080_00005‐1 | no data | no data | Water | 2" | no data
no data | 01VHHS937 | no data | no data | no data | HP ECONOMIZER DRAIN | NA | no data | 2080_00005‐1 | no data | no data | Water | 2" | no data
no data | 01VHHS938 | no data | no data | no data | HP ECONOMIZER DRAIN | NA | no data | 2080_00005‐1 | no data | no data | Water | 2" | no data
no data | 01VHHS939 | no data | no data | no data | HP ECONOMIZER VENT | NA | no data | 2080_00005‐1 | no data | no data | Water | 2" | no data
no data | 01VHHS940 | no data | no data | no data | HP ECONOMIZER VENT | NA | no data | 2080_00005‐1 | no data | no data | Water | 2" | no data
no data | 01VHHS941 | no data | no data | no data | HP ECONOMIZER VENT | NA | no data | 2080_00005‐1 | no data | no data | Water | 2" | no data
no data | 01VHHS942 | no data | no data | no data | HP ECONOMIZER VENT | NA | no data | 2080_00005‐1 | no data | no data | Water | 2" | no data
no data | 01VHHS943 | no data | no data | no data | HP ECONOMIZER VENT | NA | no data | 2080_00005‐1 | no data | no data | Water | 2" | no data
no data | 01VHHS944 | no data | no data | no data | HP ECONOMIZER VENT | NA | no data | 2080_00005‐1 | no data | no data | Water | 2" | no data
no data | 01VHHS945 | no data | no data | no data | HP ECONOMIZER VENT | NA | no data | 2080_00005‐1 | no data | no data | Water | 2" | no data
no data | 01VHHS946 | no data | no data | no data | HP ECONOMIZER VENT | NA | no data | 2080_00005‐1 | no data | no data | Water | 2" | no data
no data | 01VHHS947 | no data | no data | no data | HP ECONOMIZER VENT | NA | no data | 2080_00005‐1 | no data | no data | Water | 2" | no data
no data | 01VHHS948 | no data | no data | no data | HP TCA RETURN TO HP ECONOMIZER ISOLATION | NA | no data | 2080_00005‐1 | no data | no data | Water | 6" | no data
no data | 01VHHS949 | no data | no data | no data | HP TCA RETURN TO HP ECONOMIZER CHECK | NA | no data | 2080_00005‐1 | no data | no data | Water | 6" | no data
no data | 01VHHS950 | no data | no data | no data | HP DRUM PRESSURE TRANSMITTER ISOLATION | NA | no data | 2080_00005‐2 | no data | no data | Water/Steam | 3/4" | no data
no data | 01VHHS951 | no data | no data | no data | HP DRUM PRESSURE TRANSMITTER ISOLATION | NA | no data | 2080_00005‐2 | no data | no data | Water/Steam | 3/4" | no data
no data | 01VHHS952 | no data | no data | no data | HP DRUM PRESSURE TRANSMITTER ISOLATION | NA | no data | 2080_00005‐2 | no data | no data | Water/Steam | 3/4" | no data
no data | 01VHHS953 | no data | no data | no data | HP DRUM PRESSURE TRANSMITTER ISOLATION | NA | no data | 2080_00005‐2 | no data | no data | Water/Steam | 3/4" | no data
no data | 01VHHS954 | no data | no data | no data | HP DRUM PRESSURE INDICATOR ISOLATION | NA | no data | 2080_00005‐2 | no data | no data | Water/Steam | 3/4" | no data
no data | 01VHHS955 | no data | no data | no data | HP DRUM PRESSURE INDICATOR ISOLATION | NA | no data | 2080_00005‐2 | no data | no data | Water/Steam | 3/4" | no data
no data | 01VHHS956 | no data | no data | no data | HP DRUM PRESSURE TRANSMITTER ISOLATION | NA | no data | 2080_00005‐2 | no data | no data | Water/Steam | 3/4" | no data
no data | 01VHHS957 | no data | no data | no data | HP DRUM PRESSURE TRANSMITTER ISOLATION | NA | no data | 2080_00005‐2 | no data | no data | Water/Steam | 3/4" | no data
no data | 01VHHS958 | no data | no data | no data | HP DRUM NITROGEN SUPPLY NRV | NA | no data | 2080_00005‐2 | no data | no data | Water/Steam | 2" | no data
no data | 01VHHS959 | no data | no data | no data | HP DRUM NITROGEN SUPPLY ISOLATION | NA | no data | 2080_00005‐2 | no data | no data | Water/Steam | 2" | no data
no data | 01VHHS960 | no data | no data | no data | HP EVAPORATOR DRAIN | NA | no data | 2080_00007‐1 | no data | no data | Water | 2" | no data
no data | 01VHHS961 | no data | no data | no data | HP ECONOMIZER DRAIN | NA | no data | 2080_00005‐1 | no data | no data | Water | 2" | no data
no data | 01VHHS963 | no data | no data | no data | HP DRUM LEVEL GAUGE ISOLATION | NA | no data | 2080_00005‐2 | no data | no data | Water/Steam | 2" | no data
no data | 01VHHS964 | no data | no data | no data | HP DRUM LEVEL GAUGE ISOLATION | NA | no data | 2080_00005‐2 | no data | no data | Water/Steam | 2" | no data
no data | 01VHHS965 | no data | no data | no data | HP DRUM LEVEL GAUGE DRAIN | NA | no data | 2080_00005‐2 | no data | no data | Water/Steam | 2" | no data
no data | 01VHHS966 | no data | no data | no data | HP DRUM LEVEL GAUGE DRAIN | NA | no data | 2080_00005‐2 | no data | no data | Water/Steam | 2" | no data
no data | 01VHHS967 | no data | no data | no data | HP DRUM LEVEL TRANSMITTER ISOLATION | NA | no data | 2080_00005‐2 | no data | no data | Water/Steam | 1" | no data
no data | 01VHHS968 | no data | no data | no data | HP DRUM LEVEL TRANSMITTER ISOLATION | NA | no data | 2080_00005‐2 | no data | no data | Water/Steam | 1" | no data
no data | 01VHHS969 | no data | no data | no data | HP DRUM LEVEL TRANSMITTER ISOLATION | NA | no data | 2080_00005‐2 | no data | no data | Water/Steam | 1" | no data
no data | 01VHHS970 | no data | no data | no data | HP DRUM LEVEL TRANSMITTER ISOLATION | NA | no data | 2080_00005‐2 | no data | no data | Water/Steam | 1" | no data
no data | 01VHHS971 | no data | no data | no data | HP DRUM LEVEL GAUGE ISOLATION | NA | no data | 2080_00005‐2 | no data | no data | Water/Steam | 2" | no data
no data | 01VHHS972 | no data | no data | no data | HP DRUM LEVEL GAUGE DRAIN | NA | no data | 2080_00005‐2 | no data | no data | Water/Steam | 2" | no data
no data | 01VHHS973 | no data | no data | no data | HP DRUM LEVEL GAUGE DRAIN | NA | no data | 2080_00005‐2 | no data | no data | Water/Steam | 2" | no data
no data | 01VHHS974 | no data | no data | no data | HP DRUM LEVEL GAUGE DRAIN | NA | no data | 2080_00005‐2 | no data | no data | Water/Steam | 2" | no data
no data | 01VHHS975 | no data | no data | no data | HP DRUM LEVEL TRANSMITTER ISOLATION | NA | no data | 2080_00005‐2 | no data | no data | Water/Steam | 1" | no data
no data | 01VHHS976 | no data | no data | no data | HP DRUM LEVEL TRANSMITTER ISOLATION | NA | no data | 2080_00005‐2 | no data | no data | Water/Steam | 1" | no data
no data | 01VHHS977 | no data | no data | no data | HP DRUM LEVEL TRANSMITTER ISOLATION | NA | no data | 2080_00005‐2 | no data | no data | Water/Steam | 1" | no data
no data | 01VHHS978 | no data | no data | no data | HP DRUM LEVEL TRANSMITTER ISOLATION | NA | no data | 2080_00005‐2 | no data | no data | Water/Steam | 1" | no data
no data | 01VHHS979 | no data | no data | no data | HP DRUM LEVEL TRANSMITTER ISOLATION | NA | no data | 2080_00005‐2 | no data | no data | Water/Steam | 1" | no data
no data | 01VHHS980 | no data | no data | no data | HP DRUM LEVEL TRANSMITTER ISOLATION | NA | no data | 2080_00005‐2 | no data | no data | Water/Steam | 1" | no data
no data | 01VHHS981 | no data | no data | no data | HP DRUM LEVEL TRANSMITTER ISOLATION | NA | no data | 2080_00005‐2 | no data | no data | Water/Steam | 1" | no data
no data | 01VHHS982 | no data | no data | no data | HP DRUM LEVEL TRANSMITTER ISOLATION | NA | no data | 2080_00005‐2 | no data | no data | Water/Steam | 1" | no data
no data | 01VHHS983 | no data | no data | no data | HP DRUM LEVEL GAUGE ISOLATION | NA | no data | 2080_00005‐2 | no data | no data | Water/Steam | 2" | no data
no data | 01VHHS984 | no data | no data | no data | HP DRUM LEVEL GAUGE ISOLATION | NA | no data | 2080_00005‐2 | no data | no data | Water/Steam | 2" | no data
no data | 01VHHS985 | no data | no data | no data | HP DRUM LEVEL GAUGE ISOLATION | NA | no data | 2080_00005‐2 | no data | no data | Water/Steam | 2" | no data
no data | 01VHHS986 | no data | no data | no data | HP DRUM LEVEL GAUGE ISOLATION | NA | no data | 2080_00005‐2 | no data | no data | Water/Steam | 2" | no data
no data | 01VHHS987 | no data | no data | no data | HP DRUM LEVEL GAUGE ISOLATION | NA | no data | 2080_00005‐2 | no data | no data | Water/Steam | 2" | no data
no data | 01VHHS988 | no data | no data | no data | HP DRUM INLET CHEMICAL INJECTION ISOLATION | NA | no data | 2080_00005‐2 | no data | no data | Water | 1" | no data
no data | 01VHHS989 | no data | no data | no data | HP DRUM INLET CHEMICAL INJECTION CHECK VALVE | NA | no data | 2080_00005‐2 | no data | no data | Water | 1" | no data
no data | 01VHHS991 | no data | no data | no data | HP DRUM WATER SAMPLE ISOLATION | NA | no data | 2080_00005‐2 | no data | no data | Water | 3/4" | no data
no data | 01VHHS992 | no data | no data | no data | HP DRUM WATER SAMPLE ISOLATION | NA | no data | 2080_00005‐2 | no data | no data | Water | 3/4" | no data
no data | 01VHHS993 | no data | no data | no data | HP STEAM SPARGING CHECK VALVE | NA | no data | 2080_00005‐2 | no data | no data | Steam | 4" | no data
no data | 01VHHS994 | no data | no data | no data | HP SPARGING STEAM DRAIN | NA | no data | 2080_00005‐2 | no data | no data | Water/Steam | 2" | no data
no data | 01VHHS995 | no data | no data | no data | HP SPARGING STEAM DRAIN | NA | no data | 2080_00005‐2 | no data | no data | Water/Steam | 2" | no data
no data | 01VHHS996 | no data | no data | no data | HP SPARGING STEAM STRAINER DRAIN | NA | no data | 2080_00005‐2 | no data | no data | Water/Steam | 2" | no data
no data | 01VHHS997 | no data | no data | no data | HP SPARGING STEAM STRAINER DRAIN | NA | no data | 2080_00005‐2 | no data | no data | Water/Steam | 2" | no data
no data | 01VHHS998 | no data | no data | no data | HP SATURATED STEAM SAMPLE ISOLATION | NA | no data | 2080_00005‐2 | no data | no data | Water/Steam | 3/4" | no data
no data | 01VHHS999 | no data | no data | no data | HP SATURATED STEAM SAMPLE ISOLATION | NA | no data | 2080_00005‐2 | no data | no data | Water/Steam | 3/4" | no data
no data | 01VHIS801 | no data | no data | no data | IP SUPERHEATED STEAM DRAIN | NA | no data | 2080_00004‐3 | no data | no data | Steam | 2" | no data
no data | 01VHIS802 | no data | no data | no data | IP SUPERHEATED STEAM DRAIN | NA | no data | 2080_00004‐3 | no data | no data | Steam | 2" | no data
no data | 01VHIS846 | no data | no data | no data | IP SATURATED STEAM VENT | NA | no data | 2080_00004‐2 | no data | no data | Water/Steam | 2" | no data
no data | 01VHIS847 | no data | no data | no data | IP SATURATED STEAM VENT | NA | no data | 2080_00004‐2 | no data | no data | Water/Steam | 2" | no data
no data | 01VHIS848 | no data | no data | no data | IP SATURATED STEAM VENT | NA | no data | 2080_00004‐2 | no data | no data | Water/Steam | 2" | no data
no data | 01VHIS849 | no data | no data | no data | IP SATURATED STEAM VENT | NA | no data | 2080_00004‐2 | no data | no data | Water/Steam | 2" | no data
no data | 01VHIS850 | no data | no data | no data | IP SATURATED STEAM VENT | NA | no data | 2080_00004‐2 | no data | no data | Water/Steam | 2" | no data
no data | 01VHIS851 | no data | no data | no data | IP SATURATED STEAM VENT | NA | no data | 2080_00004‐2 | no data | no data | Water/Steam | 2" | no data
no data | 01VHIS852 | no data | no data | no data | IP SPARGING STEAM STRAIN DRAIN | NA | no data | 2080_00004‐2 | no data | no data | Water/Steam | 2" | no data
no data | 01VHIS853 | no data | no data | no data | IP SPARGING STEAM STRAIN DRAIN | NA | no data | 2080_00004‐2 | no data | no data | Water/Steam | 2" | no data
no data | 01VHIS854 | no data | no data | no data | IP ECONOMIZER OUTLET DRAIN | NA | no data | 2080_00004‐2 | no data | no data | Water | 2" | no data
no data | 01VHIS855 | no data | no data | no data | IP ECONOMIZER OUTLET DRAIN | NA | no data | 2080_00004‐2 | no data | no data | Water | 2" | no data
no data | 01VHIS856 | no data | no data | no data | IP SUPERHEATER OUTLET DRAIN POT CLEANOUT DRAIN | NA | no data | 2080_00004‐3 | no data | no data | Water/Steam | 1" | no data
no data | 01VHIS857 | no data | no data | no data | IP SUPERHEATER OUTLET DRAIN POT CLEANOUT DRAIN | NA | no data | 2080_00004‐3 | no data | no data | Water/Steam | 1" | no data
no data | 01VHIS858 | no data | no data | no data | IP STEAM OUTLET DRAIN POT CLEANOUT DRAIN | NA | no data | 2080_00004‐3 | no data | no data | Water/Steam | 1" | no data
no data | 01VHIS859 | no data | no data | no data | IP STEAM OUTLET DRAIN POT CLEANOUT DRAIN | NA | no data | 2080_00004‐3 | no data | no data | Water/Steam | 1" | no data
no data | 01VHIS860 | no data | no data | no data | IP SPARGING STEAM DRAIN | NA | no data | 2080_00004‐2 | no data | no data | Water/Steam | 2" | no data
no data | 01VHIS861 | no data | no data | no data | IP SPARGING STEAM DRAIN | NA | no data | 2080_00004‐2 | no data | no data | Water/Steam | 2" | no data
no data | 01VHIS864 | no data | no data | no data | IP SUPERHEATED STEAM FLOW INDICATION ISOLATION | NA | no data | 2080_00004‐3 | no data | no data | Steam | 3/4" | no data
no data | 01VHIS865 | no data | no data | no data | IP SUPERHEATED STEAM FLOW INDICATION ISOLATION | NA | no data | 2080_00004‐3 | no data | no data | Steam | 3/4" | no data
no data | 01VHIS866 | no data | no data | no data | IP SUPERHEATED STEAM FLOW INDICATION ISOLATION | NA | no data | 2080_00004‐3 | no data | no data | Steam | 3/4" | no data
no data | 01VHIS867 | no data | no data | no data | IP SUPERHEATED STEAM FLOW INDICATION ISOLATION | NA | no data | 2080_00004‐3 | no data | no data | Steam | 3/4" | no data
no data | 01VHIS901 | no data | no data | no data | IP FEEDWATER INLET | NA | no data | 2080_00004‐1 | no data | no data | Water | 6" | no data
no data | 01VHIS902 | no data | no data | no data | IP FEEDWATER INLET CHECK VALVE | NA | no data | 2080_00004‐1 | no data | no data | Water | 4" | no data
no data | 01VHIS904 | no data | no data | no data | IP FEEDWATER BOILER FILL ISOLATION | NA | no data | 2080_00004‐1 | no data | no data | Water | 2" | no data
no data | 01VHIS905 | no data | no data | no data | IP FEEDWATER BOILER FILL CHECK VALVE | NA | no data | 2080_00004‐1 | no data | no data | Water | 2" | no data
no data | 01VHIS906 | no data | no data | no data | IP FEEDWATER PRESSURE TRANSMITTER ISOLATION | NA | no data | 2080_00004‐1 | no data | no data | Water | 3/4" | no data
no data | 01VHIS907 | no data | no data | no data | IP FEEDWATER PRESSURE TRANSMITTER ISOLATION | NA | no data | 2080_00004‐1 | no data | no data | Water | 3/4" | no data
no data | 01VHIS908 | no data | no data | no data | IP INTERMITTENT BLOWDOWN LOW POINT DRAIN | NA | no data | 2080_00007‐1 | no data | no data | Water | 2" | no data
no data | 01VHIS909 | no data | no data | no data | IP INTERMITTENT BLOWDOWN LOW POINT DRAIN | NA | no data | 2080_00007‐1 | no data | no data | Water | 2" | no data
no data | 01VHIS910 | no data | no data | no data | IP ECONOMIZER INLET DRAIN | NA | no data | 2080_00004‐1 | no data | no data | Water | 2" | no data
no data | 01VHIS911 | no data | no data | no data | IP ECONOMIZER DRAIN | NA | no data | 2080_00004‐1 | no data | no data | Water | 2" | no data
no data | 01VHIS912 | no data | no data | no data | IP ECONOMIZER DRAIN | NA | no data | 2080_00004‐1 | no data | no data | Water | 2" | no data
no data | 01VHIS913 | no data | no data | no data | IP ECONOMIZER DRAIN | NA | no data | 2080_00004‐1 | no data | no data | Water | 2" | no data
no data | 01VHIS914 | no data | no data | no data | IP FEEDWATER PRESSURE INDICATOR ISOLATION | NA | no data | 2080_00004‐2 | no data | no data | Water | 3/4" | no data
no data | 01VHIS915 | no data | no data | no data | IP ECONOMIZER VENT | NA | no data | 2080_00004‐1 | no data | no data | Water | 2" | no data
no data | 01VHIS916 | no data | no data | no data | IP FEEDWATER PRESSURE INDICATOR ISOLATION | NA | no data | 2080_00004‐2 | no data | no data | Water | 3/4" | no data
no data | 01VHIS917 | no data | no data | no data | IP ECONOMIZER VENT | NA | no data | 2080_00004‐1 | no data | no data | Water | 2" | no data
no data | 01VHIS918 | no data | no data | no data | IP ECONOMIZER VENT | NA | no data | 2080_00004‐1 | no data | no data | Water | 2" | no data
no data | 01VHIS919 | no data | no data | no data | IP FEEDWATER DRAIN | NA | no data | 2080_00004‐1 | no data | no data | Water | 2" | no data
no data | 01VHIS920 | no data | no data | no data | IP FEEDWATER DRAIN | NA | no data | 2080_00004‐1 | no data | no data | Water | 2" | no data
no data | 01VHIS921 | no data | no data | no data | IP FGH EXTRACTION CHECK VALVE | NA | no data | 2080_00004‐1 | no data | no data | Water | 4" | no data
no data | 01VHIS922 | no data | no data | no data | IP ECONOMIZER OUTLET PRESSURE TRANSMITTER ISOLATION | NA | no data | 2080_00004‐2 | no data | no data | Water | 3/4" | no data
no data | 01VHIS923 | no data | no data | no data | IP ECONOMIZER OUTLET PRESSURE TRANSMITTER ISOLATION | NA | no data | 2080_00004‐2 | no data | no data | Water | 3/4" | no data
no data | 01VHIS924 | no data | no data | no data | IP ECONOMIZER OUTLET FLOW TRANSMITTER ISOLATION | NA | no data | 2080_00004‐2 | no data | no data | Water | 3/4" | no data
no data | 01VHIS925 | no data | no data | no data | IP ECONOMIZER OUTLET FLOW TRANSMITTER ISOLATION | NA | no data | 2080_00004‐2 | no data | no data | Water | 3/4" | no data
no data | 01VHIS926 | no data | no data | no data | IP ECONOMIZER OUTLET FLOW TRANSMITTER ISOLATION | NA | no data | 2080_00004‐2 | no data | no data | Water | 3/4" | no data
no data | 01VHIS927 | no data | no data | no data | IP ECONOMIZER OUTLET FLOW TRANSMITTER ISOLATION | NA | no data | 2080_00004‐2 | no data | no data | Water | 3/4" | no data
no data | 01VHIS928 | no data | no data | no data | IP ECONOMIZER OUTLET FLOW TRANSMITTER ISOLATION | NA | no data | 2080_00004‐2 | no data | no data | Water | 3/4" | no data
no data | 01VHIS929 | no data | no data | no data | IP ECONOMIZER OUTLET FLOW TRANSMITTER ISOLATION | NA | no data | 2080_00004‐2 | no data | no data | Water | 3/4" | no data
no data | 01VHIS930 | no data | no data | no data | IP ECONOMIZER OUTLET FLOW TRANSMITTER ISOLATION | NA | no data | 2080_00004‐2 | no data | no data | Water | 3/4" | no data
no data | 01VHIS931 | no data | no data | no data | IP ECONOMIZER OUTLET FLOW TRANSMITTER ISOLATION | NA | no data | 2080_00004‐2 | no data | no data | Water | 3/4" | no data
no data | 01VHIS932 | no data | no data | no data | IP ECONOMIZER OUTLET DRAIN | NA | no data | 2080_00004‐2 | no data | no data | Water | 2" | no data
no data | 01VHIS933 | no data | no data | no data | IP ECONOMIZER OUTLET DRAIN | NA | no data | 2080_00004‐2 | no data | no data | Water | 2" | no data
no data | 01VHIS934 | no data | no data | no data | IP CV ISOLATION VALVE | NA | no data | 2080_00004‐2 | no data | no data | Water | 4" | no data
no data | 01VHIS935 | no data | no data | no data | IP CV ISOLATION VALVE | NA | no data | 2080_00004‐2 | no data | no data | Water | 4" | no data
no data | 01VHIS936 | no data | no data | no data | IP DRUM LCV BYPASS | NA | no data | 2080_00004‐2 | no data | no data | Water | 2" | no data
no data | 01VHIS937 | no data | no data | no data | IP ECONOMIZER OUTLET DRAIN (DOWNSTREAM LCV) | NA | no data | 2080_00004‐2 | no data | no data | Water | 2" | no data
no data | 01VHIS938 | no data | no data | no data | IP ECONOMIZER OUTLET DRAIN (DOWNSTREAM LCV) | NA | no data | 2080_00004‐2 | no data | no data | Water | 2" | no data
no data | 01VHIS939 | no data | no data | no data | IP DRUM LEVEL GAUGE ISOLATION | NA | no data | 2080_00004‐2 | no data | no data | Water/Steam | 2" | no data
no data | 01VHIS940 | no data | no data | no data | IP DRUM LEVEL GAUGE ISOLATION | NA | no data | 2080_00004‐2 | no data | no data | Water/Steam | 2" | no data
no data | 01VHIS941 | no data | no data | no data | IP DRUM LEVEL GAUGE DRAIN | NA | no data | 2080_00004‐2 | no data | no data | Water/Steam | 2" | no data
no data | 01VHIS942 | no data | no data | no data | IP DRUM LEVEL GAUGE DRAIN | NA | no data | 2080_00004‐2 | no data | no data | Water/Steam | 2" | no data
no data | 01VHIS943 | no data | no data | no data | IP DRUM LEVEL GAUGE ISOLATION | NA | no data | 2080_00004‐2 | no data | no data | Water/Steam | 2" | no data
no data | 01VHIS944 | no data | no data | no data | IP DRUM LEVEL GAUGE DRAIN | NA | no data | 2080_00004‐2 | no data | no data | Water/Steam | 2" | no data
no data | 01VHIS945 | no data | no data | no data | IP DRUM LEVEL GAUGE DRAIN | NA | no data | 2080_00004‐2 | no data | no data | Water/Steam | 2" | no data
no data | 01VHIS946 | no data | no data | no data | IP DRUM LEVEL GAUGE DRAIN | NA | no data | 2080_00004‐2 | no data | no data | Water/Steam | 2" | no data
no data | 01VHIS947 | no data | no data | no data | IP DRUM LEVEL GAUGE ISOLATION | NA | no data | 2080_00004‐2 | no data | no data | Water/Steam | 2" | no data
no data | 01VHIS948 | no data | no data | no data | IP DRUM LEVEL GAUGE ISOLATION | NA | no data | 2080_00004‐2 | no data | no data | Water/Steam | 2" | no data
no data | 01VHIS949 | no data | no data | no data | IP DRUM LEVEL GAUGE ISOLATION | NA | no data | 2080_00004‐2 | no data | no data | Water/Steam | 2" | no data
no data | 01VHIS950 | no data | no data | no data | IP DRUM LEVEL TRANSMITTER ISOLATION | NA | no data | 2080_00004‐2 | no data | no data | Water/Steam | 1" | no data
no data | 01VHIS951 | no data | no data | no data | IP DRUM LEVEL TRANSMITTER ISOLATION | NA | no data | 2080_00004‐2 | no data | no data | Water/Steam | 1" | no data
no data | 01VHIS952 | no data | no data | no data | IP DRUM LEVEL TRANSMITTER ISOLATION | NA | no data | 2080_00004‐2 | no data | no data | Water/Steam | 1" | no data
no data | 01VHIS953 | no data | no data | no data | IP DRUM LEVEL TRANSMITTER ISOLATION | NA | no data | 2080_00004‐2 | no data | no data | Water/Steam | 1" | no data
no data | 01VHIS954 | no data | no data | no data | IP DRUM LEVEL TRANSMITTER ISOLATION | NA | no data | 2080_00004‐2 | no data | no data | Water/Steam | 1" | no data
no data | 01VHIS955 | no data | no data | no data | IP DRUM LEVEL TRANSMITTER ISOLATION | NA | no data | 2080_00004‐2 | no data | no data | Water/Steam | 1" | no data
no data | 01VHIS956 | no data | no data | no data | IP DRUM LEVEL TRANSMITTER ISOLATION | NA | no data | 2080_00004‐2 | no data | no data | Water/Steam | 1" | no data
no data | 01VHIS957 | no data | no data | no data | IP DRUM LEVEL TRANSMITTER ISOLATION | NA | no data | 2080_00004‐2 | no data | no data | Water/Steam | 1" | no data
no data | 01VHIS958 | no data | no data | no data | IP DRUM LEVEL TRANSMITTER ISOLATION | NA | no data | 2080_00004‐2 | no data | no data | Water/Steam | 1" | no data
no data | 01VHIS959 | no data | no data | no data | IP DRUM LEVEL TRANSMITTER ISOLATION | NA | no data | 2080_00004‐2 | no data | no data | Water/Steam | 1" | no data
no data | 01VHIS960 | no data | no data | no data | IP DRUM LEVEL TRANSMITTER ISOLATION | NA | no data | 2080_00004‐2 | no data | no data | Water/Steam | 1" | no data
no data | 01VHIS961 | no data | no data | no data | IP DRUM LEVEL TRANSMITTER ISOLATION | NA | no data | 2080_00004‐2 | no data | no data | Water/Steam | 1" | no data
no data | 01VHIS963 | no data | no data | no data | IP DRUM PRESSURE TRANSMITTER ISOLATION | NA | no data | 2080_00004‐2 | no data | no data | Water/Steam | 3/4" | no data
no data | 01VHIS964 | no data | no data | no data | IP DRUM PRESSURE TRANSMITTER ISOLATION | NA | no data | 2080_00004‐2 | no data | no data | Water/Steam | 3/4" | no data
no data | 01VHIS965 | no data | no data | no data | IP DRUM PRESSURE TRANSMITTER ISOLATION | NA | no data | 2080_00004‐2 | no data | no data | Water/Steam | 3/4" | no data
no data | 01VHIS966 | no data | no data | no data | IP DRUM PRESSURE TRANSMITTER ISOLATION | NA | no data | 2080_00004‐2 | no data | no data | Water/Steam | 3/4" | no data
no data | 01VHIS967 | no data | no data | no data | IP DRUM PRESSURE TRANSMITTER ISOLATION | NA | no data | 2080_00004‐2 | no data | no data | Water/Steam | 3/4" | no data
no data | 01VHIS968 | no data | no data | no data | IP DRUM PRESSURE TRANSMITTER ISOLATION | NA | no data | 2080_00004‐2 | no data | no data | Water/Steam | 3/4" | no data
no data | 01VHIS969 | no data | no data | no data | IP DRUM PRESSURE INDICATOR ISOLATION | NA | no data | 2080_00004‐2 | no data | no data | Water/Steam | 3/4" | no data
no data | 01VHIS970 | no data | no data | no data | IP DRUM PRESSURE INDICATOR ISOLATION | NA | no data | 2080_00004‐2 | no data | no data | Water/Steam | 3/4" | no data
no data | 01VHIS971 | no data | no data | no data | IP DRUM NITROGEN SUPPLY ISOLATION | NA | no data | 2080_00004‐2 | no data | no data | Water/Steam | 2" | no data
no data | 01VHIS972 | no data | no data | no data | IP DRUM NITROGEN SUPPLY NRV | NA | no data | 2080_00004‐2 | no data | no data | Water/Steam | 2" | no data
no data | 01VHIS973 | no data | no data | no data | IP DRUM WATER SAMPLE ISOLATION | NA | no data | 2080_00004‐2 | no data | no data | Water | 3/4" | no data
no data | 01VHIS974 | no data | no data | no data | IP DRUM WATER SAMPLE ISOLATION | NA | no data | 2080_00004‐2 | no data | no data | Water | 3/4" | no data
no data | 01VHIS975 | no data | no data | no data | IP STEAM SPARGING CHECK VALVE | NA | no data | 2080_00004‐2 | no data | no data | Steam | 3" | no data
no data | 01VHIS976 | no data | no data | no data | IP SATURATED STEAM VENT | NA | no data | 2080_00004‐2 | no data | no data | Water/Steam | 2" | no data
no data | 01VHIS977 | no data | no data | no data | IP SATURATED STEAM VENT | NA | no data | 2080_00004‐2 | no data | no data | Water/Steam | 2" | no data
no data | 01VHIS978 | no data | no data | no data | IP PEGGING STEAM | NA | no data | 2080_00004‐2 | no data | no data | Steam | 6" | no data
no data | 01VHIS979 | no data | no data | no data | IP DRUM LEVEL GAUGE ISOLATION | NA | no data | 2080_00004‐2 | no data | no data | Water/Steam | 2" | no data
no data | 01VHIS982 | no data | no data | no data | IP SUPERHEATED STEAM SAMPLE ISOLATION | NA | no data | 2080_00004‐3 | no data | no data | Steam | 3/4" | no data
no data | 01VHIS983 | no data | no data | no data | IP SUPERHEATED STEAM SAMPLE ISOLATION | NA | no data | 2080_00004‐3 | no data | no data | Steam | 3/4" | no data
no data | 01VHIS985 | no data | no data | no data | IP SUPERHEATED STEAM PRESSURE INDICATION ISOLATION | NA | no data | 2080_00004‐3 | no data | no data | Steam | 3/4" | no data
no data | 01VHIS986 | no data | no data | no data | IP SUPERHEATED STEAM PRESSURE INDICATION ISOLATION | NA | no data | 2080_00004‐3 | no data | no data | Steam | 3/4" | no data
no data | 01VHIS987 | no data | no data | no data | IP SUPERHEATED STEAM PRESSURE TRANSMITTER ISOLATION | NA | no data | 2080_00004‐3 | no data | no data | Steam | 3/4" | no data
no data | 01VHIS988 | no data | no data | no data | IP SUPERHEATED STEAM PRESSURE TRANSMITTER ISOLATION | NA | no data | 2080_00004‐3 | no data | no data | Steam | 3/4" | no data
no data | 01VHIS989 | no data | no data | no data | IP NRV (STOP CHECK) | NA | no data | 2080_00004‐3 | no data | no data | Steam | 8" | no data
no data | 01VHIS991 | no data | no data | no data | IP DRUM INLET CHEMICAL INJECTION CHECK VALVE | NA | no data | 2080_00004‐2 | no data | no data | Water | 1" | no data
no data | 01VHIS992 | no data | no data | no data | IP DRUM INLET CHEMICAL INJECTION ISOLATION | NA | no data | 2080_00004‐2 | no data | no data | Water | 1" | no data
no data | 01VHIS993 | no data | no data | no data | IP DRUM LEVEL GAUGE ISOLATION | NA | no data | 2080_00004‐2 | no data | no data | Water/Steam | 2" | no data
no data | 01VHIS994 | no data | no data | no data | IP SUPERHEATED STEAM FLOW INDICATION ISOLATION | NA | no data | 2080_00004‐3 | no data | no data | Steam | 3/4" | no data
no data | 01VHIS995 | no data | no data | no data | IP SUPERHEATED STEAM FLOW INDICATION ISOLATION | NA | no data | 2080_00004‐3 | no data | no data | Steam | 3/4" | no data
no data | 01VHIS996 | no data | no data | no data | IP SUPERHEATED STEAM FLOW INDICATION ISOLATION | NA | no data | 2080_00004‐3 | no data | no data | Steam | 3/4" | no data
no data | 01VHIS997 | no data | no data | no data | IP SUPERHEATED STEAM FLOW INDICATION ISOLATION | NA | no data | 2080_00004‐3 | no data | no data | Steam | 3/4" | no data
no data | 01VHIS998 | no data | no data | no data | IP TO LP PEGGING STEAM VENT | NA | no data | 2080_00004‐2 | no data | no data | Water/Steam | 2" | no data
no data | 01VHIS999 | no data | no data | no data | IP TO LP PEGGING STEAM VENT | NA | no data | 2080_00004‐2 | no data | no data | Water/Steam | 2" | no data
no data | 01VHLS801 | no data | no data | no data | PREHEATER DRAIN | NA | no data | 2080_00006‐1 | no data | no data | Water | 2" | no data
no data | 01VHLS802 | no data | no data | no data | PREHEATER DRAIN | NA | no data | 2080_00006‐1 | no data | no data | Water | 2" | no data
no data | 01VHLS803 | no data | no data | no data | LP FEEDWATER INLET PRESSURE TRANSMITTER ISOLATION | NA | no data | 2080_00006‐1 | no data | no data | Water | 3/4" | no data
no data | 01VHLS804 | no data | no data | no data | LP FEEDWATER INLET PRESSURE TRANSMITTER ISOLATION | NA | no data | 2080_00006‐1 | no data | no data | Water | 3/4" | no data
no data | 01VHLS805 | no data | no data | no data | LP SATURATED STEAM VENT | NA | no data | 2080_00003‐1 | no data | no data | Water/Steam | 2" | no data
no data | 01VHLS806 | no data | no data | no data | LP SATURATED STEAM VENT | NA | no data | 2080_00003‐1 | no data | no data | Water/Steam | 2" | no data
no data | 01VHLS807 | no data | no data | no data | PREHEATER DRAIN | NA | no data | 2080_00006‐1 | no data | no data | Water | 2" | no data
no data | 01VHLS808 | no data | no data | no data | LP SUPERHEATED STEAM SAMPLE ISOLATION | NA | no data | 2080_00003‐2 | no data | no data | Water/Steam | 3/4" | no data
no data | 01VHLS809 | no data | no data | no data | LP SUPERHEATED STEAM SAMPLE ISOLATION | NA | no data | 2080_00003‐2 | no data | no data | Water/Steam | 3/4" | no data
no data | 01VHLS810 | no data | no data | no data | PREHEATER DRAIN | NA | no data | 2080_00006‐1 | no data | no data | Water | 2" | no data
no data | 01VHLS811 | no data | no data | no data | LP SUPERHEATED STEAM PRESSURE TRANSMITTER ISOLATION | NA | no data | 2080_00003‐2 | no data | no data | Steam | 3/4" | no data
no data | 01VHLS812 | no data | no data | no data | LP SUPERHEATED STEAM PRESSURE TRANSMITTER ISOLATION | NA | no data | 2080_00003‐2 | no data | no data | Steam | 3/4" | no data
no data | 01VHLS813 | no data | no data | no data | LP SUPERHEATED STEAM PRESSURE TRANSMITTER ISOLATION | NA | no data | 2080_00003‐2 | no data | no data | Steam | 3/4" | no data
no data | 01VHLS814 | no data | no data | no data | LP SUPERHEATED STEAM PRESSURE TRANSMITTER ISOLATION | NA | no data | 2080_00003‐2 | no data | no data | Steam | 3/4" | no data
no data | 01VHLS815 | no data | no data | no data | LP SUPERHEATED STEAM PRESSURE TRANSMITTER ISOLATION | NA | no data | 2080_00003‐2 | no data | no data | Steam | 3/4" | no data
no data | 01VHLS816 | no data | no data | no data | LP SUPERHEATED STEAM PRESSURE TRANSMITTER ISOLATION | NA | no data | 2080_00003‐2 | no data | no data | Steam | 3/4" | no data
no data | 01VHLS817 | no data | no data | no data | LP SUPERHEATED STEAM PRESSURE INDICATOR ISOLATION | NA | no data | 2080_00003‐2 | no data | no data | Steam | 3/4" | no data
no data | 01VHLS818 | no data | no data | no data | LP SUPERHEATED STEAM PRESSURE INDICATOR ISOLATION | NA | no data | 2080_00003‐2 | no data | no data | Steam | 3/4" | no data
no data | 01VHLS819 | no data | no data | no data | LP SUPERHEATED STEAM FLOW TRANSMITTER ISOLATION | NA | no data | 2080_00003‐2 | no data | no data | Steam | 3/4" | no data
no data | 01VHLS820 | no data | no data | no data | LP SUPERHEATED STEAM FLOW TRANSMITTER ISOLATION | NA | no data | 2080_00003‐2 | no data | no data | Steam | 3/4" | no data
no data | 01VHLS821 | no data | no data | no data | LP SUPERHEATED STEAM FLOW TRANSMITTER ISOLATION | NA | no data | 2080_00003‐2 | no data | no data | Steam | 3/4" | no data
no data | 01VHLS822 | no data | no data | no data | LP SUPERHEATED STEAM FLOW TRANSMITTER ISOLATION | NA | no data | 2080_00003‐2 | no data | no data | Steam | 3/4" | no data
no data | 01VHLS823 | no data | no data | no data | PREHEATER DRAIN | NA | no data | 2080_00006‐1 | no data | no data | Water | 2" | no data
no data | 01VHLS824 | no data | no data | no data | PREHEATER DRAIN | NA | no data | 2080_00006‐1 | no data | no data | Water | 2" | no data
no data | 01VHLS825 | no data | no data | no data | LP SUPERHEATED STEAM FLOW TRANSMITTER ISOLATION | NA | no data | 2080_00003‐2 | no data | no data | Steam | 3/4" | no data
no data | 01VHLS826 | no data | no data | no data | LP SUPERHEATED STEAM FLOW TRANSMITTER ISOLATION | NA | no data | 2080_00003‐2 | no data | no data | Steam | 3/4" | no data
no data | 01VHLS827 | no data | no data | no data | LP SUPERHEATED STEAM FLOW TRANSMITTER ISOLATION | NA | no data | 2080_00003‐2 | no data | no data | Steam | 3/4" | no data
no data | 01VHLS828 | no data | no data | no data | LP SUPERHEATED STEAM FLOW TRANSMITTER ISOLATION | NA | no data | 2080_00003‐2 | no data | no data | Steam | 3/4" | no data
no data | 01VHLS829 | no data | no data | no data | PREHEATER DRAIN | NA | no data | 2080_00006‐1 | no data | no data | Water | 2" | no data
no data | 01VHLS830 | no data | no data | no data | PREHEATER DRAIN | NA | no data | 2080_00006‐1 | no data | no data | Water | 2" | no data
no data | 01VHLS831 | no data | no data | no data | DEAERATOR VENT ISOLATION VALVE | NA | no data | 2080_00003‐1 | no data | no data | Water | 2" | no data
no data | 01VHLS832 | no data | no data | no data | DEAERATOR VENT ISOLATION VALVE | NA | no data | 2080_00003‐1 | no data | no data | Water | 2" | no data
no data | 01VHLS833 | no data | no data | no data | DEAERATOR VENT ISOLATION VALVE | NA | no data | 2080_00003‐1 | no data | no data | Water | 2" | no data
no data | 01VHLS834 | no data | no data | no data | DEAERATOR VENT ISOLATION VALVE | NA | no data | 2080_00003‐1 | no data | no data | Water | 2" | no data
no data | 01VHLS851 | no data | no data | no data | PREHEATER INLET VENT | NA | no data | 2080_00006‐1 | no data | no data | Water | 2" | no data
no data | 01VHLS852 | no data | no data | no data | PREHEATER INLET VENT | NA | no data | 2080_00006‐1 | no data | no data | Water | 2" | no data
no data | 01VHLS901 | no data | no data | no data | LP FEEDWATER INLET CHECK | NA | no data | 2080_00006‐1 | no data | no data | Water | 10" | no data
no data | 01VHLS902 | no data | no data | no data | PREHEATER DRAIN | NA | no data | 2080_00006‐1 | no data | no data | Water | 2" | no data
no data | 01VHLS903 | no data | no data | no data | PREHEATER DRAIN | NA | no data | 2080_00006‐1 | no data | no data | Water | 2" | no data
no data | 01VHLS904 | no data | no data | no data | LP HEAT EXCHANGER ISOLATION | NA | no data | 2080_00006‐1 | no data | no data | Water | 10" | no data
no data | 01VHLS905 | no data | no data | no data | LP HEAT EXCHANGER ISOLATION | NA | no data | 2080_00006‐1 | no data | no data | Water | 10" | no data
no data | 01VHLS906 | no data | no data | no data | PREHEATER VENT | NA | no data | 2080_00006‐1 | no data | no data | Water | 2" | no data
no data | 01VHLS907 | no data | no data | no data | LP HEAT EXCHANGER ISOLATION | NA | no data | 2080_00006‐1 | no data | no data | Water | 10" | no data
no data | 01VHLS908 | no data | no data | no data | LP HEAT EXCHANGER ISOLATION | NA | no data | 2080_00006‐1 | no data | no data | Water | 10" | no data
no data | 01VHLS909 | no data | no data | no data | LP HEAT EXCHANGER BYPASS | NA | no data | 2080_00006‐1 | no data | no data | Water | 10" | no data
no data | 01VHLS910 | no data | no data | no data | PREHEATER VENT | NA | no data | 2080_00006‐1 | no data | no data | Water | 2" | no data
no data | 01VHLS911 | no data | no data | no data | PREHEATER DRAIN | NA | no data | 2080_00006‐1 | no data | no data | Water | 2" | no data
no data | 01VHLS912 | no data | no data | no data | PREHEATER DRAIN | NA | no data | 2080_00006‐1 | no data | no data | Water | 2" | no data
no data | 01VHLS913 | no data | no data | no data | PREHEATER DRAIN | NA | no data | 2080_00006‐1 | no data | no data | Water | 2" | no data
no data | 01VHLS914 | no data | no data | no data | PREHEATER VENT | NA | no data | 2080_00006‐1 | no data | no data | Water | 2" | no data
no data | 01VHLS915 | no data | no data | no data | PREHEATER VENT | NA | no data | 2080_00006‐1 | no data | no data | Water | 2" | no data
no data | 01VHLS916 | no data | no data | no data | PREHEATER DRAIN | NA | no data | 2080_00006‐1 | no data | no data | Water | 2" | no data
no data | 01VHLS917 | no data | no data | no data | PREHEATER VENT | NA | no data | 2080_00006‐1 | no data | no data | Water | 2" | no data
no data | 01VHLS918 | no data | no data | no data | PREHEATER DRAIN | NA | no data | 2080_00006‐1 | no data | no data | Water | 2" | no data
no data | 01VHLS919 | no data | no data | no data | PREHEATER VENT | NA | no data | 2080_00006‐1 | no data | no data | Water | 2" | no data
no data | 01VHLS920 | no data | no data | no data | PREHEATER DRAIN | NA | no data | 2080_00006‐1 | no data | no data | Water | 2" | no data
no data | 01VHLS921 | no data | no data | no data | PREHEATER DRAIN | NA | no data | 2080_00006‐1 | no data | no data | Water | 2" | no data
no data | 01VHLS922 | no data | no data | no data | PREHEATER VENT | NA | no data | 2080_00006‐1 | no data | no data | Water | 2" | no data
no data | 01VHLS923 | no data | no data | no data | PREHEATER DRAIN | NA | no data | 2080_00003‐1 | no data | no data | Water | 2" | no data
no data | 01VHLS924 | no data | no data | no data | BFP SUCTION | NA | no data | 2080_00003‐1 | no data | no data | Water | 12" | no data
no data | 01VHLS925 | no data | no data | no data | PREHEATER DRAIN | NA | no data | 2080_00003‐1 | no data | no data | Water | 2" | no data
no data | 01VHLS926 | no data | no data | no data | PREHEATER OUTLET PRESSURE INDICATOR ISOLATION | NA | no data | 2080_00003‐1 | no data | no data | Water | 3/4" | no data
no data | 01VHLS927 | no data | no data | no data | PREHEATER OUTLET PRESSURE INDICATOR ISOLATION | NA | no data | 2080_00003‐1 | no data | no data | Water | 3/4" | no data
no data | 01VHLS928 | no data | no data | no data | LP INTERMITTENT BLOWDOWN LOW POINT DRAIN | NA | no data | 2080_00007‐1 | no data | no data | Water | 2" | no data
no data | 01VHLS929 | no data | no data | no data | LP INTERMITTENT BLOWDOWN LOW POINT DRAIN | NA | no data | 2080_00007‐1 | no data | no data | Water | 2" | no data
no data | 01VHLS930 | no data | no data | no data | PREHEATER OUTLET PRESSURE TRANSMITTER ISOLATION | NA | no data | 2080_00003‐1 | no data | no data | Water | 3/4" | no data
no data | 01VHLS931 | no data | no data | no data | PREHEATER OUTLET PRESSURE TRANSMITTER ISOLATION | NA | no data | 2080_00003‐1 | no data | no data | Water | 3/4" | no data
no data | 01VHLS932 | no data | no data | no data | PREHEATER OUTLET FLOW TRANSMITTER ISOLATION | NA | no data | 2080_00003‐1 | no data | no data | Water | 3/4" | no data
no data | 01VHLS933 | no data | no data | no data | PREHEATER OUTLET FLOW TRANSMITTER ISOLATION | NA | no data | 2080_00003‐1 | no data | no data | Water | 3/4" | no data
no data | 01VHLS934 | no data | no data | no data | PREHEATER OUTLET FLOW TRANSMITTER ISOLATION | NA | no data | 2080_00003‐1 | no data | no data | Water | 3/4" | no data
no data | 01VHLS935 | no data | no data | no data | PREHEATER OUTLET FLOW TRANSMITTER ISOLATION | NA | no data | 2080_00003‐1 | no data | no data | Water | 3/4" | no data
no data | 01VHLS936 | no data | no data | no data | PREHEATER OUTLET FLOW TRANSMITTER ISOLATION | NA | no data | 2080_00003‐1 | no data | no data | Water | 3/4" | no data
no data | 01VHLS937 | no data | no data | no data | PREHEATER OUTLET FLOW TRANSMITTER ISOLATION | NA | no data | 2080_00003‐1 | no data | no data | Water | 3/4" | no data
no data | 01VHLS938 | no data | no data | no data | PREHEATER OUTLET FLOW TRANSMITTER ISOLATION | NA | no data | 2080_00003‐1 | no data | no data | Water | 3/4" | no data
no data | 01VHLS939 | no data | no data | no data | PREHEATER OUTLET FLOW TRANSMITTER ISOLATION | NA | no data | 2080_00003‐1 | no data | no data | Water | 3/4" | no data
no data | 01VHLS940 | no data | no data | no data | LP CV ISOLATION | NA | no data | 2080_00003‐1 | no data | no data | Water | 10" | no data
no data | 01VHLS941 | no data | no data | no data | LP CV ISOLATION | NA | no data | 2080_00003‐1 | no data | no data | Water | 10" | no data
no data | 01VHLS942 | no data | no data | no data | LP DRUM LCV BYPASS | NA | no data | 2080_00003‐1 | no data | no data | Water | 2" | no data
no data | 01VHLS943 | no data | no data | no data | PREHEATER OUTLET DRAIN (DOWNSTREAM LCV) | NA | no data | 2080_00003‐1 | no data | no data | Water | 2" | no data
no data | 01VHLS944 | no data | no data | no data | PREHEATER OUTLET DRAIN (DOWNSTREAM LCV) | NA | no data | 2080_00003‐1 | no data | no data | Water | 2" | no data
no data | 01VHLS945 | no data | no data | no data | LP DRUM DEAERATOR PRESSURE INDICATOR ISOLATION | NA | no data | 2080_00003‐1 | no data | no data | Water/Steam | 3/4" | no data
no data | 01VHLS946 | no data | no data | no data | LP DRUM DEAERATOR PRESSURE INDICATOR ISOLATION | NA | no data | 2080_00003‐1 | no data | no data | Water/Steam | 3/4" | no data
no data | 01VHLS947 | no data | no data | no data | LP DRUM DEAERATOR VENT | NA | no data | 2080_00003‐1 | no data | no data | Water/Steam | 2" | no data
no data | 01VHLS948 | no data | no data | no data | LP DRUM DEAERATOR VENT | NA | no data | 2080_00003‐1 | no data | no data | Water/Steam | 2" | no data
no data | 01VHLS949 | no data | no data | no data | LP DRUM LEVEL GAUGE ISOLATION | NA | no data | 2080_00003‐1 | no data | no data | Water/Steam | 2" | no data
no data | 01VHLS950 | no data | no data | no data | LP DRUM LEVEL INDICATION DRAIN | NA | no data | 2080_00003‐1 | no data | no data | Water/Steam | 2" | no data
no data | 01VHLS951 | no data | no data | no data | LP DRUM LEVEL INDICATION DRAIN | NA | no data | 2080_00003‐1 | no data | no data | Water/Steam | 2" | no data
no data | 01VHLS952 | no data | no data | no data | LP DRUM LEVEL INDICATION DRAIN | NA | no data | 2080_00003‐1 | no data | no data | Water/Steam | 2" | no data
no data | 01VHLS953 | no data | no data | no data | LP DRUM LEVEL TRANSMITTER ISOLATION | NA | no data | 2080_00003‐1 | no data | no data | Water/Steam | 1" | no data
no data | 01VHLS954 | no data | no data | no data | LP DRUM LEVEL TRANSMITTER ISOLATION | NA | no data | 2080_00003‐1 | no data | no data | Water/Steam | 1" | no data
no data | 01VHLS955 | no data | no data | no data | LP DRUM LEVEL TRANSMITTER ISOLATION | NA | no data | 2080_00003‐1 | no data | no data | Water/Steam | 1" | no data
no data | 01VHLS956 | no data | no data | no data | LP DRUM LEVEL TRANSMITTER ISOLATION | NA | no data | 2080_00003‐1 | no data | no data | Water/Steam | 1" | no data
no data | 01VHLS957 | no data | no data | no data | LP DRUM LEVEL TRANSMITTER ISOLATION | NA | no data | 2080_00003‐1 | no data | no data | Water/Steam | 1" | no data
no data | 01VHLS958 | no data | no data | no data | LP DRUM LEVEL TRANSMITTER ISOLATION | NA | no data | 2080_00003‐1 | no data | no data | Water/Steam | 1" | no data
no data | 01VHLS959 | no data | no data | no data | LP DRUM LEVEL TRANSMITTER ISOLATION | NA | no data | 2080_00003‐1 | no data | no data | Water/Steam | 1" | no data
no data | 01VHLS960 | no data | no data | no data | LP DRUM LEVEL TRANSMITTER ISOLATION | NA | no data | 2080_00003‐1 | no data | no data | Water/Steam | 1" | no data
no data | 01VHLS961 | no data | no data | no data | LP DRUM LEVEL GAUGE ISOLATION | NA | no data | 2080_00003‐1 | no data | no data | Water/Steam | 2" | no data
no data | 01VHLS962 | no data | no data | no data | LP DRUM LEVEL GAUGE ISOLATION | NA | no data | 2080_00003‐1 | no data | no data | Water/Steam | 2" | no data
no data | 01VHLS963 | no data | no data | no data | LP DRUM LEVEL GAUGE ISOLATION | NA | no data | 2080_00003‐1 | no data | no data | Water/Steam | 2" | no data
no data | 01VHLS964 | no data | no data | no data | LP DRUM LEVEL GAUGE ISOLATION | NA | no data | 2080_00003‐1 | no data | no data | Water/Steam | 2" | no data
no data | 01VHLS965 | no data | no data | no data | LP DRUM LEVEL GAUGE ISOLATION | NA | no data | 2080_00003‐1 | no data | no data | Water/Steam | 2" | no data
no data | 01VHLS966 | no data | no data | no data | LP DRUM LEVEL INDICATION DRAIN | NA | no data | 2080_00003‐1 | no data | no data | Water/Steam | 2" | no data
no data | 01VHLS967 | no data | no data | no data | LP DRUM LEVEL INDICATION DRAIN | NA | no data | 2080_00003‐1 | no data | no data | Water/Steam | 2" | no data
no data | 01VHLS968 | no data | no data | no data | LP DRUM LEVEL TRANSMITTER ISOLATION | NA | no data | 2080_00003‐1 | no data | no data | Water/Steam | 1" | no data
no data | 01VHLS969 | no data | no data | no data | LP DRUM LEVEL TRANSMITTER ISOLATION | NA | no data | 2080_00003‐1 | no data | no data | Water/Steam | 1" | no data
no data | 01VHLS970 | no data | no data | no data | LP DRUM LEVEL TRANSMITTER ISOLATION | NA | no data | 2080_00003‐1 | no data | no data | Water/Steam | 1" | no data
no data | 01VHLS971 | no data | no data | no data | LP DRUM LEVEL TRANSMITTER ISOLATION | NA | no data | 2080_00003‐1 | no data | no data | Water/Steam | 1" | no data
no data | 01VHLS972 | no data | no data | no data | LP DRUM LEVEL GAUGE ISOLATION | NA | no data | 2080_00003‐1 | no data | no data | Water/Steam | 2" | no data
no data | 01VHLS973 | no data | no data | no data | LP DRUM LEVEL GAUGE ISOLATION | NA | no data | 2080_00003‐1 | no data | no data | Water/Steam | 2" | no data
no data | 01VHLS974 | no data | no data | no data | LP DRUM NITROGEN ISOLATION | NA | no data | 2080_00003‐1 | no data | no data | Water/Steam | 2" | no data
no data | 01VHLS975 | no data | no data | no data | LP DRUM NITROGEN SUPPLY NRV | NA | no data | 2080_00003‐1 | no data | no data | Water/Steam | 2" | no data
no data | 01VHLS976 | no data | no data | no data | LP DRUM PRESSURE INDICATOR ISOLATION | NA | no data | 2080_00003‐1 | no data | no data | Water/Steam | 3/4" | no data
no data | 01VHLS977 | no data | no data | no data | LP DRUM PRESSURE INDICATOR ISOLATION | NA | no data | 2080_00003‐1 | no data | no data | Water/Steam | 3/4" | no data
no data | 01VHLS978 | no data | no data | no data | LP DRUM PRESSURE TRANSMITTER ISOLATION | NA | no data | 2080_00003‐1 | no data | no data | Water/Steam | 3/4" | no data
no data | 01VHLS979 | no data | no data | no data | LP DRUM PRESSURE TRANSMITTER ISOLATION | NA | no data | 2080_00003‐1 | no data | no data | Water/Steam | 3/4" | no data
no data | 01VHLS980 | no data | no data | no data | LP DRUM PRESSURE TRANSMITTER ISOLATION | NA | no data | 2080_00003‐1 | no data | no data | Water/Steam | 3/4" | no data
no data | 01VHLS981 | no data | no data | no data | LP DRUM PRESSURE TRANSMITTER ISOLATION | NA | no data | 2080_00003‐1 | no data | no data | Water/Steam | 3/4" | no data
no data | 01VHLS982 | no data | no data | no data | LP DRUM PRESSURE TRANSMITTER ISOLATION | NA | no data | 2080_00003‐1 | no data | no data | Water/Steam | 3/4" | no data
no data | 01VHLS983 | no data | no data | no data | LP DRUM PRESSURE TRANSMITTER ISOLATION | NA | no data | 2080_00003‐1 | no data | no data | Water/Steam | 3/4" | no data
no data | 01VHLS984 | no data | no data | no data | PREHEATER VENT | NA | no data | 2080_00006‐1 | no data | no data | Water | 2" | no data
no data | 01VHLS985 | no data | no data | no data | LP SPARGING STEAM DRAIN | NA | no data | 2080_00003‐1 | no data | no data | Water/Steam | 2" | no data
no data | 01VHLS986 | no data | no data | no data | LP SUPERHEATER OUTLET DRAIN POT CLEANOUT DRAIN | NA | no data | 2080_00003‐2 | no data | no data | Water/Steam | 1" | no data
no data | 01VHLS987 | no data | no data | no data | LP SUPERHEATER OUTLET DRAIN POT CLEANOUT DRAIN | NA | no data | 2080_00003‐2 | no data | no data | Water/Steam | 1" | no data
no data | 01VHLS988 | no data | no data | no data | LP ECONOMIZER OUTLET VENT | NA | no data | 2080_00003‐1 | no data | no data | Water/Steam | 2" | no data
no data | 01VHLS989 | no data | no data | no data | LP ECONOMIZER OUTLET VENT | NA | no data | 2080_00003‐1 | no data | no data | Water/Steam | 2" | no data
no data | 01VHLS990 | no data | no data | no data | LP DRUM WATER SAMPLE ISOLATION | NA | no data | 2080_00003‐1 | no data | no data | Water | 2" | no data
no data | 01VHLS991 | no data | no data | no data | LP DRUM WATER SAMPLE ISOLATION | NA | no data | 2080_00003‐1 | no data | no data | Water | 2" | no data
no data | 01VHLS992 | no data | no data | no data | LP SPARGING STEAM STRAIN DRAIN | NA | no data | 2080_00003‐1 | no data | no data | Water/Steam | 2" | no data
no data | 01VHLS993 | no data | no data | no data | LP SPARGING STEAM STRAIN DRAIN | NA | no data | 2080_00003‐1 | no data | no data | Water/Steam | 2" | no data
no data | 01VHLS994 | no data | no data | no data | LP STEAM SPARGING CHECK VALVE | NA | no data | 2080_00003‐1 | no data | no data | Steam | 3" | no data
no data | 01VHLS995 | no data | no data | no data | LP DRAIN POT STOP | NA | no data | 2080_00007‐1 | no data | no data | Water | 2" | no data
no data | 01VHLS996 | no data | no data | no data | LP DRAIN POT STOP | NA | no data | 2080_00007‐1 | no data | no data | Water | 2" | no data
no data | 01VHLS997 | no data | no data | no data | PREHEATER OUTLET DRAIN | NA | no data | 2080_00003‐1 | no data | no data | Water | 2" | no data
no data | 01VHLS998 | no data | no data | no data | PREHEATER OUTLET DRAIN | NA | no data | 2080_00003‐1 | no data | no data | Water | 2" | no data
no data | 01VHLS999 | no data | no data | no data | LP SPARGING STEAM DRAIN | NA | no data | 2080_00003‐1 | no data | no data | Water/Steam | 2" | no data
no data | 01-VHPS100 | no data | no data | no data | PIT ROOT VALVE | no data | HPS | PD-021A | no data | no data | Steam | 0.75" | no data
no data | 01-VHPS101 | no data | no data | no data | PIT ROOT VALVE | no data | HPS | PD-021A | no data | no data | Steam | 0.75" | no data
no data | 01-VHPS102 | no data | no data | no data | PIT ROOT VALVE | no data | HPS | PD-021A | no data | no data | Steam | 0.75" | no data
no data | 01-VHPS103 | no data | no data | no data | PIT ROOT VALVE | no data | HPS | PD-021A | no data | no data | Steam | 0.75" | no data
no data | 01-VHPS106 | no data | no data | no data | PTC ROOT VALVE | no data | HPS | PD-021A | no data | no data | Steam | 0.75" | no data
no data | 01-VHPS107 | no data | no data | no data | PTC ROOT VALVE | no data | HPS | PD-021A | no data | no data | Steam | 0.75" | no data
no data | 01-VHPS108 | no data | no data | no data | DRIP LEG DRAIN | no data | HPS | PD-021A | no data | no data | Steam | 2" | no data
no data | 01-VHPS109 | no data | no data | no data | DRIP LEG DRAIN VALVE | no data | HPS | PD-021A | no data | no data | Steam | 2" | no data
no data | 01-VHPS110 | no data | no data | no data | DRIP LEG DRAIN VALVE | no data | HPS | PD-021A | no data | no data | Steam | 2" | no data
no data | 01-VHPS111 | no data | no data | no data | PIT ROOT VALVE | no data | HPS | PD-020A | no data | no data | Steam | 0.75" | no data
no data | 01-VHPS112 | no data | no data | no data | PTC ROOT VALVE | no data | HPS | PD-020A | no data | no data | Steam | 0.75" | no data
no data | 01-VHPS113 | no data | no data | no data | PIT ROOT VALVE | no data | HPS | PD-020A | no data | no data | Steam | 0.75" | no data
no data | 01-VHPS114 | no data | no data | no data | PIT ROOT VALVE | no data | HPS | PD-020A | no data | no data | Steam | 0.75" | no data
no data | 01-VHPS115 | no data | no data | no data | PTC ROOT VALVE | no data | HPS | PD-020A | no data | no data | Steam | 0.75" | no data
no data | 01-VHPS116 | no data | no data | no data | PIT ROOT VALVE | no data | HPS | PD-020A | no data | no data | Steam | 0.75" | no data
no data | 01-VHPS119 | no data | no data | no data | PIT ROOT VALVE | no data | HPS | PD-020A | no data | no data | Steam | 0.75" | no data
no data | 01-VHPS120 | no data | no data | no data | PIT ROOT VALVE | no data | HPS | PD-020A | no data | no data | Steam | 0.75" | no data
no data | 01-VHPS121 | no data | no data | no data | PIT ROOT VALVE | no data | HPS | PD-020A | no data | no data | Steam | 0.75" | no data
no data | 01-VHPS122 | no data | no data | no data | PIT ROOT VALVE | no data | HPS | PD-020A | no data | no data | Steam | 0.75" | no data
no data | 01-VHPS123 | no data | no data | no data | PIT ROOT VALVE | no data | HPS | PD-020A | no data | no data | Steam | 0.75" | no data
no data | 01-VHPS124 | no data | no data | no data | PIT ROOT VALVE | no data | HPS | PD-020A | no data | no data | Steam | 0.75" | no data
no data | 01-VHPS125 | no data | no data | no data | PIT ROOT VALVE | no data | HPS | PD-020A | no data | no data | Steam | 0.75" | no data
no data | 01-VHPS126 | no data | no data | no data | PIT ROOT VALVE | no data | HPS | PD-020A | no data | no data | Steam | 0.75" | no data
no data | 01-VHPS127 | no data | no data | no data | PIT ROOT VALVE | no data | HPS | PD-020A | no data | no data | Steam | 0.75" | no data
no data | 01-VHPS128 | no data | no data | no data | PIT ROOT VALVE | no data | HPS | PD-020A | no data | no data | Steam | 0.75" | no data
no data | 01-VHPS129 | no data | no data | no data | PIT ROOT VALVE | no data | HPS | PD-020A | no data | no data | Steam | 0.75" | no data
no data | 01-VHPS130 | no data | no data | no data | PIT ROOT VALVE | no data | HPS | PD-020A | no data | no data | Steam | 0.75" | no data
no data | 01-VHPS137 | no data | no data | no data | VENT VALVE | no data | HPS | PD-020A | no data | no data | Steam | 0.75" | no data
no data | 01-VHPS138 | no data | no data | no data | VENT VALVE | no data | HPS | PD-020A | no data | no data | Steam | 0.75" | no data
no data | 01-VHRH100 | no data | no data | no data | VENT/DRAIN/INSTRUMENTATION ROOT VALVE | no data | HRH | PD-034A | no data | no data | Steam | 0.75" | no data
no data | 01-VHRH101 | no data | no data | no data | VENT/DRAIN/INSTRUMENTATION ROOT VALVE | no data | HRH | PD-034A | no data | no data | Steam | 0.75" | no data
no data | 01-VHRH102 | no data | no data | no data | VENT/DRAIN/INSTRUMENTATION ROOT VALVE | no data | HRH | PD-034A | no data | no data | Steam | 0.75" | no data
no data | 01-VHRH103 | no data | no data | no data | VENT/DRAIN/INSTRUMENTATION ROOT VALVE | no data | HRH | PD-034A | no data | no data | Steam | 0.75" | no data
no data | 01-VHRH104 | no data | no data | no data | VENT/DRAIN/INSTRUMENTATION ROOT VALVE | no data | HRH | PD-034A | no data | no data | Steam | 0.75" | no data
no data | 01-VHRH105 | no data | no data | no data | VENT/DRAIN/INSTRUMENTATION ROOT VALVE | no data | HRH | PD-034A | no data | no data | Steam | 0.75" | no data
no data | 01-VHRH106 | no data | no data | no data | VENT/DRAIN/INSTRUMENTATION ROOT VALVE | no data | HRH | PD-034A | no data | no data | Steam | 0.75" | no data
no data | 01-VHRH107 | no data | no data | no data | VENT/DRAIN/INSTRUMENTATION ROOT VALVE | no data | HRH | PD-034A | no data | no data | Steam | 0.75" | no data
no data | 01-VHRH108 | no data | no data | no data | VENT/DRAIN/INSTRUMENTATION ROOT VALVE | no data | HRH | PD-035A | no data | no data | Steam | 0.75" | no data
no data | 01-VHRH109 | no data | no data | no data | VENT/DRAIN/INSTRUMENTATION ROOT VALVE | no data | HRH | PD-035A | no data | no data | Steam | 0.75" | no data
no data | 01-VHRH110 | no data | no data | no data | DRIP LEG DRAIN | no data | HRH | PD-034A | no data | no data | Steam | 2" | no data
no data | 01-VHRH111 | no data | no data | no data | 01-IKS-HRH100F ISOLATION VALVE | no data | HRH | PD-034A | no data | no data | Steam | 0.75" | no data
no data | 01-VHRH113 | no data | no data | no data | VENT/DRAIN/INSTRUMENTATION ROOT VALVE | no data | HRH | PD-034A | no data | no data | Steam | 0.75" | no data
no data | 01-VHRH114 | no data | no data | no data | VENT/DRAIN/INSTRUMENTATION ROOT VALVE | no data | HRH | PD-034A | no data | no data | Steam | 0.75" | no data
no data | 01-VHRH115 | no data | no data | no data | WARMING LINE ISOLATION | no data | HRH | PD-034A | no data | no data | Steam | 2" | no data
no data | 01-VHRH116 | no data | no data | no data | WARMING LINE ISOLATION | no data | HRH | PD-034A | no data | no data | Steam | 2" | no data
no data | 01-VHRH120 | no data | no data | no data | VENT/DRAIN/INSTRUMENTATION ROOT VALVE | no data | HRH | PD-034A | no data | no data | Steam | 2" | no data
no data | 01-VHRH121 | no data | no data | no data | VENT/DRAIN/INSTRUMENTATION ROOT VALVE | no data | HRH | PD-034A | no data | no data | Steam | 0.75" | no data
no data | 01-VHRH125 | no data | no data | no data | VENT/DRAIN/INSTRUMENTATION ROOT VALVE | no data | HRH | PD-034A | no data | no data | Steam | 0.75" | no data
no data | 01-VHRH126 | no data | no data | no data | VENT/DRAIN/INSTRUMENTATION ROOT VALVE | no data | HRH | PD-034A | no data | no data | Steam | 0.75" | no data
no data | 01-VHRH135 | no data | no data | no data | VENT/DRAIN/INSTRUMENTATION ROOT VALVE | no data | HRH | PD-034A | no data | no data | Steam | 0.75" | no data
no data | 01-VHRH136 | no data | no data | no data | VENT/DRAIN/INSTRUMENTATION ROOT VALVE | no data | HRH | PD-034A | no data | no data | Steam | 0.75" | no data
no data | 01-VHRH137 | no data | no data | no data | VENT/DRAIN/INSTRUMENTATION ROOT VALVE | no data | HRH | PD-034A | no data | no data | Steam | 2" | no data
no data | 01-VHRH187 | no data | no data | no data | VENT/DRAIN/INSTRUMENTATION ROOT VALVE | no data | HRH | PD-034A | no data | no data | Steam | 0.75" | no data
no data | 01-VHRH188 | no data | no data | no data | VENT/DRAIN/INSTRUMENTATION ROOT VALVE | no data | HRH | PD-034A | no data | no data | Steam | 0.75" | no data
no data | 01VHRS803 | no data | no data | no data | COLD REHEAT RETURN PRESSURE TRANSMITTER ISOLATION | NA | no data | 2080_00004‐4 | no data | no data | Steam | 3/4" | no data
no data | 01VHRS804 | no data | no data | no data | COLD REHEAT RETURN PRESSURE TRANSMITTER ISOLATION | NA | no data | 2080_00004‐4 | no data | no data | Steam | 3/4" | no data
no data | 01VHRS805 | no data | no data | no data | COLD REHEAT RETURN PRESSURE INDICATOR ISOLATION | NA | no data | 2080_00004‐4 | no data | no data | Steam | 3/4" | no data
no data | 01VHRS806 | no data | no data | no data | COLD REHEAT RETURN PRESSURE INDICATOR ISOLATION | NA | no data | 2080_00004‐4 | no data | no data | Steam | 3/4" | no data
no data | 01VHRS807 | no data | no data | no data | REHEATER INLET VENT | NA | no data | 2080_00004‐4 | no data | no data | Steam | 2" | no data
no data | 01VHRS808 | no data | no data | no data | REHEATER INLET VENT | NA | no data | 2080_00004‐4 | no data | no data | Steam | 2" | no data
no data | 01VHRS809 | no data | no data | no data | REHEATER INLET NITROGEN FILL ISOLATION | NA | no data | 2080_00004‐4 | no data | no data | Steam | 2" | no data
no data | 01VHRS810 | no data | no data | no data | REHEATER INLET NITROGEN FILL CHECK VALVE | NA | no data | 2080_00004‐4 | no data | no data | Steam | 2" | no data
no data | 01VHRS813 | no data | no data | no data | HOT REHEAT OUTLET PRESSURE TRANSMITTER ISOLATION | NA | no data | 2080_00004‐4 | no data | no data | Steam | 3/4" | no data
no data | 01VHRS814 | no data | no data | no data | HOT REHEAT OUTLET PRESSURE TRANSMITTER ISOLATION | NA | no data | 2080_00004‐4 | no data | no data | Steam | 3/4" | no data
no data | 01VHRS820 | no data | no data | no data | REHEAT INTERSTAGE ATTEMPERATOR COOLING WATER FLOW TRANSMITTER ISOLATION | NA | no data | 2080_00004‐4 | no data | no data | Water | 3/4" | no data
no data | 01VHRS821 | no data | no data | no data | REHEAT INTERSTAGE ATTEMPERATOR COOLING WATER FLOW TRANSMITTER ISOLATION | NA | no data | 2080_00004‐4 | no data | no data | Water | 3/4" | no data
no data | 01VHRS822 | no data | no data | no data | REHEAT INTERSTAGE ATTEMPERATOR COOLING WATER FLOW TRANSMITTER ISOLATION | NA | no data | 2080_00004‐4 | no data | no data | Water | 3/4" | no data
no data | 01VHRS823 | no data | no data | no data | REHEAT INTERSTAGE ATTEMPERATOR COOLING WATER FLOW TRANSMITTER ISOLATION | NA | no data | 2080_00004‐4 | no data | no data | Water | 3/4" | no data
no data | 01VHRS824 | no data | no data | no data | REHEAT INTERSTAGE ATTEMPERATOR COOLING WATER FLOW TRANSMITTER ISOLATION | NA | no data | 2080_00004‐4 | no data | no data | Water | 3/4" | no data
no data | 01VHRS825 | no data | no data | no data | REHEAT INTERSTAGE ATTEMPERATOR COOLING WATER FLOW TRANSMITTER ISOLATION | NA | no data | 2080_00004‐4 | no data | no data | Water | 3/4" | no data
no data | 01VHRS826 | no data | no data | no data | REHEAT INTERSTAGE ATTEMPERATOR COOLING WATER DIFFERENTIAL PRESSURE TRANSMITTER ISOLATION | NA | no data | 2080_00004‐4 | no data | no data | Water | 3/4" | no data
no data | 01VHRS827 | no data | no data | no data | REHEAT INTERSTAGE ATTEMPERATOR COOLING WATER DIFFERENTIAL PRESSURE TRANSMITTER ISOLATION | NA | no data | 2080_00004‐4 | no data | no data | Water | 3/4" | no data
no data | 01VHRS828 | no data | no data | no data | REHEAT INTERSTAGE ATTEMPERATOR COOLING WATER DIFFERENTIAL PRESSURE TRANSMITTER ISOLATION | NA | no data | 2080_00004‐4 | no data | no data | Water | 3/4" | no data
no data | 01VHRS829 | no data | no data | no data | REHEAT INTERSTAGE ATTEMPERATOR COOLING WATER DIFFERENTIAL PRESSURE TRANSMITTER ISOLATION | NA | no data | 2080_00004‐4 | no data | no data | Water | 3/4" | no data
no data | 01VHRS830 | no data | no data | no data | RH INTERSTAGE ATTEMPERATOR SPRAY WATER ISOLATION | NA | no data | 2080_00004‐4 | no data | no data | Water | 2 1/2" | no data
no data | 01VHRS831 | no data | no data | no data | RH INTERSTAGE ATTEMPERATOR SPRAY WATER SWING CHECK VALVE | NA | no data | 2080_00004‐4 | no data | no data | Water | 2 1/2" | no data
no data | 01VHRS832 | no data | no data | no data | REHEAT FINAL ATTEMPERATOR COOLING WATER FLOW TRANSMITTER ISOLATION | NA | no data | 2080_00004‐4 | no data | no data | Water | 3/4" | no data
no data | 01VHRS833 | no data | no data | no data | REHEAT FINAL ATTEMPERATOR COOLING WATER FLOW TRANSMITTER ISOLATION | NA | no data | 2080_00004‐4 | no data | no data | Water | 3/4" | no data
no data | 01VHRS834 | no data | no data | no data | REHEAT FINAL ATTEMPERATOR COOLING WATER FLOW TRANSMITTER ISOLATION | NA | no data | 2080_00004‐4 | no data | no data | Water | 3/4" | no data
no data | 01VHRS835 | no data | no data | no data | REHEAT FINAL ATTEMPERATOR COOLING WATER FLOW TRANSMITTER ISOLATION | NA | no data | 2080_00004‐4 | no data | no data | Water | 3/4" | no data
no data | 01VHRS836 | no data | no data | no data | REHEAT FINAL ATTEMPERATOR COOLING WATER FLOW TRANSMITTER ISOLATION | NA | no data | 2080_00004‐4 | no data | no data | Water | 3/4" | no data
no data | 01VHRS837 | no data | no data | no data | REHEAT FINAL ATTEMPERATOR COOLING WATER FLOW TRANSMITTER ISOLATION | NA | no data | 2080_00004‐4 | no data | no data | Water | 3/4" | no data
no data | 01VHRS838 | no data | no data | no data | REHEAT FINAL ATTEMPERATOR COOLING WATER FLOW TRANSMITTER ISOLATION | NA | no data | 2080_00004‐4 | no data | no data | Water | 3/4" | no data
no data | 01VHRS839 | no data | no data | no data | REHEAT FINAL ATTEMPERATOR COOLING WATER FLOW TRANSMITTER ISOLATION | NA | no data | 2080_00004‐4 | no data | no data | Water | 3/4" | no data
no data | 01VHRS848 | no data | no data | no data | REHEAT INTERSTAGE ATTEMPERATOR COOLING WATER STRAINER DRAIN | NA | no data | 2080_00004‐4 | no data | no data | Water | 2" | no data
no data | 01VHRS849 | no data | no data | no data | REHEAT INTERSTAGE ATTEMPERATOR STRAINER COOLING WATER DRAIN | NA | no data | 2080_00004‐4 | no data | no data | Water | 2" | no data
no data | 01VHRS860 | no data | no data | no data | REHEAT INTERSTAGE ATTEMPERATOR COOLING WATER DRAIN | NA | no data | 2080_00004‐4 | no data | no data | Water | 2" | no data
no data | 01VHRS861 | no data | no data | no data | REHEAT INTERSTAGE ATTEMPERATOR COOLING WATER DRAIN | NA | no data | 2080_00004‐4 | no data | no data | Water | 2" | no data
no data | 01VHRS862 | no data | no data | no data | REHEAT INTERSTAGE ATTEMPERATOR DRAIN | NA | no data | 2080_00004‐4 | no data | no data | Water | 2" | no data
no data | 01VHRS863 | no data | no data | no data | REHEAT INTERSTAGE ATTEMPERATOR DRAIN | NA | no data | 2080_00004‐4 | no data | no data | Water | 2" | no data
no data | 01VHRS901 | no data | no data | no data | HOT REHEAT STEAM SAMPLE ISOLATION | NA | no data | 2080_00004‐4 | no data | no data | Steam | 3/4" | no data
no data | 01VHRS902 | no data | no data | no data | HOT REHEAT STEAM SAMPLE ISOLATION | NA | no data | 2080_00004‐4 | no data | no data | Steam | 3/4" | no data
no data | 01VHRS903 | no data | no data | no data | HOT REHEAT OUTLET PRESSURE TRANSMITTER ISOLATION | NA | no data | 2080_00004‐4 | no data | no data | Steam | 3/4" | no data
no data | 01VHRS904 | no data | no data | no data | HOT REHEAT OUTLET PRESSURE TRANSMITTER ISOLATION | NA | no data | 2080_00004‐4 | no data | no data | Steam | 3/4" | no data
no data | 01VHRS911 | no data | no data | no data | HOT REHEAT OUTLET PRESSURE INDICATOR ISOLATION | NA | no data | 2080_00004‐4 | no data | no data | Steam | 3/4" | no data
no data | 01VHRS912 | no data | no data | no data | HOT REHEAT OUTLET PRESSURE INDICATOR ISOLATION | NA | no data | 2080_00004‐4 | no data | no data | Steam | 3/4" | no data
no data | 01VHRS918 | no data | no data | no data | REHEAT INTERSTAGE ATTEMPERATOR COOLING WATER FLOW TRANSMITTER ISOLATION | NA | no data | 2080_00004‐4 | no data | no data | Water | 3/4" | no data
no data | 01VHRS919 | no data | no data | no data | REHEAT INTERSTAGE ATTEMPERATOR COOLING WATER FLOW TRANSMITTER ISOLATION | NA | no data | 2080_00004‐4 | no data | no data | Water | 3/4" | no data
no data | 01VHRS969 | no data | no data | no data | REHEATER INTERSTAGE ATTEMPERATOR DRAIN POT CLEANOUT DRAIN | NA | no data | 2080_00004‐4 | no data | no data | Water/Steam | 1" | no data
no data | 01VHRS970 | no data | no data | no data | REHEATER INTERSTAGE ATTEMPERATOR DRAIN POT CLEANOUT DRAIN | NA | no data | 2080_00004‐4 | no data | no data | Water/Steam | 1" | no data
no data | 01-VINA100 | no data | no data | no data | END USER ISOLATION | no data | INA | PD-552 | no data | no data | AIR | 1" | no data
no data | 01-VINA101 | no data | no data | no data | STUB-UP ISOLATION | no data | INA | PD-557 | no data | no data | AIR | 1" | no data
no data | 01-VINA102 | no data | no data | no data | END USER ISOLATION | no data | INA | PD-552 | no data | no data | AIR | 0.75" | no data
no data | 01-VINA103 | no data | no data | no data | STUB-UP ISOLATION | no data | INA | PD-557 | no data | no data | AIR | 1" | no data
no data | 01-VINA104 | no data | no data | no data | STUB-UP ISOLATION | no data | INA | PD-553 | no data | no data | AIR | 1" | no data
no data | 01-VINA105 | no data | no data | no data | DRAIN | no data | INA | PD-558 | no data | no data | AIR | 0.75" | no data
no data | 01-VINA106 | no data | no data | no data | DRAIN | no data | INA | PD-552 | no data | no data | AIR | 0.75" | no data
no data | 01-VINA107 | no data | no data | no data | DRAIN | no data | INA | PD-557 | no data | no data | AIR | 0.75" | no data
no data | 01-VINA108 | no data | no data | no data | END USER ISOLATION | no data | INA | PD-559 | no data | no data | AIR | 0.75" | no data
no data | 01-VINA109 | no data | no data | no data | END USER ISOLATION | no data | INA | PD-559 | no data | no data | AIR | 0.75" | no data
no data | 01-VINA110 | no data | no data | no data | END USER ISOLATION | no data | INA | PD-552 | no data | no data | AIR | 0.75" | no data
no data | 01-VINA111 | no data | no data | no data | END USER ISOLATION | no data | INA | PD-559 | no data | no data | AIR | 0.75" | no data
no data | 01-VINA112 | no data | no data | no data | END USER ISOLATION | no data | INA | PD-552 | no data | no data | AIR | 0.75" | no data
no data | 01-VINA113 | no data | no data | no data | END USER ISOLATION | no data | INA | PD-559 | no data | no data | AIR | 0.75" | no data
no data | 01-VINA114 | no data | no data | no data | END USER ISOLATION | no data | INA | PD-552 | no data | no data | AIR | 0.75" | no data
no data | 01-VINA115 | no data | no data | no data | STUB-UP ISOLATION | no data | INA | PD-557 | no data | no data | AIR | 1.5" | no data
no data | 01-VINA116 | no data | no data | no data | AIR SUPPLY OVERPRESSURE PROTECTION | no data | INA | PD-552 | no data | no data | AIR | 0.75" | no data
no data | 01-VINA117 | no data | no data | no data | END USER ISOLATION | no data | INA | PD-559 | no data | no data | AIR | 0.75" | no data
no data | 01-VINA118 | no data | no data | no data | AIR SUPPLY OVERPRESSURE PROTECTION | no data | INA | PD-552 | no data | no data | AIR | 0.75" | no data
no data | 01-VINA119 | no data | no data | no data | END USER ISOLATION | no data | INA | PD-552 | no data | no data | AIR | 0.75" | no data
no data | 01-VINA120 | no data | no data | no data | END USER ISOLATION | no data | INA | PD-559 | no data | no data | AIR | 0.75" | no data
no data | 01-VINA121 | no data | no data | no data | END USER ISOLATION | no data | INA | PD-559 | no data | no data | AIR | 0.75" | no data
no data | 01-VINA122 | no data | no data | no data | END USER ISOLATION | no data | INA | PD-552 | no data | no data | AIR | 0.75" | no data
no data | 01-VINA123 | no data | no data | no data | END USER ISOLATION | no data | INA | PD-553 | no data | no data | AIR | 1" | no data
no data | 01-VINA124 | no data | no data | no data | STUB-UP ISOLATION | no data | INA | PD-552 | no data | no data | AIR | 1" | no data
no data | 01-VINA125 | no data | no data | no data | END USER ISOLATION | no data | INA | PD-559 | no data | no data | AIR | 0.75" | no data
no data | 01-VINA126 | no data | no data | no data | STUB-UP ISOLATION | no data | INA | PD-552 | no data | no data | AIR | 1" | no data
no data | 01-VINA127 | no data | no data | no data | END USER ISOLATION | no data | INA | PD-560 | no data | no data | AIR | 0.75" | no data
no data | 01-VINA128 | no data | no data | no data | STUB-UP ISOLATION | no data | INA | PD-552 | no data | no data | AIR | 1" | no data
no data | 01-VINA129 | no data | no data | no data | END USER ISOLATION | no data | INA | PD-559 | no data | no data | AIR | 0.75" | no data
no data | 01-VINA130 | no data | no data | no data | STUB-UP ISOLATION | no data | INA | PD-552 | no data | no data | AIR | 1" | no data
no data | 01-VINA131 | no data | no data | no data | END USER ISOLATION | no data | INA | PD-557 | no data | no data | AIR | 0.75" | no data
no data | 01-VINA132 | no data | no data | no data | END USER ISOLATION | no data | INA | PD-557 | no data | no data | AIR | 0.75" | no data
no data | 01-VINA133 | no data | no data | no data | END USER ISOLATION | no data | INA | PD-559 | no data | no data | AIR | 0.75" | no data
no data | 01-VINA134 | no data | no data | no data | END USER ISOLATION | no data | INA | PD-557 | no data | no data | AIR | 0.75" | no data
no data | 01-VINA135 | no data | no data | no data | END USER ISOLATION | no data | INA | PD-559 | no data | no data | AIR | 1" | no data
no data | 01-VINA136 | no data | no data | no data | END USER ISOLATION | no data | INA | PD-559 | no data | no data | AIR | 0.75" | no data
no data | 01-VINA137 | no data | no data | no data | END USER ISOLATION | no data | INA | PD-557 | no data | no data | AIR | 0.75" | no data
no data | 01-VINA138 | no data | no data | no data | END USER ISOLATION | no data | INA | PD-557 | no data | no data | AIR | 0.75" | no data
no data | 01-VINA139 | no data | no data | no data | END USER ISOLATION | no data | INA | PD-559 | no data | no data | AIR | 2" | no data
no data | 01-VINA140 | no data | no data | no data | END USER ISOLATION | no data | INA | PD-552 | no data | no data | AIR | 0.75" | no data
no data | 01-VINA141 | no data | no data | no data | STUB-UP ISOLATION | no data | INA | PD-552 | no data | no data | AIR | 1" | no data
no data | 01-VINA142 | no data | no data | no data | END USER ISOLATION | no data | INA | PD-552 | no data | no data | AIR | 1" | no data
no data | 01-VINA143 | no data | no data | no data | END USER ISOLATION | no data | INA | PD-559 | no data | no data | AIR | 0.75" | no data
no data | 01-VINA144 | no data | no data | no data | STUB-UP ISOLATION | no data | INA | PD-557 | no data | no data | AIR | 1" | no data
no data | 01-VINA145 | no data | no data | no data | END USER ISOLATION | no data | INA | PD-559 | no data | no data | AIR | 0.75" | no data
no data | 01-VINA146 | no data | no data | no data | END USER ISOLATION | no data | INA | PD-558 | no data | no data | AIR | 0.75" | no data
no data | 01-VINA147 | no data | no data | no data | END USER ISOLATION | no data | INA | PD-559 | no data | no data | AIR | 0.75" | no data
no data | 01-VINA148 | no data | no data | no data | END USER ISOLATION | no data | INA | PD-559 | no data | no data | AIR | 0.75" | no data
no data | 01-VINA149 | no data | no data | no data | END USER ISOLATION | no data | INA | PD-552 | no data | no data | AIR | 0.75" | no data
no data | 01-VINA150 | no data | no data | no data | STUB-UP ISOLATION | no data | INA | PD-552 | no data | no data | AIR | 1" | no data
no data | 01-VINA151 | no data | no data | no data | DRAIN | no data | INA | PD-559 | no data | no data | AIR | 0.75" | no data
no data | 01-VINA152 | no data | no data | no data | END USER ISOLATION | no data | INA | PD-559 | no data | no data | AIR | 0.75" | no data
no data | 01-VINA153 | no data | no data | no data | END USER ISOLATION | no data | INA | PD-557 | no data | no data | AIR | 0.75" | no data
no data | 01-VINA154 | no data | no data | no data | STUB-UP ISOLATION | no data | INA | PD-552 | no data | no data | AIR | 2" | no data
no data | 01-VINA155 | no data | no data | no data | DRAIN | no data | INA | PD-559 | no data | no data | AIR | 0.75" | no data
no data | 01-VINA156 | no data | no data | no data | STUB-UP ISOLATION | no data | INA | PD-552 | no data | no data | AIR | 2" | no data
no data | 01-VINA157 | no data | no data | no data | END USER ISOLATION | no data | INA | PD-559 | no data | no data | AIR | 0.75" | no data
no data | 01-VINA158 | no data | no data | no data | STUB-UP ISOLATION | no data | INA | PD-552 | no data | no data | AIR | 2" | no data
no data | 01-VINA159 | no data | no data | no data | END USER ISOLATION | no data | INA | PD-558 | no data | no data | AIR | 0.75" | no data
no data | 01-VINA160 | no data | no data | no data | END USER ISOLATION | no data | INA | PD-558 | no data | no data | AIR | 0.75" | no data
no data | 01-VINA161 | no data | no data | no data | END USER ISOLATION | no data | INA | PD-558 | no data | no data | AIR | 0.75" | no data
no data | 01-VINA162 | no data | no data | no data | END USER ISOLATION | no data | INA | PD-558 | no data | no data | AIR | 0.75" | no data
no data | 01-VINA163 | no data | no data | no data | END USER ISOLATION | no data | INA | PD-558 | no data | no data | AIR | 0.75" | no data
no data | 01-VINA164 | no data | no data | no data | END USER ISOLATION | no data | INA | PD-559 | no data | no data | AIR | 0.75" | no data
no data | 01-VINA165 | no data | no data | no data | END USER ISOLATION | no data | INA | PD-558 | no data | no data | AIR | 0.75" | no data
no data | 01-VINA166 | no data | no data | no data | END USER ISOLATION | no data | INA | PD-552 | no data | no data | AIR | 0.75" | no data
no data | 01-VINA167 | no data | no data | no data | AIR SUPPLY OVERPRESSURE PROTECTION | no data | INA | PD-552 | no data | no data | AIR | 0.75" | no data
no data | 01-VINA168 | no data | no data | no data | END USER ISOLATION | no data | INA | PD-559 | no data | no data | AIR | 0.75" | no data
no data | 01-VINA169 | no data | no data | no data | END USER ISOLATION | no data | INA | PD-552 | no data | no data | AIR | 0.75" | no data
no data | 01-VINA170 | no data | no data | no data | END USER ISOLATION | no data | INA | PD-559 | no data | no data | AIR | 0.75" | no data
no data | 01-VINA171 | no data | no data | no data | END USER ISOLATION | no data | INA | PD-552 | no data | no data | AIR | 0.75" | no data
no data | 01-VINA172 | no data | no data | no data | END USER ISOLATION | no data | INA | PD-558 | no data | no data | AIR | 0.75" | no data
no data | 01-VINA173 | no data | no data | no data | DRAIN | no data | INA | PD-558 | no data | no data | AIR | 0.75" | no data
no data | 01-VINA174 | no data | no data | no data | END USER ISOLATION | no data | INA | PD-559 | no data | no data | AIR | 0.75" | no data
no data | 01-VINA175 | no data | no data | no data | END USER ISOLATION | no data | INA | PD-559 | no data | no data | AIR | 0.75" | no data
no data | 01-VINA176 | no data | no data | no data | END USER ISOLATION | no data | INA | PD-559 | no data | no data | AIR | 0.75" | no data
no data | 01-VINA177 | no data | no data | no data | AIR SUPPLY OVERPRESSURE PROTECTION | no data | INA | PD-552 | no data | no data | AIR | 0.75" | no data
no data | 01-VINA178 | no data | no data | no data | END USER ISOLATION | no data | INA | PD-559 | no data | no data | AIR | 0.75" | no data
no data | 01-VINA179 | no data | no data | no data | DRAIN | no data | INA | PD-552 | no data | no data | AIR | 0.75" | no data
no data | 01-VINA180 | no data | no data | no data | DRAIN | no data | INA | PD-552 | no data | no data | AIR | 0.75" | no data
no data | 01-VINA181 | no data | no data | no data | AIR SUPPLY OVERPRESSURE PROTECTION | no data | INA | PD-552 | no data | no data | AIR | 0.75" | no data
no data | 01-VINA182 | no data | no data | no data | END USER ISOLATION | no data | INA | PD-559 | no data | no data | AIR | 0.75" | no data
no data | 01-VINA183 | no data | no data | no data | STUB-UP ISOLATION | no data | INA | PD-557 | no data | no data | AIR | 1" | no data
no data | 01-VINA184 | no data | no data | no data | STUB-UP ISOLATION | no data | INA | PD-557 | no data | no data | AIR | 1" | no data
no data | 01-VINA185 | no data | no data | no data | AIR SUPPLY OVERPRESSURE PROTECTION | no data | INA | PD-552 | no data | no data | AIR | 0.75" | no data
no data | 01-VINA186 | no data | no data | no data | STUB-UP ISOLATION | no data | INA | PD-557 | no data | no data | AIR | 1" | no data
no data | 01-VINA187 | no data | no data | no data | DRAIN | no data | INA | PD-557 | no data | no data | AIR | 0.75" | no data
no data | 01-VINA188 | no data | no data | no data | END USER ISOLATION | no data | INA | PD-557 | no data | no data | AIR | 0.75" | no data
no data | 01-VINA189 | no data | no data | no data | DRAIN | no data | INA | PD-557 | no data | no data | AIR | 0.75" | no data
no data | 01-VINA190 | no data | no data | no data | STUB-UP ISOLATION | no data | INA | PD-557 | no data | no data | AIR | 2" | no data
no data | 01-VINA191 | no data | no data | no data | DRAIN | no data | INA | PD-559 | no data | no data | AIR | 0.75" | no data
no data | 01-VINA192 | no data | no data | no data | STUB-UP ISOLATION | no data | INA | PD-552 | no data | no data | AIR | 0.75" | no data
no data | 01-VINA193 | no data | no data | no data | STUB-UP ISOLATION | no data | INA | PD-557 | no data | no data | AIR | 1" | no data
no data | 01-VINA194 | no data | no data | no data | DRAIN | no data | INA | PD-558 | no data | no data | AIR | 0.75" | no data
no data | 01-VINA195 | no data | no data | no data | STUB-UP ISOLATION | no data | INA | PD-557 | no data | no data | AIR | 2" | no data
no data | 01-VINA196 | no data | no data | no data | STUB-UP ISOLATION | no data | INA | PD-557 | no data | no data | AIR | 0.75" | no data
no data | 01-VINA197 | no data | no data | no data | END USER ISOLATION | no data | INA | PD-558 | no data | no data | AIR | 0.75" | no data
no data | 01-VINA198 | no data | no data | no data | DRAIN | no data | INA | PD-557 | no data | no data | AIR | 0.75" | no data
no data | 01-VINA199 | no data | no data | no data | STUB-UP ISOLATION | no data | INA | PD-557 | no data | no data | AIR | 1" | no data
no data | 01-VINA200 | no data | no data | no data | END USER ISOLATION | no data | INA | PD-559 | no data | no data | AIR | 0.75" | no data
no data | 01-VINA201 | no data | no data | no data | END USER ISOLATION | no data | INA | PD-559 | no data | no data | AIR | 0.75" | no data
no data | 01-VINA202 | no data | no data | no data | DRAIN | no data | INA | PD-558 | no data | no data | AIR | 0.75" | no data
no data | 01-VINA203 | no data | no data | no data | DRAIN | no data | INA | PD-557 | no data | no data | AIR | 0.75" | no data
no data | 01-VINA204 | no data | no data | no data | DRAIN | no data | INA | PD-552 | no data | no data | AIR | 0.75" | no data
no data | 01-VINA205 | no data | no data | no data | END USER ISOLATION | no data | INA | PD-559 | no data | no data | AIR | 0.75" | no data
no data | 01-VINA206 | no data | no data | no data | END USER ISOLATION | no data | INA | PD-559 | no data | no data | AIR | 1.5" | no data
no data | 01-VINA207 | no data | no data | no data | END USER ISOLATION | no data | INA | PD-559 | no data | no data | AIR | 0.75" | no data
no data | 01-VINA208 | no data | no data | no data | END USER ISOLATION | no data | INA | PD-559 | no data | no data | AIR | 0.75" | no data
no data | 01-VINA209 | no data | no data | no data | END USER ISOLATION | no data | INA | PD-559 | no data | no data | AIR | 0.75" | no data
no data | 01-VINA210 | no data | no data | no data | END USER ISOLATION | no data | INA | PD-559 | no data | no data | AIR | 0.75" | no data
no data | 01-VINA211 | no data | no data | no data | END USER ISOLATION | no data | INA | PD-559 | no data | no data | AIR | 0.75" | no data
no data | 01-VINA212 | no data | no data | no data | END USER ISOLATION | no data | INA | PD-559 | no data | no data | AIR | 0.75" | no data
no data | 01-VINA213 | no data | no data | no data | STUB-UP ISOLATION | no data | INA | PD-557 | no data | no data | AIR | 1" | no data
no data | 01-VINA214 | no data | no data | no data | DRAIN | no data | INA | PD-557 | no data | no data | AIR | 0.75" | no data
no data | 01-VINA215 | no data | no data | no data | END USER ISOLATION | no data | INA | PD-559 | no data | no data | AIR | 0.75" | no data
no data | 01-VINA216 | no data | no data | no data | DRAIN | no data | INA | PD-559 | no data | no data | AIR | 0.75" | no data
no data | 01-VINA217 | no data | no data | no data | DRAIN | no data | INA | PD-557 | no data | no data | AIR | 0.75" | no data
no data | 01-VINA218 | no data | no data | no data | STUB-UP ISOLATION | no data | INA | PD-557 | no data | no data | AIR | 1" | no data
no data | 01-VINA219 | no data | no data | no data | END USER ISOLATION | no data | INA | PD-557 | no data | no data | AIR | 0.75" | no data
no data | 01-VINA220 | no data | no data | no data | DRAIN | no data | INA | PD-557 | no data | no data | AIR | 0.75" | no data
no data | 01-VINA221 | no data | no data | no data | STUB-UP ISOLATION | no data | INA | PD-557 | no data | no data | AIR | 2" | no data
no data | 01-VINA222 | no data | no data | no data | STUB-UP ISOLATION | no data | INA | PD-557 | no data | no data | AIR | 2" | no data
no data | 01-VINA223 | no data | no data | no data | STUB-UP ISOLATION | no data | INA | PD-557 | no data | no data | AIR | 1.5" | no data
no data | 01-VINA224 | no data | no data | no data | STUB-UP ISOLATION | no data | INA | PD-557 | no data | no data | AIR | 1" | no data
no data | 01-VINA225 | no data | no data | no data | DRAIN | no data | INA | PD-557 | no data | no data | AIR | 0.75" | no data
no data | 01-VINA226 | no data | no data | no data | END USER ISOLATION | no data | INA | PD-558 | no data | no data | AIR | 0.75" | no data
no data | 01-VINA227 | no data | no data | no data | END USER ISOLATION | no data | INA | PD-559 | no data | no data | AIR | 0.75" | no data
no data | 01-VINA228 | no data | no data | no data | END USER ISOLATION | no data | INA | PD-559 | no data | no data | AIR | 0.75" | no data
no data | 01-VINA229 | no data | no data | no data | END USER ISOLATION | no data | INA | PD-559 | no data | no data | AIR | 0.75" | no data
no data | 01-VINA230 | no data | no data | no data | END USER ISOLATION | no data | INA | PD-559 | no data | no data | AIR | 0.75" | no data
no data | 01-VINA231 | no data | no data | no data | DRAIN | no data | INA | PD-557 | no data | no data | AIR | 0.75" | no data
no data | 01-VINA232 | no data | no data | no data | END USER ISOLATION | no data | INA | PD-559 | no data | no data | AIR | 0.75" | no data
no data | 01-VINA233 | no data | no data | no data | END USER ISOLATION | no data | INA | PD-560 | no data | no data | AIR | 0.75" | no data
no data | 01-VINA234 | no data | no data | no data | DRAIN | no data | INA | PD-557 | no data | no data | AIR | 0.75" | no data
no data | 01-VINA235 | no data | no data | no data | END USER ISOLATION | no data | INA | PD-560 | no data | no data | AIR | 0.75" | no data
no data | 01-VINA236 | no data | no data | no data | END USER ISOLATION | no data | INA | PD-560 | no data | no data | AIR | 0.75" | no data
no data | 01-VINA237 | no data | no data | no data | END USER ISOLATION | no data | INA | PD-560 | no data | no data | AIR | 0.75" | no data
no data | 01-VINA238 | no data | no data | no data | END USER ISOLATION | no data | INA | PD-558 | no data | no data | AIR | 0.75" | no data
no data | 01-VINA239 | no data | no data | no data | END USER ISOLATION | no data | INA | PD-560 | no data | no data | AIR | 0.75" | no data
no data | 01-VINA240 | no data | no data | no data | END USER ISOLATION | no data | INA | PD-560 | no data | no data | AIR | 0.75" | no data
no data | 01-VINA241 | no data | no data | no data | END USER ISOLATION | no data | INA | PD-560 | no data | no data | AIR | 0.75" | no data
no data | 01-VINA242 | no data | no data | no data | END USER ISOLATION | no data | INA | PD-560 | no data | no data | AIR | 0.75" | no data
no data | 01-VINA243 | no data | no data | no data | END USER ISOLATION | no data | INA | PD-558 | no data | no data | AIR | 0.75" | no data
no data | 01-VINA244 | no data | no data | no data | END USER ISOLATION | no data | INA | PD-558 | no data | no data | AIR | 0.75" | no data
no data | 01-VINA245 | no data | no data | no data | END USER ISOLATION | no data | INA | PD-558 | no data | no data | AIR | 1" | no data
no data | 01-VINA246 | no data | no data | no data | END USER ISOLATION | no data | INA | PD-560 | no data | no data | AIR | 0.75" | no data
no data | 01-VINA248 | no data | no data | no data | END USER ISOLATION | no data | INA | PD-557 | no data | no data | AIR | 0.75" | no data
no data | 01-VINA251 | no data | no data | no data | END USER ISOLATION | no data | INA | PD-557 | no data | no data | AIR | 0.75" | no data
no data | 01-VINA254 | no data | no data | no data | END USER ISOLATION | no data | INA | PD-557 | no data | no data | AIR | 0.75" | no data
no data | 01-VINA258 | no data | no data | no data | DRAIN | no data | INA | PD-557 | no data | no data | AIR | 0.75" | no data
no data | 01-VINA259 | no data | no data | no data | END USER ISOLATION | no data | INA | PD-552 | no data | no data | AIR | 0.75" | no data
no data | 01-VINA260 | no data | no data | no data | END USER ISOLATION | no data | INA | PD-552 | no data | no data | AIR | 0.75" | no data
no data | 01-VINA261 | no data | no data | no data | END USER ISOLATION | no data | INA | PD-552 | no data | no data | AIR | 0.75" | no data
no data | 01-VINA262 | no data | no data | no data | END USER ISOLATION | no data | INA | PD-552 | no data | no data | AIR | 0.75" | no data
no data | 01-VINA263 | no data | no data | no data | END USER ISOLATION | no data | INA | PD-552 | no data | no data | AIR | 0.75" | no data
no data | 01-VINA264 | no data | no data | no data | END USER ISOLATION | no data | INA | PD-552 | no data | no data | AIR | 0.75" | no data
no data | 01-VINA266 | no data | no data | no data | DRAIN | no data | INA | PD-558 | no data | no data | AIR | 0.75" | no data
no data | 01-VINA267 | no data | no data | no data | END USER ISOLATION | no data | INA | PD-552 | no data | no data | AIR | 0.75" | no data
no data | 01-VINA268 | no data | no data | no data | END USER ISOLATION | no data | INA | PD-552 | no data | no data | AIR | 0.75" | no data
no data | 01-VINA269 | no data | no data | no data | DRAIN | no data | INA | PD-558 | no data | no data | AIR | 0.75" | no data
no data | 01-VINA270 | no data | no data | no data | DRAIN | no data | INA | PD-558 | no data | no data | AIR | 0.75" | no data
no data | 01-VINA271 | no data | no data | no data | DRAIN | no data | INA | PD-558 | no data | no data | AIR | 0.75" | no data
no data | 01-VINA272 | no data | no data | no data | END USER ISOLATION | no data | INA | PD-558 | no data | no data | AIR | 1" | no data
no data | 01-VINA273 | no data | no data | no data | END USER ISOLATION | no data | INA | PD-552 | no data | no data | AIR | 0.75" | no data
no data | 01-VINA274 | no data | no data | no data | END USER ISOLATION | no data | INA | PD-552 | no data | no data | AIR | 0.75" | no data
no data | 01-VINA275 | no data | no data | no data | DRAIN | no data | INA | PD-558 | no data | no data | AIR | 0.75" | no data
no data | 01-VINA276 | no data | no data | no data | END USER ISOLATION | no data | INA | PD-558 | no data | no data | AIR | 0.75" | no data
no data | 01-VINA277 | no data | no data | no data | AIR SUPPLY OVERPRESSURE PROTECTION | no data | INA | PD-552 | no data | no data | AIR | 1" | no data
no data | 01-VINA278 | no data | no data | no data | AIR SUPPLY OVERPRESSURE PROTECTION | no data | INA | PD-552 | no data | no data | AIR | 1" | no data
no data | 01-VINA280 | no data | no data | no data | END USER ISOLATION | no data | INA | PD-552 | no data | no data | AIR | 0.75" | no data
no data | 01-VINA281 | no data | no data | no data | DRAIN | no data | INA | PD-557 | no data | no data | AIR | 0.75" | no data
no data | 01-VINA282 | no data | no data | no data | DRAIN | no data | INA | PD-557 | no data | no data | AIR | 0.75" | no data
no data | 01-VINA283 | no data | no data | no data | DRAIN | no data | INA | PD-557 | no data | no data | AIR | 0.75" | no data
no data | 01-VINA284 | no data | no data | no data | DRAIN | no data | INA | PD-557 | no data | no data | AIR | 0.75" | no data
no data | 01-VINA285 | no data | no data | no data | DRAIN | no data | INA | PD-557 | no data | no data | AIR | 0.75" | no data
no data | 01-VINA286 | no data | no data | no data | DRAIN | no data | INA | PD-557 | no data | no data | AIR | 0.75" | no data
no data | 01-VINA287 | no data | no data | no data | END USER ISOLATION | no data | INA | PD-559 | no data | no data | AIR | 0.75" | no data
no data | 01-VINA288 | no data | no data | no data | DRAIN | no data | INA | PD-557 | no data | no data | AIR | 0.75" | no data
no data | 01-VINA289 | no data | no data | no data | DRAIN | no data | INA | PD-557 | no data | no data | AIR | 0.75" | no data
no data | 01-VINA290 | no data | no data | no data | DRAIN | no data | INA | PD-557 | no data | no data | AIR | 0.75" | no data
no data | 01-VINA291 | no data | no data | no data | DRAIN | no data | INA | PD-557 | no data | no data | AIR | 0.75" | no data
no data | 01-VINA292 | no data | no data | no data | DRAIN | no data | INA | PD-557 | no data | no data | AIR | 0.75" | no data
no data | 01-VINA294 | no data | no data | no data | DRAIN | no data | INA | PD-552 | no data | no data | AIR | 0.75" | no data
no data | 01-VINA295 | no data | no data | no data | DRAIN | no data | INA | PD-552 | no data | no data | AIR | 0.75" | no data
no data | 01-VINA296 | no data | no data | no data | END USER ISOLATION | no data | INA | PD-552 | no data | no data | AIR | 0.75" | no data
no data | 01-VINA297 | no data | no data | no data | DRAIN | no data | INA | PD-552 | no data | no data | AIR | 0.75" | no data
no data | 01-VINA298 | no data | no data | no data | DRAIN | no data | INA | PD-552 | no data | no data | AIR | 0.75" | no data
no data | 01-VINA299 | no data | no data | no data | DRAIN | no data | INA | PD-552 | no data | no data | AIR | 0.75" | no data
no data | 01-VINA300 | no data | no data | no data | END USER ISOLATION | no data | INA | PD-560 | no data | no data | AIR | 0.75" | no data
no data | 01-VINA301 | no data | no data | no data | END USER ISOLATION | no data | INA | PD-560 | no data | no data | AIR | 0.75" | no data
no data | 01-VINA302 | no data | no data | no data | END USER ISOLATION | no data | INA | PD-560 | no data | no data | AIR | 0.75" | no data
no data | 01-VINA303 | no data | no data | no data | END USER ISOLATION | no data | INA | PD-560 | no data | no data | AIR | 0.75" | no data
no data | 01-VINA304 | no data | no data | no data | END USER ISOLATION | no data | INA | PD-560 | no data | no data | AIR | 0.75" | no data
no data | 01-VINA305 | no data | no data | no data | END USER ISOLATION | no data | INA | PD-560 | no data | no data | AIR | 0.75" | no data
no data | 01-VINA307 | no data | no data | no data | END USER ISOLATION | no data | INA | PD-560 | no data | no data | AIR | 0.75" | no data
no data | 01-VINA308 | no data | no data | no data | END USER ISOLATION | no data | INA | PD-560 | no data | no data | AIR | 0.75" | no data
no data | 01-VINA309 | no data | no data | no data | END USER ISOLATION | no data | INA | PD-560 | no data | no data | AIR | 0.75" | no data
no data | 01-VINA310 | no data | no data | no data | DRAIN | no data | INA | PD-552 | no data | no data | AIR | 0.75" | no data
no data | 01-VINA311 | no data | no data | no data | END USER ISOLATION | no data | INA | PD-560 | no data | no data | AIR | 0.75" | no data
no data | 01-VINA312 | no data | no data | no data | END USER ISOLATION | no data | INA | PD-560 | no data | no data | AIR | 0.75" | no data
no data | 01-VINA313 | no data | no data | no data | END USER ISOLATION | no data | INA | PD-560 | no data | no data | AIR | 0.75" | no data
no data | 01-VINA314 | no data | no data | no data | END USER ISOLATION | no data | INA | PD-558 | no data | no data | AIR | 0.75" | no data
no data | 01-VINA315 | no data | no data | no data | DRAIN | no data | INA | PD-558 | no data | no data | AIR | 0.75" | no data
no data | 01-VINA316 | no data | no data | no data | END USER ISOLATION | no data | INA | PD-558 | no data | no data | AIR | 0.75" | no data
no data | 01-VINA317 | no data | no data | no data | DRAIN | no data | INA | PD-552 | no data | no data | AIR | 0.75" | no data
no data | 01-VINA318 | no data | no data | no data | DRAIN | no data | INA | PD-552 | no data | no data | AIR | 0.75" | no data
no data | 01-VINA319 | no data | no data | no data | END USER ISOLATION | no data | INA | PD-558 | no data | no data | AIR | 0.75" | no data
no data | 01-VINA320 | no data | no data | no data | DRAIN | no data | INA | PD-552 | no data | no data | AIR | 0.75" | no data
no data | 01-VINA321 | no data | no data | no data | DRAIN | no data | INA | PD-552 | no data | no data | AIR | 0.75" | no data
no data | 01-VINA322 | no data | no data | no data | DRAIN | no data | INA | PD-558 | no data | no data | AIR | 0.75" | no data
no data | 01-VINA323 | no data | no data | no data | END USER ISOLATION | no data | INA | PD-558 | no data | no data | AIR | 0.75" | no data
no data | 01-VINA324 | no data | no data | no data | DRAIN | no data | INA | PD-558 | no data | no data | AIR | 0.75" | no data
no data | 01-VINA325 | no data | no data | no data | END USER ISOLATION | no data | INA | PD-558 | no data | no data | AIR | 0.75" | no data
no data | 01-VINA326 | no data | no data | no data | DRAIN | no data | INA | PD-558 | no data | no data | AIR | 0.75" | no data
no data | 01-VINA327 | no data | no data | no data | DRAIN | no data | INA | PD-558 | no data | no data | AIR | 0.75" | no data
no data | 01-VINA328 | no data | no data | no data | DRAIN | no data | INA | PD-558 | no data | no data | AIR | 0.75" | no data
no data | 01-VINA329 | no data | no data | no data | DRAIN | no data | INA | PD-558 | no data | no data | AIR | 0.75" | no data
no data | 01-VINA330 | no data | no data | no data | DRAIN | no data | INA | PD-558 | no data | no data | AIR | 0.75" | no data
no data | 01-VINA331 | no data | no data | no data | DRAIN | no data | INA | PD-558 | no data | no data | AIR | 0.75" | no data
no data | 01-VINA332 | no data | no data | no data | END USER ISOLATION | no data | INA | PD-558 | no data | no data | AIR | 1" | no data
no data | 01-VINA333 | no data | no data | no data | DRAIN | no data | INA | PD-558 | no data | no data | AIR | 0.75" | no data
no data | 01-VINA334 | no data | no data | no data | END USER ISOLATION | no data | INA | PD-558 | no data | no data | AIR | 1" | no data
no data | 01-VINA335 | no data | no data | no data | DRAIN | no data | INA | PD-558 | no data | no data | AIR | 0.75" | no data
no data | 01-VINA336 | no data | no data | no data | DRAIN | no data | INA | PD-558 | no data | no data | AIR | 0.75" | no data
no data | 01-VINA337 | no data | no data | no data | END USER ISOLATION | no data | INA | PD-560 | no data | no data | AIR | 0.75" | no data
no data | 01-VINA338 | no data | no data | no data | DRAIN | no data | INA | PD-558 | no data | no data | AIR | 0.75" | no data
no data | 01-VINA339 | no data | no data | no data | DRAIN | no data | INA | PD-558 | no data | no data | AIR | 0.75" | no data
no data | 01-VINA340 | no data | no data | no data | END USER ISOLATION | no data | INA | PD-560 | no data | no data | AIR | 0.75" | no data
no data | 01-VINA341 | no data | no data | no data | DRAIN | no data | INA | PD-558 | no data | no data | AIR | 0.75" | no data
no data | 01-VINA342 | no data | no data | no data | DRAIN | no data | INA | PD-558 | no data | no data | AIR | 0.75" | no data
no data | 01-VINA343 | no data | no data | no data | END USER ISOLATION | no data | INA | PD-558 | no data | no data | AIR | 0.75" | no data
no data | 01-VINA344 | no data | no data | no data | DRAIN | no data | INA | PD-558 | no data | no data | AIR | 0.75" | no data
no data | 01-VINA345 | no data | no data | no data | END USER ISOLATION | no data | INA | PD-558 | no data | no data | AIR | 1" | no data
no data | 01-VINA346 | no data | no data | no data | END USER ISOLATION | no data | INA | PD-558 | no data | no data | AIR | 0.75" | no data
no data | 01-VINA347 | no data | no data | no data | END USER ISOLATION | no data | INA | PD-558 | no data | no data | AIR | 0.75" | no data
no data | 01-VINA348 | no data | no data | no data | END USER ISOLATION | no data | INA | PD-558 | no data | no data | AIR | 0.75" | no data
no data | 01-VINA349 | no data | no data | no data | END USER ISOLATION | no data | INA | PD-558 | no data | no data | AIR | 0.75" | no data
no data | 01-VINA350 | no data | no data | no data | END USER ISOLATION | no data | INA | PD-558 | no data | no data | AIR | 0.75" | no data
no data | 01-VINA351 | no data | no data | no data | END USER ISOLATION | no data | INA | PD-558 | no data | no data | AIR | 0.75" | no data
no data | 01-VINA352 | no data | no data | no data | DRAIN | no data | INA | PD-558 | no data | no data | AIR | 0.75" | no data
no data | 01-VINA353 | no data | no data | no data | DRAIN | no data | INA | PD-558 | no data | no data | AIR | 0.75" | no data
no data | 01-VINA354 | no data | no data | no data | DRAIN | no data | INA | PD-558 | no data | no data | AIR | 0.75" | no data
no data | 01-VINA355 | no data | no data | no data | DRAIN | no data | INA | PD-558 | no data | no data | AIR | 0.75" | no data
no data | 01-VINA356 | no data | no data | no data | DRAIN | no data | INA | PD-558 | no data | no data | AIR | 0.75" | no data
no data | 01-VINA357 | no data | no data | no data | DRAIN | no data | INA | PD-558 | no data | no data | AIR | 0.75" | no data
no data | 01-VINA358 | no data | no data | no data | DRAIN | no data | INA | PD-558 | no data | no data | AIR | 0.75" | no data
no data | 01-VINA359 | no data | no data | no data | DRAIN | no data | INA | PD-558 | no data | no data | AIR | 0.75" | no data
no data | 01-VINA360 | no data | no data | no data | DRAIN | no data | INA | PD-558 | no data | no data | AIR | 0.75" | no data
no data | 01-VINA361 | no data | no data | no data | DRAIN | no data | INA | PD-558 | no data | no data | AIR | 0.75" | no data
no data | 01-VINA362 | no data | no data | no data | DRAIN | no data | INA | PD-558 | no data | no data | AIR | 0.75" | no data
no data | 01-VINA363 | no data | no data | no data | DRAIN | no data | INA | PD-558 | no data | no data | AIR | 0.75" | no data
no data | 01-VINA364 | no data | no data | no data | DRAIN | no data | INA | PD-558 | no data | no data | AIR | 0.75" | no data
no data | 01-VINA365 | no data | no data | no data | DRAIN | no data | INA | PD-552 | no data | no data | AIR | 0.75" | no data
no data | 01-VINA366 | no data | no data | no data | DRAIN | no data | INA | PD-552 | no data | no data | AIR | 0.75" | no data
no data | 01-VINA367 | no data | no data | no data | END USER ISOLATION | no data | INA | PD-559 | no data | no data | AIR | 0.75" | no data
no data | 01-VINA368 | no data | no data | no data | END USER ISOLATION | no data | INA | PD-552 | no data | no data | AIR | 0.75" | no data
no data | 01-VINA369 | no data | no data | no data | END USER ISOLATION | no data | INA | PD-559 | no data | no data | AIR | 0.75" | no data
no data | 01-VINA370 | no data | no data | no data | END USER ISOLATION | no data | INA | PD-552 | no data | no data | AIR | 0.75" | no data
no data | 01-VINA371 | no data | no data | no data | DRAIN | no data | INA | PD-559 | no data | no data | AIR | 0.75" | no data
no data | 01-VINA372 | no data | no data | no data | END USER ISOLATION | no data | INA | PD-552 | no data | no data | AIR | 0.75" | no data
no data | 01-VINA373 | no data | no data | no data | END USER ISOLATION | no data | INA | PD-558 | no data | no data | AIR | 0.75" | no data
no data | 01-VINA374 | no data | no data | no data | DRAIN | no data | INA | PD-559 | no data | no data | AIR | 0.75" | no data
no data | 01-VINA376 | no data | no data | no data | DRAIN | no data | INA | PD-559 | no data | no data | AIR | 0.75" | no data
no data | 01-VINA377 | no data | no data | no data | DRAIN | no data | INA | PD-559 | no data | no data | AIR | 0.75" | no data
no data | 01-VINA379 | no data | no data | no data | END USER ISOLATION | no data | INA | PD-558 | no data | no data | AIR | 1" | no data
no data | 01-VINA381 | no data | no data | no data | END USER ISOLATION | no data | INA | PD-552 | no data | no data | AIR | 0.75" | no data
no data | 01-VINA383 | no data | no data | no data | DRAIN | no data | INA | PD-559 | no data | no data | AIR | 0.75" | no data
no data | 01-VINA384 | no data | no data | no data | DRAIN | no data | INA | PD-559 | no data | no data | AIR | 0.75" | no data
no data | 01-VINA385 | no data | no data | no data | DRAIN | no data | INA | PD-559 | no data | no data | AIR | 0.75" | no data
no data | 01-VINA386 | no data | no data | no data | DRAIN | no data | INA | PD-559 | no data | no data | AIR | 0.75" | no data
no data | 01-VINA387 | no data | no data | no data | DRAIN | no data | INA | PD-559 | no data | no data | AIR | 0.75" | no data
no data | 01-VINA388 | no data | no data | no data | DRAIN | no data | INA | PD-559 | no data | no data | AIR | 0.75" | no data
no data | 01-VINA389 | no data | no data | no data | DRAIN | no data | INA | PD-559 | no data | no data | AIR | 0.75" | no data
no data | 01-VINA390 | no data | no data | no data | DRAIN | no data | INA | PD-559 | no data | no data | AIR | 0.75" | no data
no data | 01-VINA391 | no data | no data | no data | DRAIN | no data | INA | PD-559 | no data | no data | AIR | 0.75" | no data
no data | 01-VINA392 | no data | no data | no data | DRAIN | no data | INA | PD-559 | no data | no data | AIR | 0.75" | no data
no data | 01-VINA393 | no data | no data | no data | DRAIN | no data | INA | PD-559 | no data | no data | AIR | 0.75" | no data
no data | 01-VINA394 | no data | no data | no data | DRAIN | no data | INA | PD-559 | no data | no data | AIR | 0.75" | no data
no data | 01-VINA396 | no data | no data | no data | DRAIN | no data | INA | PD-559 | no data | no data | AIR | 0.75" | no data
no data | 01-VINA397 | no data | no data | no data | DRAIN | no data | INA | PD-559 | no data | no data | AIR | 1" | no data
no data | 01-VINA399 | no data | no data | no data | DRAIN | no data | INA | PD-559 | no data | no data | AIR | 1" | no data
no data | 01-VINA400 | no data | no data | no data | END USER ISOLATION | no data | INA | PD-558 | no data | no data | AIR | 0.75" | no data
no data | 01-VINA401 | no data | no data | no data | END USER ISOLATION | no data | INA | PD-558 | no data | no data | AIR | 0.75" | no data
no data | 01-VINA402 | no data | no data | no data | END USER ISOLATION | no data | INA | PD-558 | no data | no data | AIR | 0.75" | no data
no data | 01-VINA410 | no data | no data | no data | END USER ISOLATION | no data | INA | PD-552 | no data | no data | AIR | 1" | no data
no data | 01-VINA411 | no data | no data | no data | END USER ISOLATION | no data | INA | PD-552 | no data | no data | AIR | 0.75" | no data
no data | 01-VINA412 | no data | no data | no data | END USER ISOLATION | no data | INA | PD-552 | no data | no data | AIR | 1" | no data
no data | 01-VINA413 | no data | no data | no data | END USER ISOLATION | no data | INA | PD-552 | no data | no data | AIR | 1" | no data
no data | 01-VINA414 | no data | no data | no data | END USER ISOLATION | no data | INA | PD-552 | no data | no data | AIR | 0.75" | no data
no data | 01-VINA415 | no data | no data | no data | STUB-UP ISOLATION | no data | INA | PD-552 | no data | no data | AIR | 1" | no data
no data | 01-VINA416 | no data | no data | no data | DRAIN | no data | INA | PD-559 | no data | no data | AIR | 1" | no data
no data | 01-VINA417 | no data | no data | no data | STUB-UP ISOLATION | no data | INA | PD-557 | no data | no data | AIR | 1" | no data
no data | 01-VINA418 | no data | no data | no data | END USER ISOLATION | no data | INA | PD-557 | no data | no data | AIR | 0.75" | no data
no data | 01-VINA419 | no data | no data | no data | END USER ISOLATION | no data | INA | PD-557 | no data | no data | AIR | 0.75" | no data
no data | 01-VINA420 | no data | no data | no data | END USER ISOLATION | no data | INA | PD-557 | no data | no data | AIR | 0.75" | no data
no data | 01-VINA421 | no data | no data | no data | END USER ISOLATION | no data | INA | PD-557 | no data | no data | AIR | 0.75" | no data
no data | 01-VINA422 | no data | no data | no data | END USER ISOLATION | no data | INA | PD-557 | no data | no data | AIR | 0.75" | no data
no data | 01-VINA424 | no data | no data | no data | DRAIN | no data | INA | PD-559 | no data | no data | AIR | 0.75" | no data
no data | 01-VINA425 | no data | no data | no data | DRAIN | no data | INA | PD-559 | no data | no data | AIR | 0.75" | no data
no data | 01-VINA426 | no data | no data | no data | DRAIN | no data | INA | PD-559 | no data | no data | AIR | 0.75" | no data
no data | 01-VINA428 | no data | no data | no data | DRAIN | no data | INA | PD-559 | no data | no data | AIR | 0.75" | no data
no data | 01-VINA429 | no data | no data | no data | END USER ISOLATION | no data | INA | PD-559 | no data | no data | AIR | 0.75" | no data
no data | 01-VINA430 | no data | no data | no data | DRAIN | no data | INA | PD-559 | no data | no data | AIR | 0.75" | no data
no data | 01-VINA431 | no data | no data | no data | DRAIN | no data | INA | PD-559 | no data | no data | AIR | 0.75" | no data
no data | 01-VINA432 | no data | no data | no data | DRAIN | no data | INA | PD-559 | no data | no data | AIR | 0.75" | no data
no data | 01-VINA433 | no data | no data | no data | DRAIN | no data | INA | PD-559 | no data | no data | AIR | 0.75" | no data
no data | 01-VINA434 | no data | no data | no data | DRAIN | no data | INA | PD-559 | no data | no data | AIR | 0.75" | no data
no data | 01-VINA435 | no data | no data | no data | DRAIN | no data | INA | PD-560 | no data | no data | AIR | 0.75" | no data
no data | 01-VINA436 | no data | no data | no data | DRAIN | no data | INA | PD-560 | no data | no data | AIR | 0.75" | no data
no data | 01-VINA438 | no data | no data | no data | DRAIN | no data | INA | PD-560 | no data | no data | AIR | 0.75" | no data
no data | 01-VINA439 | no data | no data | no data | DRAIN | no data | INA | PD-560 | no data | no data | AIR | 0.75" | no data
no data | 01-VINA440 | no data | no data | no data | DRAIN | no data | INA | PD-560 | no data | no data | AIR | 0.75" | no data
no data | 01-VINA441 | no data | no data | no data | DRAIN | no data | INA | PD-560 | no data | no data | AIR | 0.75" | no data
no data | 01-VINA442 | no data | no data | no data | DRAIN | no data | INA | PD-560 | no data | no data | AIR | 0.75" | no data
no data | 01-VINA443 | no data | no data | no data | DRAIN | no data | INA | PD-560 | no data | no data | AIR | 0.75" | no data
no data | 01-VINA445 | no data | no data | no data | DRAIN | no data | INA | PD-560 | no data | no data | AIR | 0.75" | no data
no data | 01-VINA446 | no data | no data | no data | DRAIN | no data | INA | PD-560 | no data | no data | AIR | 0.75" | no data
no data | 01-VINA447 | no data | no data | no data | DRAIN | no data | INA | PD-560 | no data | no data | AIR | 0.75" | no data
no data | 01-VINA448 | no data | no data | no data | DRAIN | no data | INA | PD-560 | no data | no data | AIR | 0.75" | no data
no data | 01-VINA450 | no data | no data | no data | DRAIN | no data | INA | PD-560 | no data | no data | AIR | 0.75" | no data
no data | 01-VINA451 | no data | no data | no data | DRAIN | no data | INA | PD-560 | no data | no data | AIR | 0.75" | no data
no data | 01-VINA452 | no data | no data | no data | DRAIN | no data | INA | PD-560 | no data | no data | AIR | 0.75" | no data
no data | 01-VINA453 | no data | no data | no data | DRAIN | no data | INA | PD-560 | no data | no data | AIR | 0.75" | no data
no data | 01-VINA454 | no data | no data | no data | DRAIN | no data | INA | PD-560 | no data | no data | AIR | 0.75" | no data
no data | 01-VINA455 | no data | no data | no data | DRAIN | no data | INA | PD-560 | no data | no data | AIR | 0.75" | no data
no data | 01-VINA456 | no data | no data | no data | DRAIN | no data | INA | PD-560 | no data | no data | AIR | 0.75" | no data
no data | 01-VINA457 | no data | no data | no data | DRAIN | no data | INA | PD-560 | no data | no data | AIR | 0.75" | no data
no data | 01-VINA458 | no data | no data | no data | DRAIN | no data | INA | PD-560 | no data | no data | AIR | 0.75" | no data
no data | 01-VINA459 | no data | no data | no data | DRAIN | no data | INA | PD-560 | no data | no data | AIR | 0.75" | no data
no data | 01-VINA460 | no data | no data | no data | END USER ISOLATION | no data | INA | PD-560 | no data | no data | AIR | 0.75" | no data
no data | 01-VINA461 | no data | no data | no data | DRAIN | no data | INA | PD-552 | no data | no data | AIR | 0.75" | no data
no data | 01-VINA462 | no data | no data | no data | END USER ISOLATION | no data | INA | PD-552 | no data | no data | AIR | 0.75" | no data
no data | 01-VINA463 | no data | no data | no data | DRAIN | no data | INA | PD-558 | no data | no data | AIR | 0.75" | no data
no data | 01-VINA464 | no data | no data | no data | STUB-UP ISOLATION | no data | INA | PD-552 | no data | no data | AIR | 2" | no data
no data | 01-VINA469 | no data | no data | no data | DRAIN | no data | INA | PD-560 | no data | no data | AIR | 0.75" | no data
no data | 01-VINA470 | no data | no data | no data | DRAIN | no data | INA | PD-552 | no data | no data | AIR | 0.75" | no data
no data | 01-VINA475 | no data | no data | no data | DRAIN | no data | INA | PD-552 | no data | no data | AIR | 0.75" | no data
no data | 01-VINA476 | no data | no data | no data | DRAIN | no data | INA | PD-552 | no data | no data | AIR | 0.75" | no data
no data | 01-VINA479 | no data | no data | no data | END USER ISOLATION | no data | INA | PD-560 | no data | no data | AIR | 0.75" | no data
no data | 01-VINA480 | no data | no data | no data | END USER ISOLATION | no data | INA | PD-560 | no data | no data | AIR | 0.75" | no data
no data | 01-VINA500 | no data | no data | no data | DRAIN | no data | INA | PD-558 | no data | no data | AIR | 0.75" | no data
no data | 01-VINA515 | no data | no data | no data | DRAIN | no data | INA | PD-558 | no data | no data | AIR | 0.75" | no data
no data | 01-VINA545 | no data | no data | no data | DRAIN | no data | INA | PD-552 | no data | no data | AIR | 0.75" | no data
no data | 01-VINA800 | no data | no data | no data | SVA-806 ISOLATION BALL VALVE | BALL-MAN | SCR | D0010101 SH2 | no data | no data | Ammonia | 1/2 | no data
no data | 01-VINA801 | no data | no data | no data | 0X-1"-INA-8006 DRAIN BALL VALVE | BALL-MAN | SCR | D0010101 SH2 | no data | no data | Ammonia | 1/2 | no data
no data | 01-VINA802 | no data | no data | no data | INJ-101 ISOLATION BALL VALVE | BALL-MAN | SCR | D0010101 SH2 | no data | no data | Ammonia | 1/2 | no data
no data | 01-VINA803 | no data | no data | no data | INJ-102 ISOLATION BALL VALVE | BALL-MAN | SCR | D0010101 SH2 | no data | no data | Ammonia | 1/2 | no data
no data | 01-VINA804 | no data | no data | no data | INJ-103 ISOLATION BALL VALVE | BALL-MAN | SCR | D0010101 SH2 | no data | no data | Ammonia | 1/2 | no data
no data | 01-VINA805 | no data | no data | no data | INJ-104 ISOLATION BALL VALVE | BALL-MAN | SCR | D0010101 SH2 | no data | no data | Ammonia | 1/2 | no data
no data | 01-VINA806 | no data | no data | no data | INJ-105 ISOLATION BALL VALVE | BALL-MAN | SCR | D0010101 SH2 | no data | no data | Ammonia | 1/2 | no data
no data | 01-VINA807 | no data | no data | no data | SOV-AQA-805 ISOLATION BALL VALVE | BALL-MAN | SCR | D0010101 SH2 | no data | no data | Ammonia | 1/2 | no data
no data | 01-VINA808 | no data | no data | no data | SOV-AQA-804 ISOLATION BALL VALVE | BALL-MAN | SCR | D0010101 SH2 | no data | no data | Ammonia | 1/2 | no data
no data | 01-VINA809 | no data | no data | no data | FCV-AQA-803 ISOLATION BALL VALVE | BALL-MAN | SCR | D0010101 SH2 | no data | no data | Ammonia | 1/2 | no data
no data | 01-VINA810 | no data | no data | no data | SOV-SCR-801A ISOLATION BALL VALVE | BALL-MAN | SCR | D0010101 SH2 | no data | no data | Ammonia | 1/2 | no data
no data | 01-VINA811 | no data | no data | no data | SOV-SCR-801B ISOLATION BALL VALVE | BALL-MAN | SCR | D0010101 SH2 | no data | no data | Ammonia | 1/2 | no data
no data | 01-VINA812 | no data | no data | no data | SOV-SCR-804A ISOLATION BALL VALVE | BALL-MAN | SCR | D0010101 SH2 | no data | no data | Ammonia | 1/2 | no data
no data | 01-VINA813 | no data | no data | no data | SOV-SCR-804B ISOLATION BALL VALVE | BALL-MAN | SCR | D0010101 SH2 | no data | no data | Ammonia | 1/2 | no data
no data | 01-VINA814 | no data | no data | no data | SOV-SCR-805A ISOLATION BALL VALVE | BALL-MAN | SCR | D0010101 SH2 | no data | no data | Ammonia | 1/2 | no data
no data | 01-VINA815 | no data | no data | no data | SOV-SCR-805B ISOLATION BALL VALVE | BALL-MAN | SCR | D0010101 SH2 | no data | no data | Ammonia | 1/2 | no data
no data | 01-VINA816 | no data | no data | no data | SOV-SCR-806A ISOLATION BALL VALVE | BALL-MAN | SCR | D0010101 SH2 | no data | no data | Ammonia | 1/2 | no data
no data | 01-VINA817 | no data | no data | no data | SOV-SCR-806B ISOLATION BALL VALVE | BALL-MAN | SCR | D0010101 SH2 | no data | no data | Ammonia | 1/2 | no data
no data | 01-VINA818 | no data | no data | no data | INJ-101-IA FLOW CONTROL VALVE | ANGLE SEAT-MAN | SCR | D0010101 SH2 | no data | no data | Ammonia | 1/2 | no data
no data | 01-VINA819 | no data | no data | no data | INJ-101-IA FLOW CONTROL VALVE | ANGLE SEAT-MAN | SCR | D0010101 SH2 | no data | no data | Ammonia | 1/2 | no data
no data | 01-VINA820 | no data | no data | no data | INJ-101-IA FLOW CONTROL VALVE | ANGLE SEAT-MAN | SCR | D0010101 SH2 | no data | no data | Ammonia | 1/2 | no data
no data | 01-VINA821 | no data | no data | no data | INJ-101-IA FLOW CONTROL VALVE | ANGLE SEAT-MAN | SCR | D0010101 SH2 | no data | no data | Ammonia | 1/2 | no data
no data | 01-VINA822 | no data | no data | no data | INJ-101-IA FLOW CONTROL VALVE | ANGLE SEAT-MAN | SCR | D0010101 SH2 | no data | no data | Ammonia | 1/2 | no data
no data | 01-VINA823 | no data | no data | no data | INJ-101 IA CHECK VALVE | CHECK-MAN | SCR | D0010101 SH2 | no data | no data | Ammonia | 1/2 | no data
no data | 01-VINA824 | no data | no data | no data | INJ-102 IA CHECK VALVE | CHECK-MAN | SCR | D0010101 SH2 | no data | no data | Ammonia | 1/2 | no data
no data | 01-VINA825 | no data | no data | no data | INJ-103 IA CHECK VALVE | CHECK-MAN | SCR | D0010101 SH2 | no data | no data | Ammonia | 1/2 | no data
no data | 01-VINA826 | no data | no data | no data | INJ-104 IA CHECK VALVE | CHECK-MAN | SCR | D0010101 SH2 | no data | no data | Ammonia | 1/2 | no data
no data | 01-VINA827 | no data | no data | no data | INJ-105 IA CHECK VALVE | CHECK-MAN | SCR | D0010101 SH2 | no data | no data | Ammonia | 1/2 | no data
no data | 01-VLPS101 | no data | no data | no data | VENT/DRAIN/INSTRUMENTATION ROOT VALVE | no data | LPS | PD-040A | no data | no data | Steam | 1" | no data
no data | 01-VLPS102 | no data | no data | no data | VENT/DRAIN/INSTRUMENTATION ROOT VALVE | no data | LPS | PD-040A | no data | no data | Steam | 0.75" | no data
no data | 01-VLPS103 | no data | no data | no data | VENT/DRAIN/INSTRUMENTATION ROOT VALVE | no data | LPS | PD-040A | no data | no data | Steam | 1" | no data
no data | 01-VLPS104 | no data | no data | no data | VENT/DRAIN/INSTRUMENTATION ROOT VALVE | no data | LPS | PD-040A | no data | no data | Steam | 1" | no data
no data | 01-VLPS106 | no data | no data | no data | VENT/DRAIN/INSTRUMENTATION ROOT VALVE | no data | LPS | PD-040A | no data | no data | Steam | 1" | no data
no data | 01-VLPS107 | no data | no data | no data | VENT/DRAIN/INSTRUMENTATION ROOT VALVE | no data | LPS | PD-040A | no data | no data | Steam | 0.75" | no data
no data | 01-VLPS108 | no data | no data | no data | VENT/DRAIN/INSTRUMENTATION ROOT VALVE | no data | LPS | PD-040A | no data | no data | Steam | 2" | no data
no data | 01-VLPS109 | no data | no data | no data | DRIP LEG DRAIN | no data | LPS | PD-040A | no data | no data | Steam | 2" | no data
no data | 01-VLPS111 | no data | no data | no data | VENT/DRAIN/INSTRUMENTATION ROOT VALVE | no data | LPS | PD-040A | no data | no data | Steam | 2" | no data
no data | 01-VLPS112 | no data | no data | no data | VENT/DRAIN/INSTRUMENTATION ROOT VALVE | no data | LPS | PD-040A | no data | no data | Steam | 0.75" | no data
no data | 01-VLPS123 | no data | no data | no data | VENT/DRAIN/INSTRUMENTATION ROOT VALVE | no data | LPS | PD-040A | no data | no data | Steam | 0.75" | no data
no data | 01-VLPS142 | no data | no data | no data | VENT/DRAIN/INSTRUMENTATION ROOT VALVE | no data | LPS | PD-040A | no data | no data | Steam | 0.75" | no data
no data | 01-VLPS147 | no data | no data | no data | VENT/DRAIN/INSTRUMENTATION ROOT VALVE | no data | LPS | PD-041A | no data | no data | Steam | 0.75" | no data
| 01-VLPS149 | Drip leg drans | ST lower | no data | VENT/DRAIN/INSTRUMENTATION ROOT VALVE | no data | LPS | PD-041A | no data | no data | Steam | 2" | no data
| 01-VLPS150 | Drip leg drans | ST lower | no data | VENT/DRAIN/INSTRUMENTATION ROOT VALVE | no data | LPS | PD-041A | no data | no data | Steam | 2" | no data
| 01-VLPS151 | Drip leg CV iso | ST lower | no data | DRIP LEG DRAIN | no data | LPS | PD-041A | no data | no data | Steam | 2" | no data
| 01-VLPS152 | Drains on LP steam Bypass line | ST lower East | no data | VENT/DRAIN/INSTRUMENTATION ROOT VALVE | no data | LPS | PD-040A | no data | no data | Steam | 0.75" | no data
no data | 01-VLPS161 | no data | no data | no data | VENT/DRAIN/INSTRUMENTATION ROOT VALVE | no data | LPS | PD-041A | no data | no data | Steam | 0.75" | no data
| 01-VLPS163 | LP steam header vent (before drip leg) | ST lower | no data | VENT/DRAIN/INSTRUMENTATION ROOT VALVE | no data | LPS | PD-041A | no data | no data | Steam | 0.75" | no data
| 01-VLPS164 | Drains on LP steam Bypass line | ST lower East | no data | VENT/DRAIN/INSTRUMENTATION ROOT VALVE | no data | LPS | PD-040A | no data | no data | Steam | 0.75" | no data
| 01-VLPS167 | 2 pressure transmitters (before stop) | ST lower | PT | VENT/DRAIN/INSTRUMENTATION ROOT VALVE | no data | LPS | PD-040A | no data | no data | Steam | 0.75" | no data
| 01-VLPS169 | LP steam Drip Leg level swithc iso | ST lower | no data | VENT/DRAIN/INSTRUMENTATION ROOT VALVE | no data | LPS | PD-041A | no data | no data | Steam | 1" | no data
| 01-VLPS170 | LP steam Drip Leg level swithc iso | ST lower | no data | VENT/DRAIN/INSTRUMENTATION ROOT VALVE | no data | LPS | PD-041A | no data | no data | Steam | 1" | no data
| 01-VLPS171 | LP steam Drip Leg level swithc iso | ST lower | no data | VENT/DRAIN/INSTRUMENTATION ROOT VALVE | no data | LPS | PD-041A | no data | no data | Steam | 1" | no data
| 01-VLPS172 | LP steam Drip Leg level swithc iso | ST lower | no data | VENT/DRAIN/INSTRUMENTATION ROOT VALVE | no data | LPS | PD-041A | no data | no data | Steam | 1" | no data
| 01-VLPS173 | LP header vent after strainer | ST lower | no data | VENT/DRAIN/INSTRUMENTATION ROOT VALVE | no data | LPS | PD-041A | no data | no data | Steam | 0.75" | no data
| 01-VLPS175 | Vents and drains on level switches | ST lower | no data | VENT/DRAIN/INSTRUMENTATION ROOT VALVE | no data | LPS | PD-041A | no data | no data | Steam | 0.75" | no data
| 01-VLPS177 | Vents and drains on level switches | ST lower | no data | VENT/DRAIN/INSTRUMENTATION ROOT VALVE | no data | LPS | PD-041A | no data | no data | Steam | 0.75" | no data
no data | 01-VPDR100 | no data | no data | no data | TRANSFORMER CONTAINMENT ISOLATION | no data | PDR | PD-970 | no data | no data | OIL/WATER | 4" | no data
no data | 01-VPDR101 | no data | no data | no data | TRANSFORMER CONTAINMENT ISOLATION | no data | PDR | PD-970 | no data | no data | OIL/WATER | 4" | no data
no data | 01-VPDR105 | no data | no data | no data | OWS INLET ISOLATION | no data | PDR | PD-960A | no data | no data | OIL/WATER | 12" | no data
no data | 01-VPDR107 | no data | no data | no data | TRENCH DRAIN CHECK/FLAPPER VALVE | no data | PDR | PD-972 | no data | no data | OIL/WATER | 12" | no data
no data | 01-VPDR108 | no data | no data | no data | TRENCH DRAIN CHECK/FLAPPER VALVE | no data | PDR | PD-972 | no data | no data | OIL/WATER | 4" | no data
no data | 01-VPDR109 | no data | no data | no data | TRENCH DRAIN CHECK/FLAPPER VALVE | no data | PDR | PD-972 | no data | no data | OIL/WATER | 12" | no data
no data | 01-VPDR800 | no data | no data | no data | Isolation Valve | Ball | STDRAINS | JJ05792-09-PI | no data | no data | Drain Water | 2" | no data
no data | 01-VPDR801 | no data | no data | no data | Drain Valve | Ball | STDRAINS | JJ05792-09-PI | no data | no data | Drain Water | 3/4" | no data
no data | 01-VPDR802 | no data | no data | no data | Check Valve | Check | STDRAINS | JJ05792-09-PI | no data | no data | Drain Water | 2" | no data
no data | 01-VPDR803 | no data | no data | no data | Isolation Valve | Ball | STDRAINS | JJ05792-09-PI | no data | no data | Drain Water | 2" | no data
no data | 01-VPDR804 | no data | no data | no data | Isolation Valve | Ball | STDRAINS | JJ05792-09-PI | no data | no data | Drain Water | 2" | no data
no data | 01-VPDR805 | no data | no data | no data | Check Valve | Check | STDRAINS | JJ05792-09-PI | no data | no data | Drain Water | 2" | no data
no data | 01-VPDR806 | no data | no data | no data | Isolation Valve | Ball | STDRAINS | JJ05792-09-PI | no data | no data | Drain Water | 2" | no data
no data | 01-VPDR807 | no data | no data | no data | Drain Valve | Ball | STDRAINS | JJ05792-09-PI | no data | no data | Drain Water | 3/4" | no data
no data | 01-VPDR808 | no data | no data | no data | Root Valve | Ball | STDRAINS | JJ05792-09-PI | no data | no data | Drain Water | 3/4" | no data
no data | 01-VPDR809 | no data | no data | no data | Throttling Valve | Needle | STDRAINS | JJ05792-09-PI | no data | no data | Air | 1/2" | no data
no data | 01-VPDR810 | no data | no data | no data | Isolation Valve | Ball | STDRAINS | JJ05792-09-PI | no data | no data | Air | 1/2" | no data
no data | 01-VPDR812 | no data | no data | no data | Throttling Valve | Needle | STDRAINS | JJ05792-09-PI | no data | no data | Air | 1/2" | no data
no data | 01-VPDR814 | no data | no data | no data | Isolation Valve | Ball | STDRAINS | JJ05792-09-PI | no data | no data | Air | 1/2" | no data
no data | 01-VSCR01A | no data | no data | no data | EXHAUST GAS SCR-BLW-01A DRAIN VALVE | BALL-MAN | SCR | D0010101 SH1 | no data | no data | flue gas | 1 1/2" | no data
no data | 01-VSCR01B | no data | no data | no data | EXHAUST GAS SCR-BLW-01B DRAIN VALVE | BALL-MAN | SCR | D0010101 SH1 | no data | no data | flue gas | 1 1/2" | no data
no data | 01-VSCR802 | no data | no data | no data | PI-SCR101 BLOCK VALVE | GATE-MAN | SCR | D0010101 SH1 | no data | no data | flue gas | 1/2" | no data
no data | 01-VSCR803 | no data | no data | no data | MANIFOLD DRAIN VALVE | BALL-MAN | SCR | D0010102 SH1 & SH2 | no data | no data | Ammonia | 1.0 | no data
no data | 01-VSCR804 | no data | no data | no data | EXHAUST GS 0X-16"-SCR8003-4"H DRAIN VALVE | BALL-MAN | SCR | D0010101 SH1 | no data | no data | flue gas | 1/2" | no data
no data | 01-VSCR804 | no data | no data | no data | MANIFOLD PI ISOLATION VALVE | GATE-MAN | SCR | D0010102 SH1 & SH2 | no data | no data | Ammonia | 1/2 | no data
no data | 01-VSCR805THRUVSCR840 | no data | no data | no data | TAKE OFF BALANCING BUTTERFLY VALVE | BUTTERFLY-MAN | SCR | D0010102 SH1 & SH2 | no data | no data | Ammonia | 3.0 | no data
no data | 01-VSMP100 | no data | no data | no data | UNIT 1 SAMPLE PANEL HP BLOWDOWN HEADER DRAIN ISOLATION VALVE | no data | SMP | PD-500A | no data | no data | Water | 0.75" | no data
no data | 01-VSMP800 | no data | no data | no data | Valve, Needle, 1/4" Compression, Ball Stem, Grafoil Packing | Needle | SAMPNL | 10-07051A | no data | no data | water | 1/4" | no data
no data | 01-VSMP801 | no data | no data | no data | Valve, Needle, 1/4" Compression, Vee Stem | Needle | SAMPNL | 10-07051A | no data | no data | water | 1/4" | no data
no data | 01-VSMP802 | no data | no data | no data | Valve, Needle, 1/4" Compression, Ball Stem, Grafoil Packing | Needle | SAMPNL | 10-07051A | no data | no data | water | 1/4" | no data
no data | 01-VSMP803 | no data | no data | no data | Valve, Needle, 1/4" Compression, Vee Stem | Needle | SAMPNL | 10-07051A | no data | no data | water | 1/4" | no data
no data | 01-VSMP804 | no data | no data | no data | Valve, Needle, 1/4" Compression, Ball Stem, Grafoil Packing | Needle | SAMPNL | 10-07051A | no data | no data | water | 1/4" | no data
no data | 01-VSMP805 | no data | no data | no data | Valve, Needle, 1/4" Compression, Vee Stem | Needle | SAMPNL | 10-07051A | no data | no data | water | 1/4" | no data
no data | 01-VSMP806 | no data | no data | no data | Valve, Globe, 1/2" NPT, ASTM-A351 Stainless Steel | Globe | SAMPNL | 10-07051A | no data | no data | water | 1/2" | no data
no data | 01-VSMP807 | no data | no data | no data | Valve, Ball, 3-Way, 1/2" FNPT, 316 Stainless Steel | Ball | SAMPNL | 10-07051A | no data | no data | water | 1/2" | no data
no data | 01-VSMP808 | no data | no data | no data | Valve, Needle, 1/4" Compression, Ball Stem, Grafoil Packing | Needle | SAMPNL | 10-07051A | no data | no data | water | 1/4" | no data
no data | 01-VSMP809 | no data | no data | no data | Valve, Needle, 3/8" Compression, Ball Stem, Grafoil Packing | Needle | SAMPNL | 10-07051A | no data | no data | water | 3/8" | no data
no data | 01-VSMP810 | no data | no data | no data | Valve, Globe, 1/2" NPT, ASTM-A351 Stainless Steel | Globe | SAMPNL | 10-07051A | no data | no data | water | 1/2" | no data
no data | 01-VSMP811 | no data | no data | no data | Valve, Ball, 3-Way, 1/2" FNPT, 316 Stainless Steel | Ball | SAMPNL | 10-07051A | no data | no data | water | 1/2" | no data
no data | 01-VSMP812 | no data | no data | no data | Valve, Needle, 1/4" Compression, Ball Stem, Grafoil Packing | Needle | SAMPNL | 10-07051A | no data | no data | water | 1/4" | no data
no data | 01-VSMP813 | no data | no data | no data | Valve, Needle, 1/4" Compression, Vee Stem, PEEK Packing | Needle | SAMPNL | 10-07051A | no data | no data | water | 1/4" | no data
no data | 01-VSMP814 | no data | no data | no data | Valve, Globe, 1/2" NPT, ASTM-A351 Stainless Steel | Globe | SAMPNL | 10-07051A | no data | no data | water | 1/2" | no data
no data | 01-VSMP815 | no data | no data | no data | Valve, Ball, 3-Way, 1/2" FNPT, 316 Stainless Steel | Ball | SAMPNL | 10-07051A | no data | no data | water | 1/2" | no data
no data | 01-VSMP816 | no data | no data | no data | Valve, Needle, 1/4" Compression, Ball Stem, Grafoil Packing | Needle | SAMPNL | 10-07051A | no data | no data | water | 1/4" | no data
no data | 01-VSMP817 | no data | no data | no data | Valve, Needle, 3/8" Compression, Ball Stem, Grafoil Packing | Needle | SAMPNL | 10-07051A | no data | no data | water | 3/8" | no data
no data | 01-VSMP818 | no data | no data | no data | Valve, Globe, 1/2" NPT, ASTM-A351 Stainless Steel | Globe | SAMPNL | 10-07051A | no data | no data | water | 1/2" | no data
no data | 01-VSMP819 | no data | no data | no data | Valve, Ball, 3-Way, 1/2" FNPT, 316 Stainless Steel | Ball | SAMPNL | 10-07051A | no data | no data | water | 1/2" | no data
no data | 01-VSMP820 | no data | no data | no data | Valve, Needle, 1/4" Compression, Ball Stem, Grafoil Packing | Needle | SAMPNL | 10-07051A | no data | no data | water | 1/4" | no data
no data | 01-VSMP821 | no data | no data | no data | Valve, Needle, 3/8" Compression, Ball Stem, Grafoil Packing | Needle | SAMPNL | 10-07051A | no data | no data | water | 3/8" | no data
no data | 01-VSMP822 | no data | no data | no data | Valve, Globe, 1/2" NPT, ASTM-A351 Stainless Steel | Globe | SAMPNL | 10-07051A | no data | no data | water | 1/2" | no data
no data | 01-VSMP823 | no data | no data | no data | Valve, Ball, 3-Way, 1/2" FNPT, 316 Stainless Steel | Ball | SAMPNL | 10-07051A | no data | no data | water | 1/2" | no data
no data | 01-VSMP824 | no data | no data | no data | Valve, Needle, 1/4" Compression, Ball Stem, Grafoil Packing | Needle | SAMPNL | 10-07051A | no data | no data | water | 1/4" | no data
no data | 01-VSMP825 | no data | no data | no data | Valve, Needle, 3/8" Compression, Ball Stem, Grafoil Packing | Needle | SAMPNL | 10-07051A | no data | no data | water | 3/8" | no data
no data | 01-VSMP826 | no data | no data | no data | Valve, Globe, 1/2" NPT, ASTM-A351 Stainless Steel | Globe | SAMPNL | 10-07051A | no data | no data | water | 1/2" | no data
no data | 01-VSMP827 | no data | no data | no data | Valve, Ball, 3-Way, 1/2" FNPT, 316 Stainless Steel | Ball | SAMPNL | 10-07051A | no data | no data | water | 1/2" | no data
no data | 01-VSMP828 | no data | no data | no data | Valve, Needle, 1/4" Compression, Ball Stem, Grafoil Packing | Needle | SAMPNL | 10-07051A | no data | no data | water | 1/4" | no data
no data | 01-VSMP829 | no data | no data | no data | Valve, Needle, 1/4" Compression, Ball Stem, Grafoil Packing | Needle | SAMPNL | 10-07051A | no data | no data | water | 1/4" | no data
no data | 01-VSMP830 | no data | no data | no data | Valve, Globe, 1/2" NPT, ASTM-A351 Stainless Steel | Globe | SAMPNL | 10-07051A | no data | no data | water | 1/2" | no data
no data | 01-VSMP831 | no data | no data | no data | Valve, Ball, 3-Way, 1/2" FNPT, 316 Stainless Steel | Ball | SAMPNL | 10-07051A | no data | no data | water | 1/2" | no data
no data | 01-VSMP832 | no data | no data | no data | Valve, Needle, 1/4" Compression, Ball Stem, Grafoil Packing | Needle | SAMPNL | 10-07051A | no data | no data | water | 1/4" | no data
no data | 01-VSMP833 | no data | no data | no data | Valve, Needle, 3/8" Compression, Ball Stem, Grafoil Packing | Needle | SAMPNL | 10-07051A | no data | no data | water | 3/8" | no data
no data | 01-VSMP834 | no data | no data | no data | Valve, Globe, 1/2" NPT, ASTM-A351 Stainless Steel | Globe | SAMPNL | 10-07051A | no data | no data | water | 1/2" | no data
no data | 01-VSMP835 | no data | no data | no data | Valve, Ball, 3-Way, 1/2" FNPT, 316 Stainless Steel | Ball | SAMPNL | 10-07051A | no data | no data | water | 1/2" | no data
no data | 01-VSMP836 | no data | no data | no data | Valve, Needle, 1/4" Compression, Ball Stem, Grafoil Packing | Needle | SAMPNL | 10-07051A | no data | no data | water | 1/4" | no data
no data | 01-VSMP837 | no data | no data | no data | Valve, Needle, 3/8" Compression, Ball Stem, Grafoil Packing | Needle | SAMPNL | 10-07051A | no data | no data | water | 3/8" | no data
no data | 01-VSMP838 | no data | no data | no data | Valve, Globe, 1/2" NPT, ASTM-A351 Stainless Steel | Globe | SAMPNL | 10-07051A | no data | no data | water | 1/2" | no data
no data | 01-VSMP839 | no data | no data | no data | Valve, Ball, 3-Way, 1/2" FNPT, 316 Stainless Steel | Ball | SAMPNL | 10-07051A | no data | no data | water | 1/2" | no data
no data | 01-VSMP840 | no data | no data | no data | Valve, Globe, 1/2" NPT, ASTM-A351 Stainless Steel | Globe | SAMPNL | 10-07051A | no data | no data | water | 1/2" | no data
no data | 01-VSTP100 | no data | no data | no data | HP CONTROL VALVE HP STEM LEAK CHECK VALVE | no data | STP | PD-303A | no data | no data | Steam/Water | 1.5" | no data
no data | 01-VSTP101 | no data | no data | no data | HP STOP VALVE HP STEM LEAK CHECK VALVE | no data | STP | PD-303A | no data | no data | Steam/Water | 1.5" | no data
no data | 01-VSTP102 | no data | no data | no data | HP STEM LEAK TO CRH CHECK VALVE | no data | STP | PD-303A | no data | no data | Steam/Water | 2" | no data
no data | 01-VSTP103 | no data | no data | no data | HP STEM LEAK TO HP DRN TANK CHECK VALVE | no data | STP | PD-303A | no data | no data | Steam/Water | 2" | no data
no data | 01-VSTP104 | no data | no data | no data | HP STEAM INLET PIPE DRAIN MANUAL ISOLATION | no data | STP | PD-303A | no data | no data | Steam/Water | 1.5" | no data
no data | 01-VSTP105 | no data | no data | no data | CMV SEAT DRAIN MANUAL ISOLATION | no data | STP | PD-303A | no data | no data | Steam/Water | 1.5" | no data
no data | 01-VSTP106 | no data | no data | no data | IP STEAM INLET PIPE DRAIN MANUAL ISOLATION | no data | STP | PD-303A | no data | no data | Steam/Water | 1" | no data
no data | 01-VSTP107 | no data | no data | no data | CRV SEAT DRAIN MANUAL ISOLATION | no data | STP | PD-303A | no data | no data | Steam/Water | 1" | no data
no data | 01-VSTP108 | no data | no data | no data | LP STEAM STRAINER DRAIN MANUAL ISOLATION | no data | STP | PD-303A | no data | no data | Steam/Water | 1" | no data
no data | 01-VSTP109 | no data | no data | no data | LP STEAM INLET PIPE DRAIN MANUAL ISOLATION | no data | STP | PD-303A | no data | no data | Steam/Water | 1" | no data
no data | 01-VSTP110 | no data | no data | no data | INSTRUMENT | no data | STP | PD-304A | no data | no data | Steam | 0.75" | no data
no data | 01-VSTP111 | no data | no data | no data | INSTRUMENT | no data | STP | PD-304A | no data | no data | Steam | 2" | no data
no data | 01-VSTP112 | no data | no data | no data | INSTRUMENT | no data | STP | PD-304A | no data | no data | Steam | 2" | no data
no data | 01-VSTP113 | no data | no data | no data | HP ST DRAINS TANK DRAIN ISOLATION | no data | STP | PD-304A | no data | no data | Water | 6" | no data
no data | 01-VSTP114 | no data | no data | no data | DRAIN | no data | STP | PD-304A | no data | no data | Water | 0.75" | no data
no data | 01-VSTP115 | no data | no data | no data | HP ST DRAINS TANK DRAIN ISOLATION | no data | STP | PD-304A | no data | no data | Water | 6" | no data
no data | 01-VSTP116 | no data | no data | no data | DRAIN | no data | STP | PD-304A | no data | no data | Steam | 2" | no data
no data | 01-VSTP117 | no data | no data | no data | GLAND STEAM CONDENSER DRAIN ISOLATION | no data | STP | PD-306A | no data | no data | Water | 0.75" | no data
no data | 01-VSTP118 | no data | no data | no data | DRAIN | no data | STP | PD-306A | no data | no data | Water | 0.75" | no data
no data | 01-VSTP119 | no data | no data | no data | GSC EMERGENCY LOOP SEAL DRAIN ISOLATION | no data | STP | PD-302A | no data | no data | Steam | 2" | no data
no data | 01-VSTP120 | no data | no data | no data | GLAND STEAM CONDENSER STEAM TRAP DRAIN ISOLATION | no data | STP | PD-302A | no data | no data | Steam | 2" | no data
no data | 01-VSTP121 | no data | no data | no data | GLAND STEAM CONDENSER STEAM TRAP DRAIN ISOLATION | no data | STP | PD-302A | no data | no data | Steam | 2" | no data
no data | 01-VSTP122 | no data | no data | no data | GLAND STEAM CONDENSER STEAM TRAP STRAINER DRAIN ISOLATION | no data | STP | PD-302A | no data | no data | Steam | 1" | no data
no data | 01-VSTP123 | no data | no data | no data | GLAND STEAM CONDENSER STEAM TRAP BYPASS THROTTLIING | no data | STP | PD-302A | no data | no data | Steam | 2" | no data
no data | 01-VSTP124 | no data | no data | no data | DRAIN | no data | STP | PD-306A | no data | no data | Water | 0.75" | no data
no data | 01-VSTP125 | no data | no data | no data | GSC FAN EXHAUST CHECK VALVE | no data | STP | PD-302A | no data | no data | AIR | 6" | no data
no data | 01-VSTP126 | no data | no data | no data | VENT | no data | STP | PD-306A | no data | no data | Water | 0.75" | no data
no data | 01-VSTP127 | no data | no data | no data | GLAND STEAM SPILLOVER CONTROL VALVE ISOLATION | no data | STP | PD-300A | no data | no data | Steam | 8" | no data
no data | 01-VSTP128 | no data | no data | no data | GSC FAN EXHAUST CHECK VALVE | no data | STP | PD-302A | no data | no data | AIR | 6" | no data
no data | 01-VSTP129 | no data | no data | no data | GLAND STEAM SPILLOVER CONTROL VALVE ISOLATION | no data | STP | PD-300A | no data | no data | Steam | 12" | no data
no data | 01-VSTP130 | no data | no data | no data | DRAIN | no data | STP | PD-304A | no data | no data | Water | 0.75" | no data
no data | 01-VSTP131 | no data | no data | no data | INSTRUMENT | no data | STP | PD-300A | no data | no data | Steam | 1" | no data
no data | 01-VSTP132 | no data | no data | no data | GLAND STEAM SPILLOVER CONTROL VALVE BYPASS | no data | STP | PD-300A | no data | no data | Steam | 6" | no data
no data | 01-VSTP133 | no data | no data | no data | INSTRUMENT | no data | STP | PD-300A | no data | no data | Steam | 1" | no data
no data | 01-VSTP134 | no data | no data | no data | INSTRUMENT | no data | STP | PD-304A | no data | no data | Steam | 2" | no data
no data | 01-VSTP135 | no data | no data | no data | INSTRUMENT | no data | STP | PD-304A | no data | no data | Steam | 2" | no data
no data | 01-VSTP136 | no data | no data | no data | INSTRUMENT | no data | STP | PD-304A | no data | no data | Steam | 0.75" | no data
no data | 01-VSTP137 | no data | no data | no data | GLAND STEAM CONDENSER STEAM TRAP EQUALIZING ISOLATION | no data | STP | PD-302A | no data | no data | Steam | 1" | no data
no data | 01-VSTP138 | no data | no data | no data | DRAIN ISOLATION | no data | STP | PD-300A | no data | no data | Steam | 1" | no data
no data | 01-VSTP139 | no data | no data | no data | DRAIN ISOLATION | no data | STP | PD-302A | no data | no data | Steam | 1" | no data
no data | 01-VSTP140 | no data | no data | no data | DRAIN ISOLATION | no data | STP | PD-302A | no data | no data | Steam/Water | 1" | no data
no data | 01-VSTP141 | no data | no data | no data | INSTRUMENT | no data | STP | PD-305A | no data | no data | Steam | 0.75" | no data
no data | 01-VSTP142 | no data | no data | no data | INSTRUMENT | no data | STP | PD-305A | no data | no data | Steam | 0.75" | no data
no data | 01-VSTP143 | no data | no data | no data | INSTRUMENT | no data | STP | PD-305A | no data | no data | Steam | 2" | no data
no data | 01-VSTP144 | no data | no data | no data | INSTRUMENT | no data | STP | PD-305A | no data | no data | Steam | 2" | no data
no data | 01-VSTP145 | no data | no data | no data | DRAIN ISOLATION | no data | STP | PD-302A | no data | no data | Steam | 1" | no data
no data | 01-VSTP146 | no data | no data | no data | DRAIN ISOLATION | no data | STP | PD-302A | no data | no data | Steam | 1" | no data
no data | 01-VSTP147 | no data | no data | no data | DRAIN ISOLATION | no data | STP | PD-302A | no data | no data | Steam | 1" | no data
no data | 01-VSTP148 | no data | no data | no data | INSTRUMENT | no data | STP | PD-305A | no data | no data | Steam | 2" | no data
no data | 01-VSTP149 | no data | no data | no data | INSTRUMENT | no data | STP | PD-305A | no data | no data | Steam | 2" | no data
no data | 01-VSTP150 | no data | no data | no data | INSTRUMENT | no data | STP | PD-305A | no data | no data | Steam | 2" | no data
no data | 01-VSTP151 | no data | no data | no data | INSTRUMENT | no data | STP | PD-305A | no data | no data | Steam | 2" | no data
no data | 01-VSTP152 | no data | no data | no data | DRAIN | no data | STP | PD-305A | no data | no data | Steam | 2" | no data
no data | 01-VSTP153 | no data | no data | no data | DRAIN ISOLATION | no data | STP | PD-302A | no data | no data | Steam | 1" | no data
no data | 01-VSTP154 | no data | no data | no data | LP STEAM DRAINS PUMP A SUCTION ISOLATION | no data | STP | PD-302A | no data | no data | Steam | 1" | no data
no data | 01-VSTP155 | no data | no data | no data | INSTRUMENT | no data | STP | PD-306A | no data | no data | Water | 0.75" | no data
no data | 01-VSTP156 | no data | no data | no data | INSTRUMENT | no data | STP | PD-306A | no data | no data | Water | 0.75" | no data
no data | 01-VSTP157 | no data | no data | no data | VENT | no data | STP | PD-306A | no data | no data | Water | 0.75" | no data
no data | 01-VSTP158 | no data | no data | no data | DRAIN | no data | STP | PD-306A | no data | no data | Water | 0.75" | no data
no data | 01-VSTP159 | no data | no data | no data | GLAND STEAM MIST SEPARATOR DRAIN ISOLATION | no data | STP | PD-300A | no data | no data | Steam | 1" | no data
no data | 01-VSTP160 | no data | no data | no data | INSTRUMENT | no data | STP | PD-306A | no data | no data | Water | 0.75" | no data
no data | 01-VSTP161 | no data | no data | no data | LP STEAM DRAINS PUMP A VENT ISOLATION | no data | STP | PD-306A | no data | no data | Water | 0.75" | no data
no data | 01-VSTP162 | no data | no data | no data | INSTRUMENT | no data | STP | PD-306A | no data | no data | Water | 0.75" | no data
no data | 01-VSTP163 | no data | no data | no data | LP STEAM DRAINS PUMP A DISCHARGE CHECK VALVE | no data | STP | PD-306A | no data | no data | Water | 6" | no data
no data | 01-VSTP164 | no data | no data | no data | DRAIN | no data | STP | PD-306A | no data | no data | Water | 0.75" | no data
no data | 01-VSTP165 | no data | no data | no data | LP STEAM DRAINS PUMP A DISCHARGE ISOLATION | no data | STP | PD-306A | no data | no data | Water | 6" | no data
no data | 01-VSTP166 | no data | no data | no data | VENT | no data | STP | PD-306A | no data | no data | Water | 0.75" | no data
no data | 01-VSTP167 | no data | no data | no data | GLAND STEAM MIST SEPARATOR DRAIN ORIFICE BYPASS | no data | STP | PD-300A | no data | no data | Steam | 1" | no data
no data | 01-VSTP168 | no data | no data | no data | INSTRUMENT | no data | STP | PD-306A | no data | no data | Water | 0.75" | no data
no data | 01-VSTP169 | no data | no data | no data | INSTRUMENT | no data | STP | PD-306A | no data | no data | Water | 0.75" | no data
no data | 01-VSTP170 | no data | no data | no data | VENT | no data | STP | PD-306A | no data | no data | Water | 0.75" | no data
no data | 01-VSTP171 | no data | no data | no data | DRAIN | no data | STP | PD-306A | no data | no data | Water | 0.75" | no data
no data | 01-VSTP172 | no data | no data | no data | PRIMING CONNECTION ISOLATION | no data | STP | PD-302A | no data | no data | Steam/Water | 0.75" | no data
no data | 01-VSTP173 | no data | no data | no data | INSTRUMENT | no data | STP | PD-306A | no data | no data | Water | 0.75" | no data
no data | 01-VSTP174 | no data | no data | no data | LP STEAM DRAINS PUMP B VENT ISOLATION | no data | STP | PD-306A | no data | no data | Water | 0.75" | no data
no data | 01-VSTP175 | no data | no data | no data | INSTRUMENT | no data | STP | PD-306A | no data | no data | Water | 0.75" | no data
no data | 01-VSTP176 | no data | no data | no data | LP STEAM DRAINS PUMP B DISCHARGE CHECK VALVE | no data | STP | PD-306A | no data | no data | Water | 6" | no data
no data | 01-VSTP177 | no data | no data | no data | DRAIN | no data | STP | PD-306A | no data | no data | Water | 0.75" | no data
no data | 01-VSTP178 | no data | no data | no data | LP STEAM DRAINS PUMP B DISCHARGE ISOLATION | no data | STP | PD-306A | no data | no data | Water | 6" | no data
no data | 01-VSTP179 | no data | no data | no data | GSC FAN EXHAUST ISOLATION | no data | STP | PD-302A | no data | no data | AIR | 6" | no data
no data | 01-VSTP180 | no data | no data | no data | GSC FAN EXHAUST ISOLATION | no data | STP | PD-302A | no data | no data | AIR | 6" | no data
no data | 01-VSTP181 | no data | no data | no data | GLAND STEAM MIST SEPARATOR DRAIN THROTTLE | no data | STP | PD-300A | no data | no data | Steam | 1" | no data
no data | 01-VSTP182 | no data | no data | no data | GLAND STEAM MIST SEPARATOR DRAIN ISOLATION | no data | STP | PD-300A | no data | no data | Steam | 1" | no data
no data | 01-VSTP183 | no data | no data | no data | GLAND STEAM HEADER DRAIN ISOLATION | no data | STP | PD-300A | no data | no data | Steam | 1" | no data
no data | 01-VSTP184 | no data | no data | no data | GLAND STEAM HEADER DRAIN THROTTLE | no data | STP | PD-300A | no data | no data | Steam | 1" | no data
no data | 01-VSTP185 | no data | no data | no data | GLAND STEAM HEADER DRAIN ISOLATION | no data | STP | PD-300A | no data | no data | Steam | 1" | no data
no data | 01-VSTP195 | no data | no data | no data | INSTRUMENT | no data | STP | PD-304A | no data | no data | Steam | 2" | no data
no data | 01-VSTP196 | no data | no data | no data | INSTRUMENT | no data | STP | PD-304A | no data | no data | Steam | 2" | no data
no data | 01-VSTP370 | no data | no data | no data | HP ST DRAINS TANK DRAIN ISOLATION | no data | STP | PD-304A | no data | no data | Water | 6" | no data
no data | 01-VSTP371 | no data | no data | no data | HP ST DRAINS TANK DRAIN ISOLATION | no data | STP | PD-304A | no data | no data | Water | 6" | no data
no data | 01-VSTP386 | no data | no data | no data | CONDENSATE RECEIVER TANK ISOLATION | no data | STP | PD-306A | no data | no data | Water | 6" | no data
no data | 01-VSWS100 | no data | no data | no data | BEARING FLUSH ISOLATION | no data | SWS | PD-090A | no data | no data | Water | 1" | no data
no data | 01-VSWS101 | no data | no data | no data | INSTRUMENTATION | no data | SWS | PD-090A | no data | no data | Water | 0.5" | no data
no data | 01-VSWS102 | no data | no data | no data | INSTRUMENTATION | no data | SWS | PD-090A | no data | no data | Water | 0.5" | no data
no data | 01-VSWS103 | no data | no data | no data | VACUUM PUMP MAKEUP ISOLATION | no data | SWS | PD-395 | no data | no data | Water | 1" | no data
no data | 01-VSWS104 | no data | no data | no data | VACUUM PUMP MAKEUP ISOLATION | no data | SWS | PD-395 | no data | no data | Water | 1" | no data
no data | 01-VSWS105 | no data | no data | no data | VACUUM PUMP MAKEUP ISOLATION | no data | SWS | PD-395 | no data | no data | Water | 1" | no data
no data | 01-VSWS106 | no data | no data | no data | FIN TUBE CLEANING SKID ISOLATION | no data | SWS | PD-395 | no data | no data | Water | 2" | no data
no data | 01-VSWS108 | no data | no data | no data | DRAIN | no data | SWS | PD-090A | no data | no data | Water | 0.75" | no data
no data | 01-VSWS109 | no data | no data | no data | UNIT 1 HRSG BLOWDOWN SUMP QUENCH ISOLATION | no data | SWS | PD-090A | no data | no data | Water | 3" | no data
no data | 01-VSWS110 | no data | no data | no data | DRAIN | no data | SWS | PD-090A | no data | no data | Water | 0.75" | no data
no data | 01-VSWS111 | no data | no data | no data | UNIT 1 HRSG BLOWDOWN TANK/SUMP QUENCH ISOLATION | no data | SWS | PD-090A | no data | no data | Water | 6" | no data
no data | 01-VSWS115 | no data | no data | no data | VACUUM PUMP MAKEUP ISOLATION | no data | SWS | PD-395 | no data | no data | Water | 1" | no data
no data | 01-VSWS118 | no data | no data | no data | VACUUM PUMP MAKEUP ISOLATION | no data | SWS | PD-395 | no data | no data | Water | 1" | no data
no data | 01-VWDR100 | no data | no data | no data | OIL IN WATER ANALYZER ISOLATION VALVE | no data | WDR | PD-960A | no data | no data | Water | 0.75" | no data
no data | 01VWDR101F01VWDR102F | no data | no data | no data | Pump gate valve for 01‐WDR‐SEP‐01 | gate | SPVALVES | no data | no data | no data | water | 3" | no data
no data | 01VWDR103F01VWDR104F | no data | no data | no data | Pump check valves for 01‐WDR‐SEP‐01 | check | SPVALVES | no data | no data | no data | water | 3" | no data
no data | 01-VWDR137 | no data | no data | no data | VENT | no data | WDR | PD-960A | no data | no data | Water | 0.75" | no data
no data | 01YCVHHS901 | no data | no data | no data | HP INTERMITTENT BLOWDOWN CONTROL VALVE | POVCTRL | no data | 2080_00007‐1 | no data | no data | Water | 2" | no data
no data | 01YCVHHS902 | no data | no data | no data | HP SH #1 DRAIN POT | POVPOS | no data | 2080_00007‐1 | no data | no data | Water | 2" | no data
no data | 01YCVHHS903 | no data | no data | no data | HP ATTEMPERATOR LOOP DRAIN POT | POVPOS | no data | 2080_00007‐1 | no data | no data | Water | 2" | no data
no data | 01YCVHIS901 | no data | no data | no data | IP INTERMITTENT BLOWDOWN CONTROL VALVE | POVCTRL | no data | 2080_00007‐1 | no data | no data | Water | 2" | no data
no data | 01YCVHIS905 | no data | no data | no data | IP STEAM OUTLET DRAIN POT | POVPOS | no data | 2080_00007‐1 | no data | no data | Steam | 2" | no data
no data | 01YCVHIS906 | no data | no data | no data | IP STEAM OUTLET DRAIN POT | POVPOS | no data | 2080_00007‐1 | no data | no data | Steam | 2" | no data
no data | 01YCVHLS901 | no data | no data | no data | LP INTERMITTENT BLOWDOWN CONTROL VALVE | POVCTRL | no data | 2080_00007‐1 | no data | no data | Water | 3" | no data
no data | 01YCVHLS909 | no data | no data | no data | LP SUPERHEATER OUTLET DRAIN POT DRAIN | POVPOS | no data | 2080_00007‐1 | no data | no data | Water | 2" | no data
no data | 01YCVHLS910 | no data | no data | no data | LP SUPERHEATER OUTLET DRAIN | POVPOS | no data | 2080_00007‐1 | no data | no data | Water | 2" | no data
no data | 01YCVHRS905 | no data | no data | no data | REHEAT ATTEMPERATOR LOOP DRAIN POT | POVPOS | no data | 2080_00007‐1 | no data | no data | Water | 2 1/2" | no data
no data | 01YTSHHS901 | no data | no data | no data | HP ATTEMPERATOR SPRAY WATER STRAINER | NA | no data | 2080_00005‐3 | no data | no data | Water | 2 1/2" | no data
no data | 01YTSHHS995 | no data | no data | no data | HP SPARGING STEAM STRAINER | NA | no data | 2080_00005‐2 | no data | no data | Steam | 4" | no data
no data | 01YTSHIS995 | no data | no data | no data | IP SPARGING STEAM STRAINER | NA | no data | 2080_00004‐2 | no data | no data | Steam | 3" | no data
no data | 01YTSHLS995 | no data | no data | no data | LP SPARGING STEAM STRAINER | NA | no data | 2080_00003‐1 | no data | no data | Steam | 3" | no data
no data | 01YTSHRS901 | no data | no data | no data | RHT ATTEMPERATOR SPRAY WATER STRAINER | NA | no data | 2080_00004‐4 | no data | no data | Water | 2 1/2" | no data
no data | 01-YV-AQA-804 | no data | no data | no data | AMMONIA LINE BLOCK VALVE | BALL-PAV | SCR | D0010101 SH2 | no data | no data | Ammonia | 1/2 | no data
no data | 01-YV-AQA-805 | no data | no data | no data | AMMONIA LINE BLOCK VALVE | BALL-PAV | SCR | D0010101 SH2 | no data | no data | Ammonia | 1/2 | no data
no data | 01-YV-ARM-880COP | no data | no data | no data | DA MOTIVE STEAM ISOLATION | CYLINDER | HLTCACC | 11737.0 | no data | no data | STEAM | 1" | no data
no data | 01-YV-BFW309 | no data | no data | no data | TCA COOLER INLET EMERGENCY SHUTOFF | no data | BFW | PD-063A | no data | no data | Water | 6" | no data
no data | 01-YV-BFW319 | no data | no data | no data | CTA COOLER BFW SUPPLY STARTUP VALVE | no data | BFW | PD-063A | no data | no data | Water | 1" | no data
no data | 01-YV-BFW409 | no data | no data | no data | FGH UPSTREAM BFW EMERGENCY SHUTOFF | no data | BFW | PD-064A | no data | no data | Water | 4" | no data
no data | 01-YV-BFW419 | no data | no data | no data | FG HX BFW SUPPLY STARTUP VALVE | no data | BFW | PD-064A | no data | no data | Water | 1" | no data
no data | 01-YV-BFW445 | no data | no data | no data | FGH BFW OUTLET EMERGENCY SHUTOFF | no data | BFW | PD-064A | no data | no data | Water | 4" | no data
no data | 01-YV-BFW705 | no data | no data | no data | HPS TA SPRAY SUPPLY AUTOMATIC BLOCK | no data | BFW | PD-020A | no data | no data | Water | 3" | no data
no data | 01-YV-BFW715 | no data | no data | no data | HPS BYPASS SPRAY SUPPLY AUTOMATIC BLOCK | no data | BFW | PD-020A | no data | no data | Water | 3" | no data
no data | 01-YV-BFW735 | no data | no data | no data | HRH SPRAY SUPPLY AUTOMATIC BLOCK | no data | BFW | PD-034A | no data | no data | Water | 3" | no data
no data | 01-YV-BFW745 | no data | no data | no data | CRH LETDOWN PCV SPRAY AUTOMATIC BLOCK | no data | BFW | PD-124A | no data | no data | Water | 1" | no data
no data | 01-YV-BFW757 | no data | no data | no data | CRH LETDOWN ATTEMPERATOR SPRAY AUTOMATIC BLOCK | no data | BFW | PD-124A | no data | no data | Water | 1" | no data
no data | 01-YV-CND441 | no data | no data | no data | CND SYSTEM EMERGENCY DUMP VALVE | no data | CND | PD-053A | no data | no data | Water | 3" | no data
no data | 01-YV-CND509 | no data | no data | no data | ECA COOLER LOOP SUPPLY AUTOMATIC ISOLATION | no data | CND | PD-054A | no data | no data | Water | 6" | no data
no data | 01-YV-CND571 | no data | no data | no data | ECA COOLER LOOP RETURN AUTOMATIC ISOLATION | no data | CND | PD-054A | no data | no data | Water | 6" | no data
no data | 01-YV-CND702 | no data | no data | no data | HRH BYPASS SPRAY SUPPLY AUTOMATIC BLOCK | no data | CND | PD-034A | no data | no data | Water | 4" | no data
no data | 01-YV-CND705 | no data | no data | no data | CRH VENTILATOR SPRAY AUTOMATIC BLOCK | no data | CND | PD-030A | no data | no data | Water | 3" | no data
no data | 01-YV-CND721 | no data | no data | no data | GLAND STEAM DSH SPRAY SUPPLY AUTOMATIC BLOCK | no data | CND | PD-300A | no data | no data | Water | 1" | no data
no data | 01-YV-CND725 | no data | no data | no data | LP BYPASS VALVE SPRAY SUPPLY AUTOMATIC BLOCK | no data | CND | PD-040A | no data | no data | Water | 1" | no data
no data | 01-YV-CND-871COP | no data | no data | no data | NCG VALVE, ROW 1 | CYLINDER | HLTCACC | 11737.0 | no data | no data | NCG | 8" | no data
no data | 01-YV-CND-872COP | no data | no data | no data | NCG VALVE, ROW 2 | CYLINDER | HLTCACC | 11737.0 | no data | no data | NCG | 8" | no data
no data | 01-YV-DWS719 | no data | no data | no data | CONDENSER EMERGENCY MAKEUP ON/OFF | no data | DWS | PD-050A | no data | no data | Water | 6" | no data
no data | 01-YV-SCR-801A | no data | no data | no data | EXHAUST GAS SCR-HTR-01A INLET | DAMPER-PAV | SCR | D0010101 SH1 | no data | no data | flue gas | 16.0 | no data
no data | 01-YV-SCR-801B | no data | no data | no data | EXHAUST GAS SCR-HTR-01B INLET | DAMPER-PAV | SCR | D0010101 SH1 | no data | no data | flue gas | 16.0 | no data
no data | 01-YV-SCR-803A | no data | no data | no data | EXHAUST GAS SCR-HTR-01A OUTLET | DAMPER-PAV | SCR | D0010101 SH1 | no data | no data | flue gas | 16.0 | no data
no data | 01-YV-SCR-803B | no data | no data | no data | EXHAUST GAS SCR-HTR-01B OUTLET | DAMPER-PAV | SCR | D0010101 SH1 | no data | no data | flue gas | 16.0 | no data
no data | 01-YV-SCR-805A | no data | no data | no data | EXHAUST GAS SCR-BLW-01A INLET | DAMPER-PAV | SCR | D0010101 SH1 | no data | no data | flue gas | 16.0 | no data
no data | 01-YV-SCR-805B | no data | no data | no data | EXHAUST GAS SCR-BLW-01B INLET | DAMPER-PAV | SCR | D0010101 SH1 | no data | no data | flue gas | 16.0 | no data
no data | 01-YV-SCR-806A | no data | no data | no data | EXHAUST GAS SCR-BLW-01A OUTLET | BUTTERFLY-PAV | SCR | D0010101 SH1 | no data | no data | flue gas | 16.0 | no data
no data | 01-YV-SCR-806B | no data | no data | no data | EXHAUST GAS SCR-BLW-01B OUTLET | BUTTERFLY-PAV | SCR | D0010101 SH1 | no data | no data | flue gas | 16.0 | no data
no data | 01-YV-STP131 | no data | no data | no data | HP ST DRAINS TANK DRAIN ON/OFF | no data | STP | PD-304A | no data | no data | Water | 6" | no data
no data | 01-YV-STP132 | no data | no data | no data | HP ST DRAINS TANK DRAIN ON/OFF | no data | STP | PD-304A | no data | no data | Water | 6" | no data
no data | 01-YV-SVA-803 | no data | no data | no data | PLANT AIR LINE BLOCK VALVE | BALL-PAV | SCR | D0010101 SH2 | no data | no data | Ammonia | 1" | no data
no data | 01-YV-WDR110 | no data | no data | no data | UNIT 1 OWS AUTOMATIC ISOLATION VALVE | no data | WDR | PD-960A | no data | no data | Water | 6" | no data
no data | 02-ARM-FSV-883 | no data | no data | no data | INLET CHECK VALVE | MANUAL | HLTCACC | 11737.0 | no data | no data | Air | 8" | no data
no data | 02-ARM-FSV-890 | no data | no data | no data | INLET CHECK VALVE | MANUAL | HLTCACC | 11737.0 | no data | no data | Air | 8" | no data
no data | 02-ARM-FSV-898 | no data | no data | no data | INLET CHECK VALVE | MANUAL | HLTCACC | 11737.0 | no data | no data | Air | 8" | no data
no data | 02-ARM-FSV-906 | no data | no data | no data | INLET CHECK VALVE | MANUAL | HLTCACC | 11737.0 | no data | no data | Air | 8" | no data
no data | 02-ARM-FSV-914 | no data | no data | no data | INLET CHECK VALVE | MANUAL | HLTCACC | 11737.0 | no data | no data | Air | 8" | no data
no data | 02-ARM-IV-883A | no data | no data | no data | PRESSURE TRANSMITTER ISOLATION VALVE | MANUAL | HLTCACC | 11737.0 | no data | no data | Air | 0.5" | no data
no data | 02-ARM-IV-883B | no data | no data | no data | PRESSURE GAUGE ISOLATION VALVE | MANUAL | HLTCACC | 11737.0 | no data | no data | Air | 0.5" | no data
no data | 02-ARM-IV-885 | no data | no data | no data | PRESSURE GAUGE ISOLATION VALVE | MANUAL | HLTCACC | 11737.0 | no data | no data | Water | 0.5" | no data
no data | 02-ARM-IV-886A | no data | no data | no data | PRESSURE GAUGE ISOLATION VALVE | MANUAL | HLTCACC | 11737.0 | no data | no data | Water | 0.5" | no data
no data | 02-ARM-IV-886B | no data | no data | no data | PRESSURE GAUGE ISOLATION VALVE | MANUAL | HLTCACC | 11737.0 | no data | no data | Water | 0.5" | no data
no data | 02-ARM-IV-888A | no data | no data | no data | LEVEL GAUGE ISOLATION VALVE | MANUAL | HLTCACC | 11737.0 | no data | no data | Water | 0.75" | no data
no data | 02-ARM-IV-888B | no data | no data | no data | LEVEL GAUGE ISOLATION VALVE | MANUAL | HLTCACC | 11737.0 | no data | no data | Water | 0.75" | no data
no data | 02-ARM-IV-890A | no data | no data | no data | PRESSURE TRANSMITTER ISOLATION VALVE | MANUAL | HLTCACC | 11737.0 | no data | no data | Air | 0.5" | no data
no data | 02-ARM-IV-890B | no data | no data | no data | PRESSURE GAUGE ISOLATION VALVE | MANUAL | HLTCACC | 11737.0 | no data | no data | Air | 0.5" | no data
no data | 02-ARM-IV-892 | no data | no data | no data | PRESSURE GAUGE ISOLATION VALVE | MANUAL | HLTCACC | 11737.0 | no data | no data | Water | 0.5" | no data
no data | 02-ARM-IV-893A | no data | no data | no data | PRESSURE GAUGE ISOLATION VALVE | MANUAL | HLTCACC | 11737.0 | no data | no data | Water | 0.5" | no data
no data | 02-ARM-IV-893B | no data | no data | no data | PRESSURE GAUGE ISOLATION VALVE | MANUAL | HLTCACC | 11737.0 | no data | no data | Water | 0.5" | no data
no data | 02-ARM-IV-895A | no data | no data | no data | LEVEL GAUGE ISOLATION VALVE | MANUAL | HLTCACC | 11737.0 | no data | no data | Water | 0.75" | no data
no data | 02-ARM-IV-895B | no data | no data | no data | LEVEL GAUGE ISOLATION VALVE | MANUAL | HLTCACC | 11737.0 | no data | no data | Water | 0.75" | no data
no data | 02-ARM-IV-898A | no data | no data | no data | PRESSURE TRANSMITTER ISOLATION VALVE | MANUAL | HLTCACC | 11737.0 | no data | no data | Air | 0.5" | no data
no data | 02-ARM-IV-898B | no data | no data | no data | PRESSURE GAUGE ISOLATION VALVE | MANUAL | HLTCACC | 11737.0 | no data | no data | Air | 0.5" | no data
no data | 02-ARM-IV-900 | no data | no data | no data | PRESSURE GAUGE ISOLATION VALVE | MANUAL | HLTCACC | 11737.0 | no data | no data | Water | 0.5" | no data
no data | 02-ARM-IV-902A | no data | no data | no data | PRESSURE GAUGE ISOLATION VALVE | MANUAL | HLTCACC | 11737.0 | no data | no data | Water | 0.5" | no data
no data | 02-ARM-IV-902B | no data | no data | no data | PRESSURE GAUGE ISOLATION VALVE | MANUAL | HLTCACC | 11737.0 | no data | no data | Water | 0.5" | no data
no data | 02-ARM-IV-903A | no data | no data | no data | LEVEL GAUGE ISOLATION VALVE | MANUAL | HLTCACC | 11737.0 | no data | no data | Water | 0.75" | no data
no data | 02-ARM-IV-903B | no data | no data | no data | LEVEL GAUGE ISOLATION VALVE | MANUAL | HLTCACC | 11737.0 | no data | no data | Water | 0.75" | no data
no data | 02-ARM-IV-906A | no data | no data | no data | PRESSURE TRANSMITTER ISOLATION VALVE | MANUAL | HLTCACC | 11737.0 | no data | no data | Air | 0.5" | no data
no data | 02-ARM-IV-906B | no data | no data | no data | PRESSURE GAUGE ISOLATION VALVE | MANUAL | HLTCACC | 11737.0 | no data | no data | Air | 0.5" | no data
no data | 02-ARM-IV-908 | no data | no data | no data | PRESSURE GAUGE ISOLATION VALVE | MANUAL | HLTCACC | 11737.0 | no data | no data | Water | 0.5" | no data
no data | 02-ARM-IV-909A | no data | no data | no data | PRESSURE GAUGE ISOLATION VALVE | MANUAL | HLTCACC | 11737.0 | no data | no data | Water | 0.5" | no data
no data | 02-ARM-IV-909B | no data | no data | no data | PRESSURE GAUGE ISOLATION VALVE | MANUAL | HLTCACC | 11737.0 | no data | no data | Water | 0.5" | no data
no data | 02-ARM-IV-911A | no data | no data | no data | LEVEL GAUGE ISOLATION VALVE | MANUAL | HLTCACC | 11737.0 | no data | no data | Water | 0.75" | no data
no data | 02-ARM-IV-911B | no data | no data | no data | LEVEL GAUGE ISOLATION VALVE | MANUAL | HLTCACC | 11737.0 | no data | no data | Water | 0.75" | no data
no data | 02-ARM-IV-914A | no data | no data | no data | PRESSURE TRANSMITTER ISOLATION VALVE | MANUAL | HLTCACC | 11737.0 | no data | no data | Air | 0.5" | no data
no data | 02-ARM-IV-914B | no data | no data | no data | PRESSURE GAUGE ISOLATION VALVE | MANUAL | HLTCACC | 11737.0 | no data | no data | Air | 0.5" | no data
no data | 02-ARM-IV-916 | no data | no data | no data | Pressure gauge isolation valve | MANUAL | HLTCACC | 11737.0 | no data | no data | Water | 0.5" | no data
no data | 02-ARM-IV-916 | no data | no data | no data | PRESSURE GAUGE ISOLATION VALVE | MANUAL | HLTCACC | 11737.0 | no data | no data | Water | 0.5" | no data
no data | 02-ARM-IV-917A | no data | no data | no data | PRESSURE GAUGE ISOLATION VALVE | MANUAL | HLTCACC | 11737.0 | no data | no data | Water | 0.5" | no data
no data | 02-ARM-IV-917B | no data | no data | no data | PRESSURE GAUGE ISOLATION VALVE | MANUAL | HLTCACC | 11737.0 | no data | no data | Water | 0.5" | no data
no data | 02-ARM-IV-919A | no data | no data | no data | LEVEL GAUGE ISOLATION VALVE | MANUAL | HLTCACC | 11737.0 | no data | no data | Water | 0.75" | no data
no data | 02-ARM-IV-919B | no data | no data | no data | LEVEL GAUGE ISOLATION VALVE | MANUAL | HLTCACC | 11737.0 | no data | no data | Water | 0.75" | no data
no data | 02-ARM-IV-966A | no data | no data | no data | LEVEL GAUGE ISOLATION VALVE | MANUAL | HLTCACC | 11737.0 | no data | no data | Glycol Mix | 0.75" | no data
no data | 02-ARM-IV-966B | no data | no data | no data | LEVEL GAUGE ISOLATION VALVE | MANUAL | HLTCACC | 11737.0 | no data | no data | Glycol Mix | 0.75" | no data
no data | 02-ARM-IV-967 | no data | no data | no data | PRESSURE GAUGE ISOLATION VALVE | MANUAL | HLTCACC | 11737.0 | no data | no data | Glycol Mix | 0.5" | no data
no data | 02-ARM-IV-968 | no data | no data | no data | PRESSURE GAUGE ISOLATION VALVE | MANUAL | HLTCACC | 11737.0 | no data | no data | Glycol Mix | 0.5" | no data
no data | 02-ARM-IV-969 | no data | no data | no data | PRESSURE GAUGE ISOLATION VALVE | MANUAL | HLTCACC | 11737.0 | no data | no data | Glycol Mix | 0.5" | no data
no data | 02-ARM-V-883 | no data | no data | no data | INLET ISOLATION VALVE | LEVER | HLTCACC | 11737.0 | no data | no data |  | 8" | no data
no data | 02-ARM-V-884 | no data | no data | no data | ANTI CAVITATION VALVE | MANUAL | HLTCACC | 11737.0 | no data | no data | Air | 1.5" | no data
no data | 02-ARM-V-885A | no data | no data | no data | SEAL WATER ISOLATION VALVE | MANUAL | HLTCACC | 11737.0 | no data | no data | Water | 3" | no data
no data | 02-ARM-V-885B | no data | no data | no data | Y STRAINER BLOW DOWN VALVE | MANUAL | HLTCACC | 11737.0 | no data | no data | Water | 0.5" | no data
no data | 02-ARM-V-886A | no data | no data | no data | SEAL WATER ADJUSTING VALVE | MANUAL | HLTCACC | 11737.0 | no data | no data | Water | 1.5" | no data
no data | 02-ARM-V-886B | no data | no data | no data | SPRAY NOZZLE ADJUSTING VALVE | MANUAL | HLTCACC | 11737.0 | no data | no data | Water | 2" | no data
no data | 02-ARM-V-888A | no data | no data | no data | MAKEUP BYPASS VALVE | MANUAL | HLTCACC | 11737.0 | no data | no data | Water | 1" | no data
no data | 02-ARM-V-888B | no data | no data | no data | MAKEUP ISOLATION VALVE | MANUAL | HLTCACC | 11737.0 | no data | no data | Water | 1" | no data
no data | 02-ARM-V-888C | no data | no data | no data | Y STRAINER BLOW DOWN VALVE | MANUAL | HLTCACC | 11737.0 | no data | no data | Water | 0.38" | no data
no data | 02-ARM-V-888D | no data | no data | no data | SYSTEM DRAIN VALVE | MANUAL | HLTCACC | 11737.0 | no data | no data | Water | 1" | no data
no data | 02-ARM-V-888E | no data | no data | no data | MAKEUP ISOLATION VALVE | MANUAL | HLTCACC | 11737.0 | no data | no data | Water | 1" | no data
no data | 02-ARM-V-889A | no data | no data | no data | DISCHARGE CHECK VALVE | MANUAL | HLTCACC | 11737.0 | no data | no data | Air | 10" | no data
no data | 02-ARM-V-889B | no data | no data | no data | FLOW METER ISOLATION VALVE | MANUAL | HLTCACC | 11737.0 | no data | no data | Air | 1" | no data
no data | 02-ARM-V-890 | no data | no data | no data | INLET ISOLATION VALVE | LEVER | HLTCACC | 11737.0 | no data | no data |  | 8" | no data
no data | 02-ARM-V-891 | no data | no data | no data | ANTI CAVITATION VALVE | MANUAL | HLTCACC | 11737.0 | no data | no data | Air | 1.5" | no data
no data | 02-ARM-V-892A | no data | no data | no data | SEAL WATER ISOLATION VALVE | MANUAL | HLTCACC | 11737.0 | no data | no data | Water | 3" | no data
no data | 02-ARM-V-892B | no data | no data | no data | Y STRAINER BLOW DOWN VALVE | MANUAL | HLTCACC | 11737.0 | no data | no data | Water | 0.5" | no data
no data | 02-ARM-V-893A | no data | no data | no data | SEAL WATER ADJUSTING VALVE | Manual | HLTCACC | 11737.0 | no data | no data | Water | 1.5" | no data
no data | 02-ARM-V-893B | no data | no data | no data | SPRAY NOZZLE ADJUSTING VALVE | MANUAL | HLTCACC | 11737.0 | no data | no data | Water | 2" | no data
no data | 02-ARM-V-895A | no data | no data | no data | MAKEUP BYPASS VALVE | MANUAL | HLTCACC | 11737.0 | no data | no data | Water | 1" | no data
no data | 02-ARM-V-895B | no data | no data | no data | MAKEUP ISOLATION VALVE | MANUAL | HLTCACC | 11737.0 | no data | no data | Water | 1" | no data
no data | 02-ARM-V-895C | no data | no data | no data | Y STRAINER BLOW DOWN VALVE | MANUAL | HLTCACC | 11737.0 | no data | no data | Water | 0.38" | no data
no data | 02-ARM-V-895D | no data | no data | no data | SYSTEM DRAIN VALVE | MANUAL | HLTCACC | 11737.0 | no data | no data | Water | 1" | no data
no data | 02-ARM-V-895E | no data | no data | no data | MAKEUP ISOLATION VALVE | MANUAL | HLTCACC | 11737.0 | no data | no data | Water | 1" | no data
no data | 02-ARM-V-896A | no data | no data | no data | DISCHARGE CHECK VALVE | MANUAL | HLTCACC | 11737.0 | no data | no data | Air | 10" | no data
no data | 02-ARM-V-896B | no data | no data | no data | FLOW METER ISOLATION VALVE | MANUAL | HLTCACC | 11737.0 | no data | no data | Air | 1" | no data
no data | 02-ARM-V-898 | no data | no data | no data | INLET ISOLATION VALVE | LEVER | HLTCACC | 11737.0 | no data | no data |  | 8" | no data
no data | 02-ARM-V-899 | no data | no data | no data | ANTI CAVITATION VALVE | MANUAL | HLTCACC | 11737.0 | no data | no data | Air | 1.5" | no data
no data | 02-ARM-V-900A | no data | no data | no data | SEAL WATER ISOLATION VALVE | MANUAL | HLTCACC | 11737.0 | no data | no data | Water | 3" | no data
no data | 02-ARM-V-900B | no data | no data | no data | Y STRAINER BLOW DOWN VALVE | MANUAL | HLTCACC | 11737.0 | no data | no data | Water | 0.5" | no data
no data | 02-ARM-V-902A | no data | no data | no data | SEAL WATER ADJUSTING VALVE | MANUAL | HLTCACC | 11737.0 | no data | no data | Water | 1.5" | no data
no data | 02-ARM-V-902B | no data | no data | no data | SPRAY NOZZLE ADJUSTING VALVE | MANUAL | HLTCACC | 11737.0 | no data | no data | Water | 2" | no data
no data | 02-ARM-V-903A | no data | no data | no data | MAKEUP BYPASS VALVE | MANUAL | HLTCACC | 11737.0 | no data | no data | Water | 1" | no data
no data | 02-ARM-V-903B | no data | no data | no data | MAKEUP ISOLATION VALVE | MANUAL | HLTCACC | 11737.0 | no data | no data | Water | 1" | no data
no data | 02-ARM-V-903C | no data | no data | no data | Y STRAINER BLOW DOWN VALVE | MANUAL | HLTCACC | 11737.0 | no data | no data | Water | 0.38" | no data
no data | 02-ARM-V-903D | no data | no data | no data | SYSTEM DRAIN VALVE | MANUAL | HLTCACC | 11737.0 | no data | no data | Water | 1" | no data
no data | 02-ARM-V-903E | no data | no data | no data | MAKEUP ISOLATION VALVE | MANUAL | HLTCACC | 11737.0 | no data | no data | Water | 1" | no data
no data | 02-ARM-V-904A | no data | no data | no data | DISCHARGE CHECK VALVE | MANUAL | HLTCACC | 11737.0 | no data | no data | Air | 10" | no data
no data | 02-ARM-V-904B | no data | no data | no data | FLOW METER ISOLATION VALVE | MANUAL | HLTCACC | 11737.0 | no data | no data | Air | 1" | no data
no data | 02-ARM-V-906 | no data | no data | no data | INLET ISOLATION VALVE | LEVER | HLTCACC | 11737.0 | no data | no data |  | 8" | no data
no data | 02-ARM-V-907 | no data | no data | no data | ANTI CAVITATION VALVE | MANUAL | HLTCACC | 11737.0 | no data | no data | Air | 1.5" | no data
no data | 02-ARM-V-908A | no data | no data | no data | SEAL WATER ISOLATION VALVE | MANUAL | HLTCACC | 11737.0 | no data | no data | Water | 3" | no data
no data | 02-ARM-V-908B | no data | no data | no data | Y STRAINER BLOW DOWN VALVE | MANUAL | HLTCACC | 11737.0 | no data | no data | Water | 0.5" | no data
no data | 02-ARM-V-909A | no data | no data | no data | SEAL WATER ADJUSTING VALVE | MANUAL | HLTCACC | 11737.0 | no data | no data | Water | 1.5" | no data
no data | 02-ARM-V-909B | no data | no data | no data | SPRAY NOZZLE ADJUSTING VALVE | MANUAL | HLTCACC | 11737.0 | no data | no data | Water | 2" | no data
no data | 02-ARM-V-911A | no data | no data | no data | MAKEUP BYPASS VALVE | MANUAL | HLTCACC | 11737.0 | no data | no data | Water | 1" | no data
no data | 02-ARM-V-911B | no data | no data | no data | MAKEUP ISOLATION VALVE | MANUAL | HLTCACC | 11737.0 | no data | no data | Water | 1" | no data
no data | 02-ARM-V-911C | no data | no data | no data | Y STRAINER BLOW DOWN VALVE | MANUAL | HLTCACC | 11737.0 | no data | no data | Water | 0.38" | no data
no data | 02-ARM-V-911D | no data | no data | no data | SYSTEM DRAIN VALVE | MANUAL | HLTCACC | 11737.0 | no data | no data | Water | 1" | no data
no data | 02-ARM-V-911E | no data | no data | no data | MAKEUP ISOLATION VALVE | MANUAL | HLTCACC | 11737.0 | no data | no data | Water | 1" | no data
no data | 02-ARM-V-912A | no data | no data | no data | DISCHARGE CHECK VALVE | MANUAL | HLTCACC | 11737.0 | no data | no data | Air | 10" | no data
no data | 02-ARM-V-912B | no data | no data | no data | FLOW METER ISOLATION VALVE | MANUAL | HLTCACC | 11737.0 | no data | no data | Air | 1" | no data
no data | 02-ARM-V-914 | no data | no data | no data | INLET ISOLATION VALVE | LEVER | HLTCACC | 11737.0 | no data | no data |  | 8" | no data
no data | 02-ARM-V-915 | no data | no data | no data | ANTI CAVITATION VALVE | MANUAL | HLTCACC | 11737.0 | no data | no data | Air | 1.5" | no data
no data | 02-ARM-V-916A | no data | no data | no data | SEAL WATER ISOLATION VALVE | MANUAL | HLTCACC | 11737.0 | no data | no data | Water | 3" | no data
no data | 02-ARM-V-916B | no data | no data | no data | Y STRAINER BLOW DOWN VALVE | MANUAL | HLTCACC | 11737.0 | no data | no data | Water | 0.5" | no data
no data | 02-ARM-V-917A | no data | no data | no data | SEAL WATER ADJUSTING VALVE | MANUAL | HLTCACC | 11737.0 | no data | no data | Water | 1.5" | no data
no data | 02-ARM-V-917B | no data | no data | no data | SPRAY NOZZLE ADJUSTING VALVE | MANUAL | HLTCACC | 11737.0 | no data | no data | Water | 2" | no data
no data | 02-ARM-V-919A | no data | no data | no data | MAKEUP BYPASS VALVE | MANUAL | HLTCACC | 11737.0 | no data | no data | Water | 1" | no data
no data | 02-ARM-V-919B | no data | no data | no data | MAKEUP ISOLATION VALVE | MANUAL | HLTCACC | 11737.0 | no data | no data | Water | 1" | no data
no data | 02-ARM-V-919C | no data | no data | no data | Y STRAINER BLOW DOWN VALVE | MANUAL | HLTCACC | 11737.0 | no data | no data | Water | 0.38" | no data
no data | 02-ARM-V-919D | no data | no data | no data | SYSTEM DRAIN VALVE | MANUAL | HLTCACC | 11737.0 | no data | no data | Water | 1" | no data
no data | 02-ARM-V-919E | no data | no data | no data | MAKEUP ISOLATION VALVE | MANUAL | HLTCACC | 11737.0 | no data | no data | Water | 1" | no data
no data | 02-ARM-V-920A | no data | no data | no data | DISCHARGE CHECK VALVE | MANUAL | HLTCACC | 11737.0 | no data | no data | Air | 10" | no data
no data | 02-ARM-V-920B | no data | no data | no data | FLOW METER ISOLATION VALVE | MANUAL | HLTCACC | 11737.0 | no data | no data | Air | 1" | no data
no data | 02-ARM-YV-883 | no data | no data | no data | INLET ISOLATION VALVE | PNEUMATIC | HLTCACC | 11737.0 | no data | no data | Air | 8" | no data
no data | 02-ARM-YV-886 | no data | no data | no data | SPRAY NOZZLE ISOLATION VALVE | PNEUMATIC | HLTCACC | 11737.0 | no data | no data | Water | 2" | no data
no data | 02-ARM-YV-888 | no data | no data | no data | MAKEUP ISOLATION VALVE | Pneumatic | HLTCACC | 11737.0 | no data | no data | Water | 1" | no data
no data | 02-ARM-YV-890 | no data | no data | no data | INLET ISOLATION VALVE | PNEUMATIC | HLTCACC | 11737.0 | no data | no data | Air | 8" | no data
no data | 02-ARM-YV-893 | no data | no data | no data | SPRAY NOZZLE ISOLATION VALVE | PNEUMATIC | HLTCACC | 11737.0 | no data | no data | Water | 2" | no data
no data | 02-ARM-YV-895 | no data | no data | no data | MAKEUP ISOLATION VALVE | PNEUMATIC | HLTCACC | 11737.0 | no data | no data | Water | 1" | no data
no data | 02-ARM-YV-898 | no data | no data | no data | INLET ISOLATION VALVE | PNEUMATIC | HLTCACC | 11737.0 | no data | no data | Air | 8" | no data
no data | 02-ARM-YV-902 | no data | no data | no data | SPRAY NOZZLE ISOLATION VALVE | PNEUMATIC | HLTCACC | 11737.0 | no data | no data | Water | 2" | no data
no data | 02-ARM-YV-903 | no data | no data | no data | MAKEUP ISOLATION VALVE | PNEUMATIC | HLTCACC | 11737.0 | no data | no data | Water | 1" | no data
no data | 02-ARM-YV-906 | no data | no data | no data | INLET ISOLATION VALVE | PNEUMATIC | HLTCACC | 11737.0 | no data | no data | Air | 8" | no data
no data | 02-ARM-YV-909 | no data | no data | no data | SPRAY NOZZLE ISOLATION VALVE | PNEUMATIC | HLTCACC | 11737.0 | no data | no data | Water | 2" | no data
no data | 02-ARM-YV-911 | no data | no data | no data | MAKEUP ISOLATION VALVE | PNEUMATIC | HLTCACC | 11737.0 | no data | no data | Water | 1" | no data
no data | 02-ARM-YV-914 | no data | no data | no data | INLET ISOLATION VALVE | PNEUMATIC | HLTCACC | 11737.0 | no data | no data | Air | 8" | no data
no data | 02-ARM-YV-917 | no data | no data | no data | SPRAY NOZZLE ISOLATION VALVE | Pneumatic | HLTCACC | 11737.0 | no data | no data | Water | 2" | no data
no data | 02-ARM-YV-919 | no data | no data | no data | MAKEUP ISOLATION VALVE | PNEUMATIC | HLTCACC | 11737.0 | no data | no data | Water | 1" | no data
no data | 02-BPV-SMP800 | no data | no data | no data | Valve, Back Press Regulator / Relief | Back Pressure | SAMPNL | 10-07052A | no data | no data | water | 1/4" | no data
no data | 02-BPV-SMP801 | no data | no data | no data | Valve, Back Press Regulator / Relief | Back Pressure | SAMPNL | 10-07052A | no data | no data | water | 1/4" | no data
no data | 02-BPV-SMP802 | no data | no data | no data | Valve, Back Press Regulator / Relief | Back Pressure | SAMPNL | 10-07052A | no data | no data | water | 1/4" | no data
no data | 02-BPV-SMP803 | no data | no data | no data | Valve, Back Press Regulator / Relief | Back Pressure | SAMPNL | 10-07052A | no data | no data | water | 1/4" | no data
no data | 02-BPV-SMP804 | no data | no data | no data | Valve, Back Press Regulator / Relief | Back Pressure | SAMPNL | 10-07052A | no data | no data | water | 1/4" | no data
no data | 02-BPV-SMP805 | no data | no data | no data | Valve, Back Press Regulator / Relief | Back Pressure | SAMPNL | 10-07052A | no data | no data | water | 1/4" | no data
no data | 02-BPV-SMP806 | no data | no data | no data | Valve, Back Press Regulator / Relief | Back Pressure | SAMPNL | 10-07052A | no data | no data | water | 1/4" | no data
no data | 02-BPV-SMP807 | no data | no data | no data | Valve, Back Press Regulator / Relief | Back Pressure | SAMPNL | 10-07052A | no data | no data | water | 1/4" | no data
no data | 02-BPV-SMP808 | no data | no data | no data | Valve, Back Press Regulator / Relief | Back Pressure | SAMPNL | 10-07052A | no data | no data | water | 1/4" | no data
no data | 02-BPV-SMP809 | no data | no data | no data | Valve, Back Press Regulator / Relief | Back Pressure | SAMPNL | 10-07052A | no data | no data | water | 1/4" | no data
no data | 02-BPV-SMP810 | no data | no data | no data | Valve, Back Press Regulator / Relief | Back Pressure | SAMPNL | 10-07052A | no data | no data | water | 1/4" | no data
no data | 02-FCV-AQA-803 | no data | no data | no data | AMMONIA LINE FLOW CONTROL VALVE # 1 | CONTROL-PAV | SCR | D0010101 SH2 | no data | no data | Ammonia | 1/2 | no data
no data | 02-FCV-BFW147 | no data | no data | no data | BFP A MIN RECIRC CV | no data | BFW | PD-061B | no data | no data | Water | 3" | no data
no data | 02-FCV-BFW187 | no data | no data | no data | BFP B MIN RECIRC CV | no data | BFW | PD-061B | no data | no data | Water | 3" | no data
no data | 02-FCV-BFW343 | no data | no data | no data | CT TCA COOLER BFW TCV TO HRSG | no data | BFW | PD-063B | no data | no data | Water | 4" | no data
no data | 02-FCV-BFW359 | no data | no data | no data | CT TCA COOLER BFW TCV RECIRC TO ACC | no data | BFW | PD-063B | no data | no data | Water | 3" | no data
no data | 02-FCV-BFW459 | no data | no data | no data | FG HX BFW FCV TO LP ECON | no data | BFW | PD-064B | no data | no data | Water | 2" | no data
no data | 02-FCV-BFW475 | no data | no data | no data | FG HX BFW FCV RECIRC TO ACC | no data | BFW | PD-064B | no data | no data | Water | 2" | no data
no data | 02-FCV-CND331 | no data | no data | no data | CONDENSATE MINIMUM RECIRC VALVE | no data | CND | PD-053B | no data | no data | Water | 6" | no data
no data | 02FCVDWS800 | no data | WTB | RO | no data | PNEUMATIC | DWT | 2000BD | no data | no data | no data | 3" | no data
no data | 02FCVDWS801 | no data | WTB | RO | no data | PNEUMATIC | DWT | 2000BD | no data | no data | no data | 3" | no data
no data | 02FCVDWS802 | no data | WTB | RO | no data | PNEUMATIC | DWT | 2000BD | no data | no data | no data | 3" | no data
no data | 02FCVDWS803 | no data | WTB | RO | no data | PNEUMATIC | DWT | 2000BD | no data | no data | no data | 3" | no data
no data | 02FCVDWS805 | no data | WTB | RO | no data | PNEUMATIC | DWT | 2000BD | no data | no data | no data | 3" | no data
no data | 02FCVDWS806 | no data | WTB | RO | no data | PNEUMATIC | DWT | 2000BD | no data | no data | no data | 3" | no data
no data | 02FCVDWS807 | no data | WTB | RO | no data | PNEUMATIC | DWT | 2000BD | no data | no data | no data | 3" | no data
no data | 02FCVDWS808 | no data | WTB | RO | no data | PNEUMATIC | DWT | 2000BD | no data | no data | no data | 3" | no data
no data | 02FCVDWS809 | no data | WTB | RO | no data | PNEUMATIC | DWT | 2000BD | no data | no data | no data | 3" | no data
no data | 02-FCVHHS901 | no data | no data | no data | HP SPARGING STEAM CONTROL VALVE | POVCTRL | no data | 2080_00005‐2 | no data | no data | Steam | 3" | no data
no data | 02-FCVHHS904 | no data | no data | no data | HP TO IP CASCADING BLOWDOWN CONTROL VALVE | NA | no data | 2080_00005‐2 | no data | no data | Water | 2" | no data
no data | 02-FCVHIS904 | no data | no data | no data | IP CONTINUOUS BLOWDOWN CONTROL VALVE | NA | no data | 2080_00007‐1 | no data | no data | Water | 2" | no data
no data | 02-FE-SCR801THRUFE-SCR836 | no data | no data | no data | PROCESS GAS ORIFICE PLATE | ORIFICE | SCR | D0010102 SH1 & SH2 | no data | no data | Ammonia | 3.0 | no data
no data | 02-FSV-ARM-879 | no data | no data | no data | INLET CHECK VALVE |  | HLTCACC | 11737.0 | no data | no data | NCG | 6" | no data
no data | 02-IV-ARM-880 | no data | no data | no data | DA MOTIVE STEAM PRESS. IND. | LEVER | HLTCACC | 11737.0 | no data | no data | STEAM | 1/2" | no data
no data | 02-IV-CND-722 | no data | no data | no data | MAIN DUCT PRESSURE IND. | LEVER | HLTCACC | 11737.0 | no data | no data | STEAM | 1/2" | no data
no data | 02-IV-CND-722-A | no data | no data | no data | BACKPRESSURE TRANS. | LEVER | HLTCACC | 11737.0 | no data | no data | STEAM | 3/4" | no data
no data | 02-IV-CND-722-B | no data | no data | no data | BACKPRESSURE TRANS. | LEVER | HLTCACC | 11737.0 | no data | no data | STEAM | 3/4" | no data
no data | 02-IV-CND-722-C | no data | no data | no data | BACKPRESSURE TRANS. | LEVER | HLTCACC | 11737.0 | no data | no data | STEAM | 3/4" | no data
no data | 02-IV-CND-811-A | no data | no data | no data | DRAIN POT LEVEL TRANS. | HW/HW | HLTCACC | 11737.0 | no data | no data | WATER | 2" | no data
no data | 02-IV-CND-811-B | no data | no data | no data | DRAIN POT LEVEL TRANS. | HW/HW | HLTCACC | 11737.0 | no data | no data | WATER | 2" | no data
no data | 02-IV-CND-811-C | no data | no data | no data | DRAIN POT LEVEL TRANS. | HW/HW | HLTCACC | 11737.0 | no data | no data | WATER | 2" | no data
no data | 02-IV-CND-811-D | no data | no data | no data | DRAIN POT LEVEL TRANS. | HW/HW | HLTCACC | 11737.0 | no data | no data | WATER | 2" | no data
no data | 02-IV-CND-811-E | no data | no data | no data | DRAIN POT LEVEL TRANS. | HW/HW | HLTCACC | 11737.0 | no data | no data | WATER | 2" | no data
no data | 02-IV-CND-811-F | no data | no data | no data | DRAIN POT LEVEL TRANS. | HW/HW | HLTCACC | 11737.0 | no data | no data | WATER | 2" | no data
no data | 02-IV-CND-814 | no data | no data | no data | DIFFERENTIAL PRESSURE SWITCH-ROW 1 | LEVER | HLTCACC | 11737.0 | no data | no data | STEAM | 1/2" | no data
no data | 02-IV-CND-815- | no data | no data | no data | DIFFERENTIAL PRESSURE SWITCH-ROW 2 | LEVER | HLTCACC | 11737.0 | no data | no data | STEAM | 1/2" | no data
no data | 02-IV-CND-863A | no data | no data | no data | COND. TANK LEVEL TRANS. | HW/CH WHL | HLTCACC | 11737.0 | no data | no data | WATER | 2" | no data
no data | 02-IV-CND-863B | no data | no data | no data | COND. TANK LEVEL TRANS. | HW/CH WHL | HLTCACC | 11737.0 | no data | no data | WATER | 2" | no data
no data | 02-IV-CND-863C | no data | no data | no data | COND. TANK LEVEL TRANS. | HW/CH WHL | HLTCACC | 11737.0 | no data | no data | WATER | 2" | no data
no data | 02-IV-CND-863D | no data | no data | no data | COND. TANK LEVEL TRANS. | HW/CH WHL | HLTCACC | 11737.0 | no data | no data | WATER | 2" | no data
no data | 02-IV-CND-863E | no data | no data | no data | COND. TANK LEVEL TRANS. | HW/CH WHL | HLTCACC | 11737.0 | no data | no data | WATER | 2" | no data
no data | 02-IV-CND-863F | no data | no data | no data | COND. TANK LEVEL TRANS. | HW/CH WHL | HLTCACC | 11737.0 | no data | no data | WATER | 2" | no data
no data | 02-IV-CND-864A | no data | no data | no data | COND.TANK LEVEL INDICATE | HW/CH WHL | HLTCACC | 11737.0 | no data | no data | WATER | 2" | no data
no data | 02-IV-CND-864B | no data | no data | no data | COND.TANK LEVEL INDICATE | HW/CH WHL | HLTCACC | 11737.0 | no data | no data | WATER | 2" | no data
no data | 02-IV-CND-867A | no data | no data | no data | CONDENSATE TANK PRESS. TRANSM | LEVER | HLTCACC | 11737.0 | no data | no data | STEAM | 3/4" | no data
no data | 02-IV-CND-867B | no data | no data | no data | CONDENSATE TANK PRESS. TRANSM | LEVER | HLTCACC | 11737.0 | no data | no data | STEAM | 3/4" | no data
no data | 02-IV-CND-867C | no data | no data | no data | CONDENSATE TANK PRESS. TRANSM | LEVER | HLTCACC | 11737.0 | no data | no data | STEAM | 3/4" | no data
no data | 02-IV-CND-868 | no data | no data | no data | DEAERATOR PRESSURE IND. | LEVER | HLTCACC | 11737.0 | no data | no data | STEAM | 1/2" | no data
no data | 02L01AA801 | no data | no data | no data | no data | Ball valve | MBSHI | LP-01220 | no data | no data | AR | 1/2" | no data
no data | 02L01AA801 | no data | no data | no data | no data | NEEDLE VALVE | MBSHIVL | LP-01220 | no data | no data | AR | 1/2" | no data
no data | 02L01AA802 | no data | no data | no data | no data | Ball valve | MBSHI | LP-01220 | no data | no data | AR | 1/2" | no data
no data | 02L01AA802 | no data | no data | no data | no data | NEEDLE VALVE | MBSHIVL | LP-01220 | no data | no data | AR | 1/2" | no data
no data | 02L01AA803 | no data | no data | no data | no data | Ball valve | MBSHI | LP-01220 | no data | no data | AR | 1/2" | no data
no data | 02L01AA803 | no data | no data | no data | no data | NEEDLE VALVE | MBSHIVL | LP-01220 | no data | no data | AR | 1/2" | no data
no data | 02L01AA804 | no data | no data | no data | no data | Ball valve | MBSHI | LP-01220 | no data | no data | AR | 3/8" | no data
no data | 02L01AA804 | no data | no data | no data | no data | NEEDLE VALVE | MBSHIVL | LP-01220 | no data | no data | AR | 1/2" | no data
no data | 02L01AA805 | no data | no data | no data | no data | Ball valve | MBSHI | LP-01220 | no data | no data | AR | 3/8" | no data
no data | 02L01AA805 | no data | no data | no data | no data | NEEDLE VALVE | MBSHIVL | LP-01220 | no data | no data | AR | 1/2" | no data
no data | 02L01AA806 | no data | no data | no data | no data | Ball valve | MBSHI | LP-01220 | no data | no data | AR | 3/8" | no data
no data | 02L01AA806 | no data | no data | no data | no data | NEEDLE VALVE | MBSHIVL | LP-01220 | no data | no data | AR | 1/2" | no data
no data | 02L01AA807 | no data | no data | no data | no data | Ball valve | MBSHI | LP-01220 | no data | no data | AR | 3/8" | no data
no data | 02L01AA807 | no data | no data | no data | no data | NEEDLE VALVE | MBSHIVL | LP-01220 | no data | no data | AR | 1/2" | no data
no data | 02L01AA808 | no data | no data | no data | no data | Ball valve | MBSHI | LP-01220 | no data | no data | AR | 3/8" | no data
no data | 02L01AA808 | no data | no data | no data | no data | NEEDLE VALVE | MBSHIVL | LP-01220 | no data | no data | AR | 1/2" | no data
no data | 02L01AA809 | no data | no data | no data | no data | Ball valve | MBSHI | LP-01220 | no data | no data | AR | 3/8" | no data
no data | 02L01AA809 | no data | no data | no data | no data | NEEDLE VALVE | MBSHIVL | LP-01220 | no data | no data | AR | 1/2" | no data
no data | 02L01AA811 | no data | no data | no data | no data | Needle valve | MBSHI | LP-01216 | no data | no data | AC | 1/4" | no data
no data | 02L01AA811 | no data | no data | no data | no data | NEEDLE VALVE | MBSHIVL | LP-01216 | no data | no data | AC | 1/8" | no data
no data | 02L01AA901 | no data | no data | ST | CMV SEAT DRAIN MOV | MOV | ST | T3463AAAA230-1 | no data | no data | no data | no data | no data
no data | 02L02AA901 | no data | no data | ST | ST HP TURBINE STEAM INLET PIPE DRAIN MOTOR VALVE | MOV | ST | T3463AAAA230-1 | no data | no data | no data | no data | no data
no data | 02L03AA811 | no data | no data | no data | no data | Globe valve | MBSHI | LP-01222 | no data | no data | AC | 3/4" | no data
no data | 02L03AA811 | no data | no data | no data | no data | GLOBE VALVE | MBSHIVL | LP-01222 | no data | no data | AC | 3/4" | no data
no data | 02L03AA901 | no data | no data | no data | no data | Gate valve | MBSHI | LP-01222 | no data | no data | AC | 1" | no data
no data | 02L03AA901 | no data | no data | no data | no data | GATE VALVE | MBSHIVL | LP-01222 | no data | no data | AC | 1" | no data
no data | 02L03AA903 | no data | no data | no data | no data | Gate valve | MBSHI | LP-01222 | no data | no data | AC | 1" | no data
no data | 02L03AA903 | no data | no data | no data | no data | GATE VALVE | MBSHIVL | LP-01222 | no data | no data | AC | 1" | no data
no data | 02L03AA904 | no data | no data | no data | no data | Gate valve | MBSHI | LP-01222 | no data | no data | AC | 1" | no data
no data | 02L03AA904 | no data | no data | no data | no data | GATE VALVE | MBSHIVL | LP-01222 | no data | no data | AC | 1" | no data
no data | 02L03AA905 | no data | no data | no data | no data | GATE VALVE | MBSHIVL | LP-01222 | no data | no data | AC | 1" | no data
no data | 02L03AA921 | no data | no data | no data | no data | Gate valve | MBSHI | LP-01222 | no data | no data | AC | 1" | no data
no data | 02L03AA921 | no data | no data | no data | no data | GATE VALVE | MBSHIVL | LP-01222 | no data | no data | AC | 1" | no data
no data | 02L03AA922 | no data | no data | no data | no data | Gate valve | MBSHI | LP-01222 | no data | no data | AC | 1" | no data
no data | 02L03AA922 | no data | no data | no data | no data | GATE VALVE | MBSHIVL | LP-01222 | no data | no data | AC | 1" | no data
no data | 02L03AA923 | no data | no data | no data | no data | Gate valve | MBSHI | LP-01222 | no data | no data | AC | 1" | no data
no data | 02L03AA923 | no data | no data | no data | no data | GATE VALVE | MBSHIVL | LP-01222 | no data | no data | AC | 1" | no data
no data | 02L03AA924 | no data | no data | no data | no data | Gate valve | MBSHI | LP-01222 | no data | no data | AC | 1" | no data
no data | 02L03AA924 | no data | no data | no data | no data | GATE VALVE | MBSHIVL | LP-01222 | no data | no data | AC | 1" | no data
no data | 02L03AA931 | no data | no data | no data | no data | Gate valve | MBSHI | LP-01222 | no data | no data | AC | 1" | no data
no data | 02L03AA931 | no data | no data | no data | no data | GATE VALVE | MBSHIVL | LP-01222 | no data | no data | AC | 1" | no data
no data | 02L03AA932 | no data | no data | no data | no data | Gate valve | MBSHI | LP-01222 | no data | no data | AC | 1" | no data
no data | 02L03AA932 | no data | no data | no data | no data | GATE VALVE | MBSHIVL | LP-01222 | no data | no data | AC | 1" | no data
no data | 02L03AA933 | no data | no data | no data | no data | Gate valve | MBSHI | LP-01222 | no data | no data | AC | 1" | no data
no data | 02L03AA933 | no data | no data | no data | no data | GATE VALVE | MBSHIVL | LP-01222 | no data | no data | AC | 1" | no data
no data | 02L03AA934 | no data | no data | no data | no data | Gate valve | MBSHI | LP-01222 | no data | no data | AC | 1" | no data
no data | 02L03AA934 | no data | no data | no data | no data | GATE VALVE | MBSHIVL | LP-01222 | no data | no data | AC | 1" | no data
no data | 02L04AA901 | no data | no data | ST | CRV SEAT DRAIN MOTOR VALVE | MOV | ST | T3463AAAA230-1 | no data | no data | no data | no data | no data
no data | 02L06AA901 | no data | no data | ST | ST IP TURBINE STEAM INLET PIPE DRAIN MOTOR VALVE | MOV | ST | T3463AAAA230-1 | no data | no data | no data | no data | no data
no data | 02L08AA901 | no data | no data | ST | LP STEAM STRAINER DRAIN VALVE | DRAIN | ST | T3463AAAA230-1 | no data | no data | no data | no data | no data
no data | 02L08AA902 | no data | no data | ST | LP STEAM STRAINER DRAIN VALVE AIR SET | DRAIN | ST | T3463AAAA230-1 | no data | no data | no data | no data | no data
no data | 02L08AA903 | no data | no data | ST | LP STEAM INLET PIPE DRAIN VALVE | DRAIN | ST | T3463AAAA230-1 | no data | no data | no data | no data | no data
no data | 02L08AA904 | no data | no data | ST | LP STEAM INLET PIPE DRAIN VALVE AIR SET | DRAIN | ST | T3463AAAA230-1 | no data | no data | no data | no data | no data
no data | 02LBC01AA101 | no data | no data | ST | LTR CHECK VALVE | no data | CRH ST | T3463AAAA230-2 | no data | no data | no data | no data | no data
no data | 02LBC01AA103 | no data | no data | ST | ST VENTILATOR VALVE | ISO | CRH ST | T3463AAAA230-2 | no data | no data | no data | no data | no data
no data | 02LCE01AA101 | no data | no data | ST | LP TURBINE EXHAUST HOOD SPRAY STRAINER INLET VALVE | ISO | LP ST | T3463AAAA230-2 | no data | no data | no data | no data | no data
no data | 02LCE01AA102 | no data | no data | ST | LP TURBINE EXHAUST HOOD SPRAY INLET | ISO | LP ST | T3463AAAA230-2 | no data | no data | no data | no data | no data
no data | 02LCE01AA104 | no data | no data | ST | LP TURBINE EXHAUST HOOD SPRAY OUTLET | ISO | LP ST | T3463AAAA230-2 | no data | no data | no data | no data | no data
no data | 02LCE01AA105 | no data | no data | ST | LP TURBINE EXHAUST HOOD SPRAY BYPASS | ISO | LP ST | T3463AAAA230-2 | no data | no data | no data | no data | no data
no data | 02-LCV-DWS715 | no data | no data | no data | CONDENSER MAKEUP LEVEL CONTROL | no data | DWS | PD-050B | no data | no data | Water | 2" | no data
no data | 02-LCVHHS901 | no data | no data | no data | HP DRUM LEVEL CONTROL VALVE 1 (25%‐100%) | POVCTRL | no data | 2080_00005‐1 | no data | no data | Water | 8" | no data
no data | 02-LCVHHS902 | no data | no data | no data | HP DRUM LEVEL CONTROL VALVE 2 (0‐30%) | POVCTRL | no data | 2080_00005‐1 | no data | no data | Water | 4" | no data
no data | 02-LCVHIS901 | no data | no data | no data | IP DRUM LEVEL CONTROL VALVE | POVCTRL | no data | 2080_00004‐2 | no data | no data | Water | 3" | no data
no data | 02-LCVHLS901 | no data | no data | no data | LP DRUM LEVEL CONTROL VALVE | POVCTRL | no data | 2080_00003‐1 | no data | no data | Water | 12" | no data
no data | 02-LV-CRH109 | no data | no data | no data | DRIP LEG DRAIN - AUTOMATED | no data | CRH | PD-030B | no data | no data | Steam | 2" | no data
no data | 02-LV-CRH110 | no data | no data | no data | DRIP LEG DRAIN - AUTOMATED | no data | CRH | PD-030B | no data | no data | Steam | 2" | no data
no data | 02-LV-CRH125 | no data | no data | no data | DRIP LEG DRAIN - AUTOMATED | no data | CRH | PD-031B | no data | no data | Steam | 2" | no data
no data | 02-LV-LPS115 | no data | no data | no data | DRIP LEG DRAIN - AUTOMATED | no data | LPS | PD-040B | no data | no data | Steam | 2" | no data
no data | 02-LV-LPS123 | no data | no data | no data | DRIP LEG DRAIN - AUTOMATED | no data | LPS | PD-041B | no data | no data | Steam | 2" | no data
no data | 02M02M30AA101 | no data | no data | ST | GMV STEM LEAK RECOVERY MOTOR VALVE | MOV | ST | T3463AAAA230-1 | no data | no data | no data | no data | no data
no data | 02M02M30AA102 | no data | no data | ST | CMV STEAM LEAK DRAIN VALVE | MOV | ST | T3463AAAA230-1 | no data | no data | no data | no data | no data
no data | 02MAA03AA801 | no data | no data | ST | HP TURBINE INLET STEAM PIT-101 ISO | ISO | ST | T3463AAAA230-2 | no data | no data | no data | no data | no data
no data | 02MAA03AA802 | no data | no data | ST | INSTRUMENT VALVE FOR PIT-101 | ISO | ST | T3463AAAA230-2 | no data | no data | no data | no data | no data
no data | 02MAA03AA803 | no data | no data | ST | HP TURBINE INLET STEAM PIT-102 ISO | ISO | ST | T3463AAAA230-2 | no data | no data | no data | no data | no data
no data | 02MAA03AA804 | no data | no data | ST | INSTRUMENT VALVE FOR PET-102 | ISO | ST | T3463AAAA230-2 | no data | no data | no data | no data | no data
no data | 02MAA03AA805 | no data | no data | ST | HP TURBINE INLET STEAM PIT-103 ISO | ISO | ST | T3463AAAA230-2 | no data | no data | no data | no data | no data
no data | 02MAA03AA806 | no data | no data | ST | INSTRUMENT VALVE FOR PIT-103 | ISO | ST | T3463AAAA230-2 | no data | no data | no data | no data | no data
no data | 02MAA41AA801 | no data | no data | ST | INSTRUMENT VALVE FOR PIT-110 | ISO | ST | T3463AAAA230-2 | no data | no data | no data | no data | no data
no data | 02MAA41AA802 | no data | no data | ST | INSTRUMENT VALVE FOR PIT-111 | ISO | ST | T3463AAAA230-2 | no data | no data | no data | no data | no data
no data | 02MAA41AA803 | no data | no data | ST | INSTRUMENT VALVE FOR PIT-112 | ISO | ST | T3463AAAA230-2 | no data | no data | no data | no data | no data
no data | 02MAA41AA804 | no data | no data | ST | HP TURBINE GLAND STEAM PIT lSO | ISO | ST | T3463AAAA230-2 | no data | no data | no data | no data | no data
no data | 02MAB03AA801 | no data | no data | ST | PIT-113 ISO | ISO | ST | T3463AAAA230-2 | no data | no data | no data | no data | no data
no data | 02MAB03AA802 | no data | no data | ST | PIT-114 ISO | ISO | ST | T3463AAAA230-2 | no data | no data | no data | no data | no data
no data | 02MAB03AA803 | no data | no data | ST | PIT-115 ISO | ISO | ST | T3463AAAA230-2 | no data | no data | no data | no data | no data
no data | 02MAC03AA801 | no data | no data | ST | PIT-123 ISO | ISO | ST | T3463AAAA230-2 | no data | no data | no data | no data | no data
no data | 02MAC11AA901 | no data | no data | ST | ST VACUUM BR 1 | MOV | ST | T3463AAAA230-2 | no data | no data | no data | no data | no data
no data | 02MAC11AA902 | no data | no data | ST | ST VACUUM BR 2 | MOV | ST | T3463AAAA230-2 | no data | no data | no data | no data | no data
no data | 02MAV10AA101 | no data | no data | Lube Oil | TURNING GEAR SUPPLY OIL SOLENOID VALVE BYPASS VALVE | ISO | ST | T3463AAAA210-1 | no data | no data | no data | no data | no data
no data | 02MAV10AA102 | no data | no data | Lube Oil | TURNING GEAR SUPPLY OIL SOLENOID VALVE JNLET VALVE | ISO | ST | T3463AAAA210-1 | no data | no data | no data | no data | no data
no data | 02MAV10AA103 | no data | no data | Lube Oil | TURNING GEAR SUPPLY OIL SOLENOID VALVE OUTLET VALVE | ISO | ST | T3463AAAA210-1 | no data | no data | no data | no data | no data
no data | 02MAV10AA106 | no data | no data | Lube Oil | SSS CLUTCH (DISENGAGED) OIL SUPPLY SOLENOID VALVE ISOLATION VALVE | ISO | ST | T3463AAAA210-1 | no data | no data | no data | no data | no data
no data | 02MAV10AA108 | no data | no data | Lube Oil | SSS CŁUTCH (ENGAGED) OIL SUPPLY SOLENOID VALVE BY—PASS VALVE | ISO | ST | T3463AAAA210-1 | no data | no data | no data | no data | no data
no data | 02MAV10AA109 | no data | no data | Lube Oil | SSS CLUTCH (ENGAGED) OIL DRAIN SOLENOID VALVE ISOLATION VALVE | ISO | ST | T3463AAAA210-1 | no data | no data | no data | no data | no data
no data | 02MAV10AA112 | no data | no data | Lube Oil | SSS CLUTCH (DISENGAGED) OIL DRAIN VALVE BY-PASS VALVE | ISO | ST | T3463AAAA210-1 | no data | no data | no data | no data | no data
no data | 02MAV10AA801 | no data | no data | no data | INSTRUMENT VALVE FOR PIT-16 | no data | ST | T3463AAAA210-1 | no data | no data | no data | no data | no data
no data | 02MAV10AA802 | no data | no data | no data | INSTRUMENT VALVE FOR PS-1 | no data | ST | T3463AAAA210-1 | no data | no data | no data | no data | no data
no data | 02MAW01AA001 | GS EXHAUST FAN A INLET VLV | TB UPPER SW | GS CONDENSER | GS EXHAUST FAN A INLET VLV | ISO | ST GS | no data | no data | no data | no data | no data | no data
no data | 02MAW01AA002 | GS EXHAUST FAN B INLET VLV | TB UPPER SW | GS CONDENSER | GS EXHAUST FAN B INLET VLV | ISO | ST GS | no data | no data | no data | no data | no data | no data
no data | 02MAW01AA802 | GS CONDESER PIT ISO | TB UPPER SW | GS CONDENSER | GS CONDESER PIT ISO | ISO | ST GS | no data | no data | no data | no data | no data | no data
no data | 02MAW01AA803 | GS CONDESER LI ISO | TB UPPER SW | GS CONDENSER | GS CONDESER LI ISO | ISO | ST GS | no data | no data | no data | no data | no data | no data
no data | 02MAW01AA804 | GS CONDESER LI ISO | TB UPPER SW | GS CONDENSER | GS CONDESER LI ISO | ISO | ST GS | no data | no data | no data | no data | no data | no data
no data | 02MAW01AA911 | GS CONDESER ISTRUMENT PIPING DRAIN | TB UPPER SW | GS CONDENSER | GS CONDESER ISTRUMENT PIPING DRAIN | ISO | ST GS | no data | no data | no data | no data | no data | no data
no data | 02MAY02AA151 | no data | no data | no data | HP STOP VALVE ACTUATOR PILOT CHEGK VALVE | no data | ST | T3463AAAA210-3 | no data | no data | no data | no data | no data
no data | 02MAY02AA153 | no data | no data | no data | SERVO VALVE FOR HP CONTROL VALVE | no data | ST | T3463AAAA210-3 | no data | no data | no data | no data | no data
no data | 02MAY02AA251 | no data | no data | no data | IP STOP VALVE ACTUATOR PILOT CHECK VALVE | no data | ST | T3463AAAA210-3 | no data | no data | no data | no data | no data
no data | 02MAY02AA253 | no data | no data | no data | SERVO VALVE FOR IP CONTROL VALVE | no data | ST | T3463AAAA210-3 | no data | no data | no data | no data | no data
no data | 02MAY02AA351 | no data | no data | no data | LP STOP VALVE AGTUATDR ST CONTROL OIL INLET VALVE | no data | ST | T3463AAAA210-3 | no data | no data | no data | no data | no data
no data | 02MAY02AA353 | no data | no data | no data | LP STOP VALVE PILOT OPERATED CHECK VALVE | no data | ST | T3463AAAA210-3 | no data | no data | no data | no data | no data
no data | 02MAY02AA401 | no data | no data | no data | LP CONTROL VALVE ACTUATOR ST CONTROL OIL INLET VALVE | no data | ST | T3463AAAA210-3 | no data | no data | no data | no data | no data
no data | 02MAY02AA402 | no data | no data | no data | LP CONTROL VALVE PILOT OPERATED CHEGK | no data | ST | T3463AAAA210-3 | no data | no data | no data | no data | no data
no data | 02MAY02AA403 | no data | no data | no data | Servo valve for LP control vlv | no data | ST | T3463AAAA210-3 | no data | no data | no data | no data | no data
no data | 02MAY04AA901 | no data | no data | no data | LP STOP VALVE ACTUATOR DRAIN CHEGK VALVE | no data | ST | T3463AAAA210-3 | no data | no data | no data | no data | no data
no data | 02MAY04AA902 | no data | no data | no data | FAST ACTING SOLENOID VALVE FOR LP CONTROL VALVE DRAIN VALVE | no data | ST | T3463AAAA210-3 | no data | no data | no data | no data | no data
no data | 02MAY04AA903 | no data | no data | no data | LP CONTROL VALVE AGTUATOR DRAIN CHECK VALVE | no data | ST | T3463AAAA210-3 | no data | no data | no data | no data | no data
no data | 02MBA01AA813 | no data | no data | no data | no data | Gate valve | MBSHI | LP-01216 | no data | no data | AC | 3/4" | no data
no data | 02MBA01AA813 | no data | no data | no data | no data | GATE VALVE | MBSHIVL | LP-01216 | no data | no data | AC | 3/4" | no data
no data | 02MBA01AA815 | no data | no data | no data | no data | Gate valve | MBSHI | LP-01216 | no data | no data | AC | 3/4" | no data
no data | 02MBA01AA815 | no data | no data | no data | no data | GATE VALVE | MBSHIVL | LP-01216 | no data | no data | AC | 3/4" | no data
no data | 02MBA01AA817 | no data | no data | no data | no data | Gate valve | MBSHI | LP-01216 | no data | no data | AC | 3/4" | no data
no data | 02MBA01AA817 | no data | no data | no data | no data | GATE VALVE | MBSHIVL | LP-01216 | no data | no data | AC | 3/4" | no data
no data | 02MBA01AA821 | no data | no data | no data | no data | Needle valve | MBSHI | LP-01216 | no data | no data | AC | 1/4" | no data
no data | 02MBA01AA821 | no data | no data | no data | no data | NEEDLE VALVE | MBSHIVL | LP-01216 | no data | no data | AC | 1/8" | no data
no data | 02MBA01AA907 | no data | no data | no data | no data | Gate valve | MBSHI | LP-01225 | no data | no data | AC | 1" | no data
no data | 02MBA01AA907 | no data | no data | no data | no data | GATE VALVE | MBSHIVL | LP-01225 | no data | no data | AC | 1" | no data
no data | 02MBA01AA908 | no data | no data | no data | no data | Gate valve | MBSHI | LP-01225 | no data | no data | AC | 1" | no data
no data | 02MBA01AA908 | no data | no data | no data | no data | GATE VALVE | MBSHIVL | LP-01225 | no data | no data | AC | 1" | no data
no data | 02MBA01AA913 | no data | no data | no data | no data | Gate valve | MBSHI | LP-01225 | no data | no data | AC | 1" | no data
no data | 02MBA01AA913 | no data | no data | no data | no data | GATE VALVE | MBSHIVL | LP-01225 | no data | no data | AC | 1" | no data
no data | 02MBA01AA914 | no data | no data | no data | no data | Gate valve | MBSHI | LP-01225 | no data | no data | AC | 1" | no data
no data | 02MBA01AA914 | no data | no data | no data | no data | GATE VALVE | MBSHIVL | LP-01225 | no data | no data | AC | 1" | no data
no data | 02MBA01AA915 | no data | no data | no data | no data | Gate valve | MBSHI | LP-01225 | no data | no data | AC | 1" | no data
no data | 02MBA01AA915 | no data | no data | no data | no data | GATE VALVE | MBSHIVL | LP-01225 | no data | no data | ZW | 1" | no data
no data | 02MBA01AA916 | no data | no data | no data | no data | Gate valve | MBSHI | LP-01225 | no data | no data | AC | 1" | no data
no data | 02MBA01AA916 | no data | no data | no data | no data | GATE VALVE | MBSHIVL | LP-01225 | no data | no data | AC | 1" | no data
no data | 02MBA01AA917 | no data | no data | no data | no data | Gate valve | MBSHI | LP-01225 | no data | no data | AC | 1" | no data
no data | 02MBA01AA917 | no data | no data | no data | no data | GATE VALVE | MBSHIVL | LP-01225 | no data | no data | AC | 1" | no data
no data | 02MBA01AA920 | no data | no data | no data | no data | Gate valve | MBSHI | LP-01225 | no data | no data | AC | 1" | no data
no data | 02MBA01AA920 | no data | no data | no data | no data | GATE VALVE | MBSHIVL | LP-01225 | no data | no data | AC | 1" | no data
no data | 02MBA01AA921 | no data | no data | no data | no data | Gate valve | MBSHI | LP-01225 | no data | no data | AC | 1" | no data
no data | 02MBA01AA921 | no data | no data | no data | no data | GATE VALVE | MBSHIVL | LP-01225 | no data | no data | AC | 1" | no data
no data | 02MBA01AA922 | no data | no data | no data | no data | Gate valve | MBSHI | LP-01225 | no data | no data | AC | 1" | no data
no data | 02MBA01AA922 | no data | no data | no data | no data | GATE VALVE | MBSHIVL | LP-01225 | no data | no data | AC | 1" | no data
no data | 02MBA01AA923 | no data | no data | no data | no data | Gate valve | MBSHI | LP-01225 | no data | no data | AC | 1" | no data
no data | 02MBA01AA923 | no data | no data | no data | no data | GATE VALVE | MBSHIVL | LP-01225 | no data | no data | AC | 1" | no data
no data | 02MBA01AA924 | no data | no data | no data | no data | Gate valve | MBSHI | LP-01225 | no data | no data | AC | 1" | no data
no data | 02MBA01AA924 | no data | no data | no data | no data | GATE VALVE | MBSHIVL | LP-01225 | no data | no data | AC | 1" | no data
no data | 02MBA01AA925 | no data | no data | no data | no data | Gate valve | MBSHI | LP-01225 | no data | no data | AC | 1" | no data
no data | 02MBA01AA925 | no data | no data | no data | no data | GATE VALVE | MBSHIVL | LP-01225 | no data | no data | AC | 1" | no data
no data | 02MBA01AA931 | no data | no data | no data | no data | Gate valve | MBSHI | LP-01207 | no data | no data | WC | 1-1/2" | no data
no data | 02MBA01AA931 | no data | no data | no data | no data | GATE VALVE | MBSHIVL | LP-01207 | no data | no data | EG | 1-1/2" | no data
no data | 02MBA01AA932 | no data | no data | no data | no data | Gate valve | MBSHI | LP-01207 | no data | no data | WC | 1-1/2" | no data
no data | 02MBA01AA932 | no data | no data | no data | no data | GATE VALVE | MBSHIVL | LP-01207 | no data | no data | EG | 1-1/2" | no data
no data | 02MBA01AA941 | no data | no data | no data | no data | Gate valve | MBSHI | LP-01225 | no data | no data | AC | 1" | no data
no data | 02MBA01AA941 | no data | no data | no data | no data | GATE VALVE | MBSHIVL | LP-01225 | no data | no data | AC | 1" | no data
no data | 02MBA01AA942 | no data | no data | no data | no data | Gate valve | MBSHI | LP-01225 | no data | no data | AC | 1" | no data
no data | 02MBA01AA942 | no data | no data | no data | no data | GATE VALVE | MBSHIVL | LP-01225 | no data | no data | AC | 1" | no data
no data | 02MBA01AA943 | no data | no data | no data | no data | Gate valve | MBSHI | LP-01225 | no data | no data | AC | 1" | no data
no data | 02MBA01AA944 | no data | no data | no data | no data | Gate valve | MBSHI | LP-01225 | no data | no data | AC | 1" | no data
no data | 02MBA11AA801 | no data | no data | no data | no data | Gate valve | MBSHI | LP-01220 | no data | no data | AR | 3/4" | no data
no data | 02MBA11AA801 | no data | no data | no data | no data | GATE VALVE | MBSHIVL | LP-01220 | no data | no data | AR | 3/4" | no data
no data | 02MBA11AA802 | no data | no data | no data | no data | Gate valve | MBSHI | LP-01220 | no data | no data | AR | 3/4" | no data
no data | 02MBA11AA802 | no data | no data | no data | no data | GATE VALVE | MBSHIVL | LP-01220 | no data | no data | AR | 3/4" | no data
no data | 02MBA11AA803 | no data | no data | no data | no data | Gate valve | MBSHI | LP-01220 | no data | no data | AR | 3/4" | no data
no data | 02MBA11AA803 | no data | no data | no data | no data | GATE VALVE | MBSHIVL | LP-01220 | no data | no data | AR | 3/4" | no data
no data | 02MBA11AA804 | no data | no data | no data | no data | Gate valve | MBSHI | LP-01220 | no data | no data | AR | 3/4" | no data
no data | 02MBA11AA804 | no data | no data | no data | no data | GATE VALVE | MBSHIVL | LP-01220 | no data | no data | AR | 3/4" | no data
no data | 02MBA11AA805 | no data | no data | no data | no data | Gate valve | MBSHI | LP-01220 | no data | no data | AR | 3/4" | no data
no data | 02MBA11AA806 | no data | no data | no data | no data | Gate valve | MBSHI | LP-01220 | no data | no data | AR | 3/4" | no data
no data | 02MBH01AA001 | no data | no data | no data | no data | Needle valve | MBSHI | LP-01211 | no data | no data | AC | 2" | no data
no data | 02MBH01AA001 | no data | no data | no data | no data | NEEDLE VALVE | MBSHIVL | LP-01211 | no data | no data | AC | 2" | no data
no data | 02MBH01AA121 | no data | no data | no data | no data | Needle valve | MBSHI | LP-01211 | no data | no data | AC | 2" | no data
no data | 02MBH01AA121 | no data | no data | no data | no data | NEEDLE VALVE | MBSHIVL | LP-01211 | no data | no data | AC | 2" | no data
no data | 02MBH01AA821 | no data | no data | no data | no data | Gate valve | MBSHI | LP-01211 | no data | no data | AC | 3/4" | no data
no data | 02MBH01AA821 | no data | no data | no data | no data | GATE VALVE | MBSHIVL | LP-01211 | no data | no data | AC | 3/4" | no data
no data | 02MBH01AA826 | no data | no data | no data | no data | Gate valve | MBSHI | LP-01211 | no data | no data | AC | 3/4" | no data
no data | 02MBH01AA826 | no data | no data | no data | no data | GATE VALVE | MBSHIVL | LP-01211 | no data | no data | AC | 3/4" | no data
no data | 02MBH01AA901 | no data | no data | no data | no data | Gate valve | MBSHI | LP-01225 | no data | no data | AC | 1" | no data
no data | 02MBH01AA901 | no data | no data | no data | no data | GATE VALVE | MBSHIVL | LP-01225 | no data | no data | AC | 1" | no data
no data | 02MBH01AA902 | no data | no data | no data | no data | Gate valve | MBSHI | LP-01225 | no data | no data | AC | 1" | no data
no data | 02MBH01AA902 | no data | no data | no data | no data | GATE VALVE | MBSHIVL | LP-01225 | no data | no data | AC | 1" | no data
no data | 02MBH01AA903 | no data | no data | no data | no data | Gate valve | MBSHI | LP-01225 | no data | no data | AC | 1" | no data
no data | 02MBH01AA903 | no data | no data | no data | no data | GATE VALVE | MBSHIVL | LP-01225 | no data | no data | AC | 1" | no data
no data | 02MBH01AA904 | no data | no data | no data | no data | Gate valve | MBSHI | LP-01225 | no data | no data | AC | 1" | no data
no data | 02MBH01AA904 | no data | no data | no data | no data | GATE VALVE | MBSHIVL | LP-01225 | no data | no data | AC | 1" | no data
no data | 02MBH01AA921 | no data | no data | no data | no data | Gate valve | MBSHI | LP-01217 | no data | no data | AC | 1" | no data
no data | 02MBH01AA921 | no data | no data | no data | no data | GATE VALVE | MBSHIVL | LP-01217 | no data | no data | AC | 1" | no data
no data | 02MBH01AA922 | no data | no data | no data | no data | Gate valve | MBSHI | LP-01217 | no data | no data | AC | 1" | no data
no data | 02MBH01AA922 | no data | no data | no data | no data | GATE VALVE | MBSHIVL | LP-01217 | no data | no data | AC | 1" | no data
no data | 02MBH01AA941 | no data | no data | no data | no data | Gate valve | MBSHI | LP-01217 | no data | no data | AC | 1" | no data
no data | 02MBH01AA941 | no data | no data | no data | no data | GATE VALVE | MBSHIVL | LP-01217 | no data | no data | AC | 1" | no data
no data | 02MBH01AA942 | no data | no data | no data | no data | Gate valve | MBSHI | LP-01217 | no data | no data | AC | 1" | no data
no data | 02MBH01AA942 | no data | no data | no data | no data | GATE VALVE | MBSHIVL | LP-01217 | no data | no data | AC | 1" | no data
no data | 02MBH01AA943 | no data | no data | no data | no data | Gate valve | MBSHI | LP-01217 | no data | no data | AC | 1" | no data
no data | 02MBH01AA943 | no data | no data | no data | no data | GATE VALVE | MBSHIVL | LP-01217 | no data | no data | AC | 1" | no data
no data | 02MBH01AA944 | no data | no data | no data | no data | Gate valve | MBSHI | LP-01217 | no data | no data | AC | 1" | no data
no data | 02MBH01AA944 | no data | no data | no data | no data | GATE VALVE | MBSHIVL | LP-01217 | no data | no data | AC | 1" | no data
no data | 02MBH02AA903 | no data | no data | no data | no data | Gate valve | MBSHI | LP-01225 | no data | no data | AC | 1" | no data
no data | 02MBH02AA903 | no data | no data | no data | no data | GATE VALVE | MBSHIVL | LP-01225 | no data | no data | AC | 1" | no data
no data | 02MBH02AA904 | no data | no data | no data | no data | Gate valve | MBSHI | LP-01225 | no data | no data | AC | 1" | no data
no data | 02MBH02AA904 | no data | no data | no data | no data | GATE VALVE | MBSHIVL | LP-01225 | no data | no data | AC | 1" | no data
no data | 02MBH02AA905 | no data | no data | no data | no data | Gate valve | MBSHI | LP-01225 | no data | no data | AC | 1" | no data
no data | 02MBH02AA905 | no data | no data | no data | no data | GATE VALVE | MBSHIVL | LP-01225 | no data | no data | AC | 1" | no data
no data | 02MBH02AA906 | no data | no data | no data | no data | Gate valve | MBSHI | LP-01225 | no data | no data | AC | 1" | no data
no data | 02MBH02AA906 | no data | no data | no data | no data | GATE VALVE | MBSHIVL | LP-01225 | no data | no data | AC | 1" | no data
no data | 02MBH02AA907 | no data | no data | no data | no data | Gate valve | MBSHI | LP-01225 | no data | no data | AC | 1" | no data
no data | 02MBH02AA907 | no data | no data | no data | no data | GATE VALVE | MBSHIVL | LP-01225 | no data | no data | AC | 1" | no data
no data | 02MBH02AA908 | no data | no data | no data | no data | Gate valve | MBSHI | LP-01225 | no data | no data | AC | 1" | no data
no data | 02MBH02AA908 | no data | no data | no data | no data | GATE VALVE | MBSHIVL | LP-01225 | no data | no data | AC | 1" | no data
no data | 02MBH02AA910 | no data | no data | no data | no data | Gate valve | MBSHI | LP-01225 | no data | no data | AC | 1" | no data
no data | 02MBH02AA910 | no data | no data | no data | no data | GATE VALVE | MBSHIVL | LP-01225 | no data | no data | AC | 1" | no data
no data | 02MBH02AA911 | no data | no data | no data | no data | Gate valve | MBSHI | LP-01225 | no data | no data | AC | 1" | no data
no data | 02MBH02AA911 | no data | no data | no data | no data | GATE VALVE | MBSHIVL | LP-01225 | no data | no data | AC | 1" | no data
no data | 02MBH03AA911 | no data | no data | no data | no data | Gate valve | MBSHI | LP-01225 | no data | no data | AC | 1" | no data
no data | 02MBH03AA911 | no data | no data | no data | no data | GATE VALVE | MBSHIVL | LP-01225 | no data | no data | AC | 1" | no data
no data | 02MBH03AA912 | no data | no data | no data | no data | Gate valve | MBSHI | LP-01225 | no data | no data | AC | 1" | no data
no data | 02MBH03AA912 | no data | no data | no data | no data | GATE VALVE | MBSHIVL | LP-01225 | no data | no data | AC | 1" | no data
no data | 02MBH04AA811 | no data | no data | no data | no data | Gate valve | MBSHI | LP-01217 | no data | no data | CW | 2" | no data
no data | 02MBH04AA811 | no data | no data | no data | no data | GATE VALVE | MBSHIVL | LP-01217 | no data | no data | AC | 2" | no data
no data | 02MBH04AA811 | 2C COLER LT1 UPPER ISO | TB LOWER NE | 2C | 2C COLER LT1 UPPER ISO | ISO | AIR GT | LP-01217 | no data | no data | no data | no data | no data
no data | 02MBH04AA812 | no data | no data | no data | no data | Gate valve | MBSHI | LP-01217 | no data | no data | CW | 2" | no data
no data | 02MBH04AA812 | no data | no data | no data | no data | GATE VALVE | MBSHIVL | LP-01217 | no data | no data | AC | 2" | no data
no data | 02MBH04AA812 | 2C COLER LT1 LOWER ISO | TB LOWER NE | 2C | 2C COLER LT1 LOWER ISO | ISO | AIR GT | LP-01217 | no data | no data | no data | no data | no data
no data | 02MBH04AA813 | no data | no data | no data | no data | Gate valve | MBSHI | LP-01217 | no data | no data | CW | 2" | no data
no data | 02MBH04AA813 | no data | no data | no data | no data | GATE VALVE | MBSHIVL | LP-01217 | no data | no data | AC | 2" | no data
no data | 02MBH04AA813 | 2C COLER LT2 UPPER ISO | TB LOWER NE | 2C | 2C COLER LT2 UPPER ISO | ISO | AIR GT | LP-01217 | no data | no data | no data | no data | no data
no data | 02MBH04AA814 | no data | no data | no data | no data | Gate valve | MBSHI | LP-01217 | no data | no data | CW | 2" | no data
no data | 02MBH04AA814 | no data | no data | no data | no data | GATE VALVE | MBSHIVL | LP-01217 | no data | no data | AC | 2" | no data
no data | 02MBH04AA814 | 2C COLER LT2 LOWER ISO | TB LOWER NE | 2C | 2C COLER LT2 LOWER ISO | ISO | AIR GT | LP-01217 | no data | no data | no data | no data | no data
no data | 02MBH04AA815 | no data | no data | no data | no data | Gate valve | MBSHI | LP-01217 | no data | no data | CW | 2" | no data
no data | 02MBH04AA815 | no data | no data | no data | no data | GATE VALVE | MBSHIVL | LP-01217 | no data | no data | AC | 2" | no data
no data | 02MBH04AA815 | 2C COLER LT3 UPPER ISO | TB LOWER NE | 2C | 2C COLER LT3 UPPER ISO | ISO | AIR GT | LP-01217 | no data | no data | no data | no data | no data
no data | 02MBH04AA816 | no data | no data | no data | no data | Gate valve | MBSHI | LP-01217 | no data | no data | CW | 2" | no data
no data | 02MBH04AA816 | no data | no data | no data | no data | GATE VALVE | MBSHIVL | LP-01217 | no data | no data | AC | 2" | no data
no data | 02MBH04AA816 | 2C COLER LT3 LOWER ISO | TB LOWER NE | 2C | 2C COLER LT3 LOWER ISO | ISO | AIR GT | LP-01217 | no data | no data | no data | no data | no data
no data | 02MBH04AA901 | no data | no data | no data | no data | Gate valve | MBSHI | LP-01225 | no data | no data | AC | 1" | no data
no data | 02MBH04AA901 | no data | no data | no data | no data | GATE VALVE | MBSHIVL | LP-01225 | no data | no data | AC | 1" | no data
no data | 02MBH04AA902 | no data | no data | no data | no data | Gate valve | MBSHI | LP-01225 | no data | no data | AC | 1" | no data
no data | 02MBH04AA902 | no data | no data | no data | no data | GATE VALVE | MBSHIVL | LP-01225 | no data | no data | AC | 1" | no data
no data | 02MBH04AA911 | no data | no data | no data | no data | Gate valve | MBSHI | LP-01217 | no data | no data | AC | 1" | no data
no data | 02MBH04AA911 | no data | no data | no data | no data | GATE VALVE | MBSHIVL | LP-01217 | no data | no data | AC | 1" | no data
no data | 02MBH04AA912 | no data | no data | no data | no data | Gate valve | MBSHI | LP-01217 | no data | no data | AC | 1" | no data
no data | 02MBH04AA912 | no data | no data | no data | no data | GATE VALVE | MBSHIVL | LP-01217 | no data | no data | AC | 1" | no data
no data | 02MBH04AA913 | no data | no data | no data | no data | Gate valve | MBSHI | LP-01217 | no data | no data | AC | 1" | no data
no data | 02MBH04AA913 | no data | no data | no data | no data | GATE VALVE | MBSHIVL | LP-01217 | no data | no data | AC | 1" | no data
no data | 02MBH04AA914 | no data | no data | no data | no data | Gate valve | MBSHI | LP-01217 | no data | no data | AC | 1" | no data
no data | 02MBH04AA914 | no data | no data | no data | no data | GATE VALVE | MBSHIVL | LP-01217 | no data | no data | AC | 1" | no data
no data | 02MBH04AA915 | no data | no data | no data | no data | Gate valve | MBSHI | LP-01217 | no data | no data | AC | 1" | no data
no data | 02MBH04AA915 | no data | no data | no data | no data | GATE VALVE | MBSHIVL | LP-01217 | no data | no data | AC | 1" | no data
no data | 02MBH04AA916 | no data | no data | no data | no data | Gate valve | MBSHI | LP-01217 | no data | no data | AC | 1" | no data
no data | 02MBH04AA916 | no data | no data | no data | no data | GATE VALVE | MBSHIVL | LP-01217 | no data | no data | AC | 1" | no data
no data | 02MBH04AA917 | no data | no data | no data | no data | Gate valve | MBSHI | LP-01217 | no data | no data | AC | 1" | no data
no data | 02MBH04AA917 | no data | no data | no data | no data | GATE VALVE | MBSHIVL | LP-01217 | no data | no data | AC | 1" | no data
no data | 02MBH04AA918 | no data | no data | no data | no data | Gate valve | MBSHI | LP-01217 | no data | no data | AC | 1" | no data
no data | 02MBH04AA918 | no data | no data | no data | no data | GATE VALVE | MBSHIVL | LP-01217 | no data | no data | AC | 1" | no data
no data | 02MBH04AA931 | no data | no data | no data | no data | GATE VALVE | MBSHIVL | LP-01225 | no data | no data | AC | 1" | no data
no data | 02MBH04AA932 | no data | no data | no data | no data | GATE VALVE | MBSHIVL | LP-01225 | no data | no data | AC | 1" | no data
no data | 02MBH05AA101 | no data | no data | no data | no data | Globe valve | MBSHI | LP-01215 | no data | no data | AC | 10" | no data
no data | 02MBH05AA141 | no data | no data | no data | no data | Gate valve | MBSHI | LP-01214 | no data | no data | AC | 3" | no data
no data | 02MBH05AA141 | no data | no data | no data | no data | GATE VALVE | MBSHIVL | LP-01214 | no data | no data | AC | 3" | no data
no data | 02MBH05AA142 | no data | no data | no data | no data | Globe valve | MBSHI | LP-01214 | no data | no data | AC | 3" | no data
no data | 02MBH05AA142 | no data | no data | no data | no data | GLOBE VALVE | MBSHIVL | LP-01214 | no data | no data | AC | 3" | no data
no data | 02MBH05AA143 | no data | no data | no data | no data | Gate valve | MBSHI | LP-01214 | no data | no data | AC | 3" | no data
no data | 02MBH05AA143 | no data | no data | no data | no data | GATE VALVE | MBSHIVL | LP-01214 | no data | no data | AC | 3" | no data
no data | 02MBH05AA144 | no data | no data | no data | no data | GATE VALVE | MBSHIVL | LP-01215 | no data | no data | AC | 3/4" | no data
no data | 02MBH05AA145 | no data | no data | no data | no data | GATE VALVE | MBSHIVL | LP-01214 | no data | no data | AC | 3/4" | no data
no data | 02MBH05AA146 | no data | no data | no data | no data | GATE VALVE | MBSHIVL | LP-01214 | no data | no data | AC | 3/4" | no data
no data | 02MBH05AA147 | no data | no data | no data | no data | BALL VALVE | MBSHIVL | LP-01214 | no data | no data | AC | 10" | no data
no data | 02MBH05AA210 | no data | no data | no data | no data | Check valve | MBSHI | LP-01207 | no data | no data | GF | 3" | no data
no data | 02MBH05AA210 | no data | no data | no data | no data | CHECK VALVE | MBSHIVL | LP-01207 | no data | no data | GF | 3" | no data
no data | 02MBH05AA803 | no data | no data | no data | no data | Gate valve | MBSHI | LP-01215 | no data | no data | AC | 2" | no data
no data | 02MBH05AA803 | no data | no data | no data | no data | GATE VALVE | MBSHIVL | LP-01215 | no data | no data | AC | 2" | no data
no data | 02MBH05AA803 | TCA HI TEMP DRAIN LVL1 UPPER | HRSG LOWER SE | TCA | TCA HI TEMP DRAIN LVL1 UPPER | DRAIN | AIR GT | LP-01215 | no data | no data | no data | no data | no data
no data | 02MBH05AA804 | no data | no data | no data | no data | Gate valve | MBSHI | LP-01215 | no data | no data | AC | 2" | no data
no data | 02MBH05AA804 | no data | no data | no data | no data | GATE VALVE | MBSHIVL | LP-01215 | no data | no data | AC | 2" | no data
no data | 02MBH05AA804 | TCA HI TEMP DRAIN LVL1 LOWER | HRSG LOWER SE | TCA | TCA HI TEMP DRAIN LVL1 LOWER | DRAIN | AIR GT | LP-01215 | no data | no data | no data | no data | no data
no data | 02MBH05AA805 | no data | no data | no data | no data | Gate valve | MBSHI | LP-01215 | no data | no data | AC | 2" | no data
no data | 02MBH05AA805 | no data | no data | no data | no data | GATE VALVE | MBSHIVL | LP-01215 | no data | no data | AC | 2" | no data
no data | 02MBH05AA805 | TCA HI TEMP DRAIN LVL2 UPPER | HRSG LOWER SE | TCA | TCA HI TEMP DRAIN LVL2 UPPER | DRAIN | AIR GT | LP-01215 | no data | no data | no data | no data | no data
no data | 02MBH05AA806 | no data | no data | no data | no data | Gate valve | MBSHI | LP-01215 | no data | no data | AC | 2" | no data
no data | 02MBH05AA806 | no data | no data | no data | no data | GATE VALVE | MBSHIVL | LP-01215 | no data | no data | AC | 2" | no data
no data | 02MBH05AA806 | TCA HI TEMP DRAIN LVL2 LOWER | HRSG LOWER SE | TCA | TCA HI TEMP DRAIN LVL2 LOWER | DRAIN | AIR GT | LP-01215 | no data | no data | no data | no data | no data
no data | 02MBH05AA807 | no data | no data | no data | no data | Gate valve | MBSHI | LP-01215 | no data | no data | AC | 2" | no data
no data | 02MBH05AA807 | no data | no data | no data | no data | GATE VALVE | MBSHIVL | LP-01215 | no data | no data | AC | 2" | no data
no data | 02MBH05AA807 | TCA HI TEMP DRAIN LVL3 UPPER | HRSG LOWER SE | TCA | TCA HI TEMP DRAIN LVL3 UPPER | DRAIN | AIR GT | LP-01215 | no data | no data | no data | no data | no data
no data | 02MBH05AA808 | no data | no data | no data | no data | Gate valve | MBSHI | LP-01215 | no data | no data | AC | 2" | no data
no data | 02MBH05AA808 | no data | no data | no data | no data | GATE VALVE | MBSHIVL | LP-01215 | no data | no data | AC | 2" | no data
no data | 02MBH05AA808 | TCA HI TEMP DRAIN LVL3 LOWER | HRSG LOWER SE | TCA | TCA HI TEMP DRAIN LVL3 LOWER | DRAIN | AIR GT | LP-01215 | no data | no data | no data | no data | no data
no data | 02MBH05AA833 | no data | no data | no data | no data | Gate valve | MBSHI | LP-01215 | no data | no data | AC | 2" | no data
no data | 02MBH05AA833 | no data | no data | no data | no data | GATE VALVE | MBSHIVL | LP-01215 | no data | no data | AC | 2" | no data
no data | 02MBH05AA833 | TCA LO TEMP DRAIN LVL1 UPPER | HRSG LOWER SE | TCA | TCA LO TEMP DRAIN LVL1 UPPER | DRAIN | AIR GT | LP-01215 | no data | no data | no data | no data | no data
no data | 02MBH05AA834 | no data | no data | no data | no data | Gate valve | MBSHI | LP-01215 | no data | no data | AC | 2" | no data
no data | 02MBH05AA834 | no data | no data | no data | no data | GATE VALVE | MBSHIVL | LP-01215 | no data | no data | AC | 2" | no data
no data | 02MBH05AA834 | TCA LP TEMP DRAIN LVL1 LOWER | HRSG LOWER SE | TCA | TCA LP TEMP DRAIN LVL1 LOWER | DRAIN | AIR GT | LP-01215 | no data | no data | no data | no data | no data
no data | 02MBH05AA835 | no data | no data | no data | no data | Gate valve | MBSHI | LP-01215 | no data | no data | AC | 2" | no data
no data | 02MBH05AA835 | no data | no data | no data | no data | GATE VALVE | MBSHIVL | LP-01215 | no data | no data | AC | 2" | no data
no data | 02MBH05AA835 | TCA LO TEMP DRAIN LVL2 UPPER | HRSG LOWER SE | TCA | TCA LO TEMP DRAIN LVL2 UPPER | DRAIN | AIR GT | LP-01215 | no data | no data | no data | no data | no data
no data | 02MBH05AA836 | no data | no data | no data | no data | Gate valve | MBSHI | LP-01215 | no data | no data | AC | 2" | no data
no data | 02MBH05AA836 | no data | no data | no data | no data | GATE VALVE | MBSHIVL | LP-01215 | no data | no data | AC | 2" | no data
no data | 02MBH05AA836 | TCA LO TEMP DRAIN LVL2 LOWER | HRSG LOWER SE | TCA | TCA LO TEMP DRAIN LVL2 LOWER | DRAIN | AIR GT | LP-01215 | no data | no data | no data | no data | no data
no data | 02MBH05AA837 | no data | no data | no data | no data | Gate valve | MBSHI | LP-01215 | no data | no data | AC | 2" | no data
no data | 02MBH05AA837 | no data | no data | no data | no data | GATE VALVE | MBSHIVL | LP-01215 | no data | no data | AC | 2" | no data
no data | 02MBH05AA837 | TCA LO TEMP DRAIN LVL3 UPPER | HRSG LOWER SE | TCA | TCA LO TEMP DRAIN LVL3 UPPER | DRAIN | AIR GT | LP-01215 | no data | no data | no data | no data | no data
no data | 02MBH05AA838 | no data | no data | no data | no data | Gate valve | MBSHI | LP-01215 | no data | no data | AC | 2" | no data
no data | 02MBH05AA838 | no data | no data | no data | no data | GATE VALVE | MBSHIVL | LP-01215 | no data | no data | AC | 2" | no data
no data | 02MBH05AA838 | TCA LO TEMP DRAIN LVL3 LOWER | HRSG LOWER SE | TCA | TCA LO TEMP DRAIN LVL3 LOWER | DRAIN | AIR GT | LP-01215 | no data | no data | no data | no data | no data
no data | 02MBH05AA901 | no data | no data | no data | no data | Gate valve | MBSHI | LP-01215 | no data | no data | AC | 1" | no data
no data | 02MBH05AA901 | no data | no data | no data | no data | GATE VALVE | MBSHIVL | LP-01215 | no data | no data | AC | 1" | no data
no data | 02MBH05AA902 | no data | no data | no data | no data | Gate valve | MBSHI | LP-01215 | no data | no data | AC | 1" | no data
no data | 02MBH05AA902 | no data | no data | no data | no data | GATE VALVE | MBSHIVL | LP-01215 | no data | no data | AC | 1" | no data
no data | 02MBH05AA903 | no data | no data | no data | no data | Gate valve | MBSHI | LP-01215 | no data | no data | AC | 1" | no data
no data | 02MBH05AA903 | no data | no data | no data | no data | GATE VALVE | MBSHIVL | LP-01215 | no data | no data | AC | 1" | no data
no data | 02MBH05AA904 | no data | no data | no data | no data | Gate valve | MBSHI | LP-01215 | no data | no data | AC | 1" | no data
no data | 02MBH05AA904 | no data | no data | no data | no data | GATE VALVE | MBSHIVL | LP-01215 | no data | no data | AC | 1" | no data
no data | 02MBH05AA905 | no data | no data | no data | no data | Gate valve | MBSHI | LP-01215 | no data | no data | AC | 1" | no data
no data | 02MBH05AA905 | no data | no data | no data | no data | GATE VALVE | MBSHIVL | LP-01215 | no data | no data | AC | 1" | no data
no data | 02MBH05AA906 | no data | no data | no data | no data | Gate valve | MBSHI | LP-01215 | no data | no data | AC | 1" | no data
no data | 02MBH05AA906 | no data | no data | no data | no data | GATE VALVE | MBSHIVL | LP-01215 | no data | no data | AC | 1" | no data
no data | 02MBH05AA907 | no data | no data | no data | no data | Gate valve | MBSHI | LP-01215 | no data | no data | AC | 1" | no data
no data | 02MBH05AA907 | no data | no data | no data | no data | GATE VALVE | MBSHIVL | LP-01215 | no data | no data | AC | 1" | no data
no data | 02MBH05AA908 | no data | no data | no data | no data | Gate valve | MBSHI | LP-01215 | no data | no data | AC | 1" | no data
no data | 02MBH05AA908 | no data | no data | no data | no data | GATE VALVE | MBSHIVL | LP-01215 | no data | no data | AC | 1" | no data
no data | 02MBH05AA909 | no data | no data | no data | no data | Gate valve | MBSHI | LP-01215 | no data | no data | AC | 1" | no data
no data | 02MBH05AA909 | no data | no data | no data | no data | GATE VALVE | MBSHIVL | LP-01215 | no data | no data | AC | 1" | no data
no data | 02MBH05AA910 | no data | no data | no data | no data | Gate valve | MBSHI | LP-01215 | no data | no data | AC | 1" | no data
no data | 02MBH05AA910 | no data | no data | no data | no data | GATE VALVE | MBSHIVL | LP-01215 | no data | no data | AC | 1" | no data
no data | 02MBH05AA915 | no data | no data | no data | no data | Gate valve | MBSHI | LP-01215 | no data | no data | AC | 1" | no data
no data | 02MBH05AA915 | no data | no data | no data | no data | GATE VALVE | MBSHIVL | LP-01215 | no data | no data | AC | 1" | no data
no data | 02MBH05AA917 | no data | no data | no data | no data | Gate valve | MBSHI | LP-01215 | no data | no data | AC | 1" | no data
no data | 02MBH05AA917 | no data | no data | no data | no data | GATE VALVE | MBSHIVL | LP-01215 | no data | no data | AC | 1" | no data
no data | 02MBH05AA918 | no data | no data | no data | no data | Gate valve | MBSHI | LP-01215 | no data | no data | AC | 1" | no data
no data | 02MBH05AA918 | no data | no data | no data | no data | GATE VALVE | MBSHIVL | LP-01215 | no data | no data | AC | 1" | no data
no data | 02MBH06AA801 | no data | no data | no data | no data | Gate valve | MBSHI | LP-01218 | no data | no data | AC | 3/4" | no data
no data | 02MBH06AA802 | no data | no data | no data | no data | Gate valve | MBSHI | LP-01218 | no data | no data | AC | 1/2" | no data
no data | 02MBH06AA803 | no data | no data | no data | no data | Gate valve | MBSHI | LP-01218 | no data | no data | AC | 3/4" | no data
no data | 02MBH06AA806 | no data | no data | no data | no data | Globe valve | MBSHI | LP-01218 | no data | no data | AC | 1/2" | no data
no data | 02MBH06AA806 | no data | no data | no data | no data | GATE VALVE | MBSHIVL | LP-01218 | no data | no data | AC | 1/2" | no data
no data | 02MBH06AA807 | no data | no data | no data | no data | Globe valve | MBSHI | LP-01218 | no data | no data | AC | 1/2" | no data
no data | 02MBH06AA807 | no data | no data | no data | no data | GATE VALVE | MBSHIVL | LP-01218 | no data | no data | AC | 1/2" | no data
no data | 02MBH06AA808 | no data | no data | no data | no data | Globe valve | MBSHI | LP-01218 | no data | no data | AC | 1/2" | no data
no data | 02MBH06AA808 | no data | no data | no data | no data | GATE VALVE | MBSHIVL | LP-01218 | no data | no data | AC | 1/2" | no data
no data | 02MBH06AA809 | no data | no data | no data | no data | Globe valve | MBSHI | LP-01218 | no data | no data | AC | 1/2" | no data
no data | 02MBH06AA809 | no data | no data | no data | no data | GATE VALVE | MBSHIVL | LP-01218 | no data | no data | AC | 1/2" | no data
no data | 02MBH06AA814 | no data | no data | no data | no data | Gate valve | MBSHI | LP-01219 | no data | no data | AC | 3/4" | no data
no data | 02MBH06AA814 | no data | no data | no data | no data | GATE VALVE | MBSHIVL | LP-01219 | no data | no data | AC | 3/4" | no data
no data | 02MBH06AA815 | no data | no data | no data | no data | Gate valve | MBSHI | LP-01219 | no data | no data | AC | 3/4" | no data
no data | 02MBH06AA815 | no data | no data | no data | no data | GATE VALVE | MBSHIVL | LP-01219 | no data | no data | AC | 3/4" | no data
no data | 02MBH06AA816 | no data | no data | no data | no data | Gate valve | MBSHI | LP-01219 | no data | no data | AC | 3/4" | no data
no data | 02MBH06AA816 | no data | no data | no data | no data | GATE VALVE | MBSHIVL | LP-01219 | no data | no data | AC | 3/4" | no data
no data | 02MBH06AA817 | no data | no data | no data | no data | Gate valve | MBSHI | LP-01219 | no data | no data | AC | 3/4" | no data
no data | 02MBH06AA817 | no data | no data | no data | no data | GATE VALVE | MBSHIVL | LP-01219 | no data | no data | AC | 3/4" | no data
no data | 02MBH06AA818 | no data | no data | no data | no data | Gate valve | MBSHI | LP-01219 | no data | no data | AC | 3/4" | no data
no data | 02MBH06AA818 | no data | no data | no data | no data | GATE VALVE | MBSHIVL | LP-01219 | no data | no data | AC | 3/4" | no data
no data | 02MBH06AA819 | no data | no data | no data | no data | Gate valve | MBSHI | LP-01218 | no data | no data | AC | 1/2" | no data
no data | 02MBH06AA820 | no data | no data | no data | no data | Gate valve | MBSHI | LP-01218 | no data | no data | AC | 1/2" | no data
no data | 02MBH06AA821 | no data | no data | no data | no data | Gate valve | MBSHI | LP-01218 | no data | no data | AC | 1/2" | no data
no data | 02MBH06AA822 | no data | no data | no data | no data | Gate valve | MBSHI | LP-01218 | no data | no data | AC | 1/2" | no data
no data | 02MBH06AA823 | no data | no data | no data | no data | Gate valve | MBSHI | LP-01218 | no data | no data | AC | 1/2" | no data
no data | 02MBH06AA824 | no data | no data | no data | no data | Gate valve | MBSHI | LP-01218 | no data | no data | AC | 1/2" | no data
no data | 02MBH06AA824 | no data | no data | no data | no data | GATE VALVE | MBSHIVL | LP-01218 | no data | no data | AC | 3/4" | no data
no data | 02MBH06AA825 | no data | no data | no data | no data | Gate valve | MBSHI | LP-01219 | no data | no data | AC | 3/4" | no data
no data | 02MBH06AA825 | no data | no data | no data | no data | GATE VALVE | MBSHIVL | LP-01219 | no data | no data | AC | 3/4" | no data
no data | 02MBH06AA826 | no data | no data | no data | no data | Gate valve | MBSHI | LP-01218 | no data | no data | AC | 3/4" | no data
no data | 02MBH06AA826 | no data | no data | no data | no data | GATE VALVE | MBSHIVL | LP-01218 | no data | no data | AC | 3/4" | no data
no data | 02MBH06AA827 | no data | no data | no data | no data | Gate valve | MBSHI | LP-01218 | no data | no data | AC | 1/2" | no data
no data | 02MBH06AA827 | no data | no data | no data | no data | GATE VALVE | MBSHIVL | LP-01218 | no data | no data | AC | 1/2" | no data
no data | 02MBH06AA828 | no data | no data | no data | no data | Gate valve | MBSHI | LP-01218 | no data | no data | AC | 3/4" | no data
no data | 02MBH06AA828 | no data | no data | no data | no data | GATE VALVE | MBSHIVL | LP-01218 | no data | no data | AC | 1/2" | no data
no data | 02MBH06AA829 | no data | no data | no data | no data | Gate valve | MBSHI | LP-01218 | no data | no data | AC | 3/4" | no data
no data | 02MBH06AA830 | no data | no data | no data | no data | Globe valve | MBSHI | LP-01218 | no data | no data | AC | 1/2" | no data
no data | 02MBH06AA830 | no data | no data | no data | no data | GATE VALVE | MBSHIVL | LP-01218 | no data | no data | AC | 1/2" | no data
no data | 02MBH06AA831 | no data | no data | no data | no data | Globe valve | MBSHI | LP-01218 | no data | no data | AC | 1/2" | no data
no data | 02MBH06AA831 | no data | no data | no data | no data | GATE VALVE | MBSHIVL | LP-01218 | no data | no data | AC | 1/2" | no data
no data | 02MBH06AA832 | no data | no data | no data | no data | Globe valve | MBSHI | LP-01218 | no data | no data | AC | 1/2" | no data
no data | 02MBH06AA832 | no data | no data | no data | no data | GATE VALVE | MBSHIVL | LP-01218 | no data | no data | AC | 1/2" | no data
no data | 02MBH06AA833 | no data | no data | no data | no data | Globe valve | MBSHI | LP-01218 | no data | no data | AC | 1/2" | no data
no data | 02MBH06AA833 | no data | no data | no data | no data | GATE VALVE | MBSHIVL | LP-01218 | no data | no data | AC | 1/2" | no data
no data | 02MBH06AA840 | no data | no data | no data | no data | Gate valve | MBSHI | LP-01218 | no data | no data | AC | 3/4" | no data
no data | 02MBH06AA841 | no data | no data | no data | no data | GATE VALVE | MBSHIVL | LP-01218 | no data | no data | AC | 8" | no data
no data | 02MBH06AA842 | no data | no data | no data | no data | Check valve | MBSHI | LP-01218 | no data | no data | AC | 8" | no data
no data | 02MBH06AA842 | no data | no data | no data | no data | CHECK VALVE | MBSHIVL | LP-01218 | no data | no data | AC | 8" | no data
no data | 02MBH06AA843 | no data | no data | no data | no data | Gate valve | MBSHI | LP-01218 | no data | no data | AC | 8" | no data
no data | 02MBH06AA843 | no data | no data | no data | no data | GATE VALVE | MBSHIVL | LP-01218 | no data | no data | AC | 8" | no data
no data | 02MBH06AA844 | no data | no data | no data | no data | Gate valve | MBSHI | LP-01218 | no data | no data | AC | 8" | no data
no data | 02MBH06AA844 | no data | no data | no data | no data | GATE VALVE | MBSHIVL | LP-01218 | no data | no data | AC | 8" | no data
no data | 02MBH06AA845 | no data | no data | no data | no data | GATE VALVE | MBSHIVL | LP-01218 | no data | no data | AC | 1/2" | no data
no data | 02MBH06AA846 | no data | no data | no data | no data | GATE VALVE | MBSHIVL | LP-01218 | no data | no data | AC | 1/2" | no data
no data | 02MBH06AA847 | no data | no data | no data | no data | GATE VALVE | MBSHIVL | LP-01218 | no data | no data | AC | 1/2" | no data
no data | 02MBH06AA850 | no data | no data | no data | no data | CHECK VALVE | MBSHIVL | LP-01218 | no data | no data | AC | 8" | no data
no data | 02MBH06AA851 | no data | no data | no data | no data | CHECK VALVE | MBSHIVL | LP-01218 | no data | no data | AC | 8" | no data
no data | 02MBH06AA861 | no data | no data | no data | no data | Gate valve | MBSHI | LP-01218 | no data | no data | AC | 2" | no data
no data | 02MBH06AA861 | no data | no data | no data | no data | GATE VALVE | MBSHIVL | LP-01218 | no data | no data | AC | 2" | no data
no data | 02MBH06AA861 | ECA COLER LT1 UPPER ISO | HRSG LOWER SE | ECA | ECA COLER LT1 UPPER ISO | ISO | AIR GT | LP-01218 | no data | no data | no data | no data | no data
no data | 02MBH06AA862 | no data | no data | no data | no data | Gate valve | MBSHI | LP-01218 | no data | no data | AC | 2" | no data
no data | 02MBH06AA862 | no data | no data | no data | no data | GATE VALVE | MBSHIVL | LP-01218 | no data | no data | AC | 2" | no data
no data | 02MBH06AA862 | ECA COLER LT1 LOWER ISO | HRSG LOWER SE | ECA | ECA COLER LT1 LOWER ISO | ISO | AIR GT | LP-01218 | no data | no data | no data | no data | no data
no data | 02MBH06AA863 | no data | no data | no data | no data | Gate valve | MBSHI | LP-01218 | no data | no data | AC | 2" | no data
no data | 02MBH06AA863 | no data | no data | no data | no data | GATE VALVE | MBSHIVL | LP-01218 | no data | no data | AC | 2" | no data
no data | 02MBH06AA863 | ECA COLER LT2 UPPER ISO | HRSG LOWER SE | ECA | ECA COLER LT2 UPPER ISO | ISO | AIR GT | LP-01218 | no data | no data | no data | no data | no data
no data | 02MBH06AA864 | no data | no data | no data | no data | Gate valve | MBSHI | LP-01218 | no data | no data | AC | 2" | no data
no data | 02MBH06AA864 | no data | no data | no data | no data | GATE VALVE | MBSHIVL | LP-01218 | no data | no data | AC | 2" | no data
no data | 02MBH06AA864 | ECA COLER LT2 LOWER ISO | HRSG LOWER SE | ECA | ECA COLER LT2 LOWER ISO | ISO | AIR GT | LP-01218 | no data | no data | no data | no data | no data
no data | 02MBH06AA865 | no data | no data | no data | no data | Gate valve | MBSHI | LP-01218 | no data | no data | AC | 2" | no data
no data | 02MBH06AA865 | no data | no data | no data | no data | GATE VALVE | MBSHIVL | LP-01218 | no data | no data | AC | 2" | no data
no data | 02MBH06AA865 | ECA COLER LT3 UPPER ISO | HRSG LOWER SE | ECA | ECA COLER LT3 UPPER ISO | ISO | AIR GT | LP-01218 | no data | no data | no data | no data | no data
no data | 02MBH06AA866 | no data | no data | no data | no data | Gate valve | MBSHI | LP-01218 | no data | no data | AC | 2" | no data
no data | 02MBH06AA866 | no data | no data | no data | no data | GATE VALVE | MBSHIVL | LP-01218 | no data | no data | AC | 2" | no data
no data | 02MBH06AA866 | ECA COLER LT3 LOWER ISO | HRSG LOWER SE | ECA | ECA COLER LT3 LOWER ISO | ISO | AIR GT | LP-01218 | no data | no data | no data | no data | no data
no data | 02MBH06AA871 | no data | no data | no data | no data | GATE VALVE | MBSHIVL | LP-01218 | no data | no data | AC | 8" | no data
no data | 02MBH06AA872 | no data | no data | no data | no data | Check valve | MBSHI | LP-01218 | no data | no data | AC | 8" | no data
no data | 02MBH06AA872 | no data | no data | no data | no data | CHECK VALVE | MBSHIVL | LP-01218 | no data | no data | AC | 8" | no data
no data | 02MBH06AA873 | no data | no data | no data | no data | Gate valve | MBSHI | LP-01218 | no data | no data | AC | 8" | no data
no data | 02MBH06AA873 | no data | no data | no data | no data | GATE VALVE | MBSHIVL | LP-01218 | no data | no data | AC | 8" | no data
no data | 02MBH06AA874 | no data | no data | no data | no data | Gate valve | MBSHI | LP-01218 | no data | no data | AC | 8" | no data
no data | 02MBH06AA874 | no data | no data | no data | no data | GATE VALVE | MBSHIVL | LP-01218 | no data | no data | AC | 8" | no data
no data | 02MBH06AA875 | no data | no data | no data | no data | GATE VALVE | MBSHIVL | LP-01218 | no data | no data | AC | 1/2" | no data
no data | 02MBH06AA876 | no data | no data | no data | no data | GATE VALVE | MBSHIVL | LP-01218 | no data | no data | AC | 1/2" | no data
no data | 02MBH06AA877 | no data | no data | no data | no data | GATE VALVE | MBSHIVL | LP-01218 | no data | no data | AC | 1/2" | no data
no data | 02MBH06AA881 | no data | no data | no data | no data | Gate valve | MBSHI | LP-01218 | no data | no data | AC | 1" | no data
no data | 02MBH06AA881 | no data | no data | no data | no data | GATE VALVE | MBSHIVL | LP-01218 | no data | no data | AC | 1" | no data
no data | 02MBH06AA882 | no data | no data | no data | no data | Gate valve | MBSHI | LP-01218 | no data | no data | AC | 1" | no data
no data | 02MBH06AA882 | no data | no data | no data | no data | GATE VALVE | MBSHIVL | LP-01218 | no data | no data | AC | 1" | no data
no data | 02MBH06AA890 | no data | no data | no data | no data | CHECK VALVE | MBSHIVL | LP-01218 | no data | no data | AC | 8" | no data
no data | 02MBH06AA891 | no data | no data | no data | no data | GATE VALVE | MBSHIVL | LP-01218 | no data | no data | AC | 8" | no data
no data | 02MBH06AA892 | no data | no data | no data | no data | CHECK VALVE | MBSHIVL | LP-01218 | no data | no data | AC | 8" | no data
no data | 02MBH06AA893 | no data | no data | no data | no data | GATE VALVE | MBSHIVL | LP-01218 | no data | no data | AC | 8" | no data
no data | 02MBH06AA901 | no data | no data | no data | no data | GATE VALVE | MBSHIVL | LP-01218 | no data | no data | AC | 1" | no data
no data | 02MBH06AA902 | no data | no data | no data | no data | GATE VALVE | MBSHIVL | LP-01218 | no data | no data | AC | 1" | no data
no data | 02MBH06AA903 | no data | no data | no data | no data | GATE VALVE | MBSHIVL | LP-01218 | no data | no data | AC | 1" | no data
no data | 02MBH06AA904 | no data | no data | no data | no data | GATE VALVE | MBSHIVL | LP-01218 | no data | no data | AC | 1" | no data
no data | 02MBH06AA905 | no data | no data | no data | no data | GATE VALVE | MBSHIVL | LP-01218 | no data | no data | AC | 1" | no data
no data | 02MBH06AA906 | no data | no data | no data | no data | GATE VALVE | MBSHIVL | LP-01218 | no data | no data | AC | 1" | no data
no data | 02MBH06AA909 | no data | no data | no data | no data | GATE VALVE | MBSHIVL | LP-01218 | no data | no data | AC | 1" | no data
no data | 02MBH06AA910 | no data | no data | no data | no data | GATE VALVE | MBSHIVL | LP-01218 | no data | no data | AC | 1" | no data
no data | 02MBH06AA911 | no data | no data | no data | no data | GATE VALVE | MBSHIVL | LP-01218 | no data | no data | AC | 1" | no data
no data | 02MBH06AA912 | no data | no data | no data | no data | GATE VALVE | MBSHIVL | LP-01218 | no data | no data | AC | 1" | no data
no data | 02MBH06AA926 | no data | no data | no data | no data | Gate valve | MBSHI | LP-01218 | no data | no data | AC | 1" | no data
no data | 02MBH06AA926 | no data | no data | no data | no data | GATE VALVE | MBSHIVL | LP-01218 | no data | no data | AC | 1" | no data
| 02MBP01AA801 | UNIT 2 GAS FLOW METER PRESSURE TRANSMITTER ISOLATION | no data | UNIT 2 GT HEADER | no data | Ball valve | FGS | LP-01200 | OPEN | no data | GF | 1/2" | no data
| 02MBP01AA801 | UNIT 2 GAS FLOW METER PRESSURE TRANSMITTER ISOLATION | no data | UNIT 2 GT HEADER | no data | BALL VALVE | FGS | LP-01200 | OPEN | no data | GF | 1/2" | no data
| 02MBP01AA802 | UNIT 2 GAS FLOW METER PRESSURE TRANSMITTER ISOLATION | no data | UNIT 2 GT HEADER | no data | Ball valve | FGS | LP-01200 | OPEN | no data | GF | 1/2" | no data
| 02MBP01AA802 | UNIT 2 GAS FLOW METER PRESSURE TRANSMITTER ISOLATION | no data | UNIT 2 GT HEADER | no data | BALL VALVE | FGS | LP-01200 | OPEN | no data | GF | 1/2" | no data
no data | 02MBP01AA820 | no data | no data | no data | no data | Gate valve | MBSHI | LP-01201 | no data | no data | GF | 2" | no data
no data | 02MBP01AA820 | no data | no data | no data | no data | GATE VALVE | MBSHIVL | LP-01201 | no data | no data | GF | 2" | no data
no data | 02MBP01AA820 | FGPH A DRAIN LEVEL 1 UPPER | HRSG WEST | FGPH | FGPH A DRAIN LEVEL 1 UPPER | DRAIN | FGS GT | LP-01201 | no data | no data | no data | no data | no data
no data | 02MBP01AA821 | no data | no data | no data | no data | Gate valve | MBSHI | LP-01201 | no data | no data | GF | 2" | no data
no data | 02MBP01AA821 | no data | no data | no data | no data | GATE VALVE | MBSHIVL | LP-01201 | no data | no data | GF | 2" | no data
no data | 02MBP01AA821 | FGPH A DRAIN LEVEL 1 LOWER | HRSG WEST | FGPH | FGPH A DRAIN LEVEL 1 LOWER | DRAIN | FGS GT | LP-01201 | no data | no data | no data | no data | no data
no data | 02MBP01AA822 | no data | no data | no data | no data | Gate valve | MBSHI | LP-01201 | no data | no data | GF | 2" | no data
no data | 02MBP01AA822 | no data | no data | no data | no data | GATE VALVE | MBSHIVL | LP-01201 | no data | no data | GF | 2" | no data
no data | 02MBP01AA822 | FGPH A DRAIN LEVEL 2 UPPER | HRSG WEST | FGPH | FGPH A DRAIN LEVEL 2 UPPER | DRAIN | FGS GT | LP-01201 | no data | no data | no data | no data | no data
no data | 02MBP01AA823 | no data | no data | no data | no data | Gate valve | MBSHI | LP-01201 | no data | no data | GF | 2" | no data
no data | 02MBP01AA823 | no data | no data | no data | no data | GATE VALVE | MBSHIVL | LP-01201 | no data | no data | GF | 2" | no data
no data | 02MBP01AA823 | FGPH A DRAIN LEVEL 2 LOWER | HRSG WEST | FGPH | FGPH A DRAIN LEVEL 2 LOWER | DRAIN | FGS GT | LP-01201 | no data | no data | no data | no data | no data
no data | 02MBP01AA830 | no data | no data | no data | no data | Gate valve | MBSHI | LP-01201 | no data | no data | GF | 2" | no data
no data | 02MBP01AA830 | no data | no data | no data | no data | GATE VALVE | MBSHIVL | LP-01201 | no data | no data | GF | 2" | no data
no data | 02MBP01AA830 | FGPH B DRAIN LEVEL 1 UPPER | HRSG WEST | FGPH | FGPH B DRAIN LEVEL 1 UPPER | DRAIN | FGS GT | LP-01201 | no data | no data | no data | no data | no data
no data | 02MBP01AA831 | no data | no data | no data | no data | Gate valve | MBSHI | LP-01201 | no data | no data | GF | 2" | no data
no data | 02MBP01AA831 | no data | no data | no data | no data | GATE VALVE | MBSHIVL | LP-01201 | no data | no data | GF | 2" | no data
no data | 02MBP01AA831 | FGPH B DRAIN LEVEL 1 LOWER | HRSG WEST | FGPH | FGPH B DRAIN LEVEL 1 LOWER | DRAIN | FGS GT | LP-01201 | no data | no data | no data | no data | no data
no data | 02MBP01AA832 | no data | no data | no data | no data | Gate valve | MBSHI | LP-01201 | no data | no data | GF | 2" | no data
no data | 02MBP01AA832 | no data | no data | no data | no data | GATE VALVE | MBSHIVL | LP-01201 | no data | no data | GF | 2" | no data
no data | 02MBP01AA832 | FGPH B DRAIN LEVEL 2 UPPER | HRSG WEST | FGPH | FGPH B DRAIN LEVEL 2 UPPER | DRAIN | FGS GT | LP-01201 | no data | no data | no data | no data | no data
no data | 02MBP01AA833 | no data | no data | no data | no data | Gate valve | MBSHI | LP-01201 | no data | no data | GF | 2" | no data
no data | 02MBP01AA833 | no data | no data | no data | no data | GATE VALVE | MBSHIVL | LP-01201 | no data | no data | GF | 2" | no data
no data | 02MBP01AA833 | FGPH B DRAIN LEVEL 2 LOWER | HRSG WEST | FGPH | FGPH B DRAIN LEVEL 2 LOWER | DRAIN | FGS GT | LP-01201 | no data | no data | no data | no data | no data
| 02MBP01AA842 | UNIT 2 FILTER DP HIGH SIDE ISOLATION | no data | UNIT 2 GT HEADER | no data | Gate valve | FGS | LP-01202 | OPEN | no data | GF | 1" | no data
| 02MBP01AA842 | UNIT 2 FILTER DP HIGH SIDE ISOLATION | no data | UNIT 2 GT HEADER | no data | GATE VALVE | FGS | LP-01202 | OPEN | no data | GF | 1" | no data
| 02MBP01AA843 | UNIT 2 FILTER DP HIGH SIDE ISOLATION | no data | UNIT 2 GT HEADER | no data | Gate valve | FGS | LP-01202 | OPEN | no data | GF | 1" | no data
| 02MBP01AA843 | UNIT 2 FILTER DP HIGH SIDE ISOLATION | no data | UNIT 2 GT HEADER | no data | GATE VALVE | FGS | LP-01202 | OPEN | no data | GF | 1" | no data
| 02MBP01AA844 | UNIT 2 FILTER DP LOW SIDE ISOLATION | no data | UNIT 2 GT HEADER | no data | Gate valve | FGS | LP-01202 | OPEN | no data | GF | 1" | no data
| 02MBP01AA844 | UNIT 2 FILTER DP LOW SIDE ISOLATION | no data | UNIT 2 GT HEADER | no data | GATE VALVE | FGS | LP-01202 | OPEN | no data | GF | 1" | no data
| 02MBP01AA845 | UNIT 2 FILTER DP LOW SIDE ISOLATION | no data | UNIT 2 GT HEADER | no data | Gate valve | FGS | LP-01202 | OPEN | no data | GF | 1" | no data
| 02MBP01AA845 | UNIT 2 FILTER DP LOW SIDE ISOLATION | no data | UNIT 2 GT HEADER | no data | GATE VALVE | FGS | LP-01202 | OPEN | no data | GF | 1" | no data
no data | 02MBP01AA901 | no data | no data | no data | no data | Gate valve | MBSHI | LP-01225 | no data | no data | EG | 2" | no data
no data | 02MBP01AA902 | no data | no data | no data | no data | Gate valve | MBSHI | LP-01225 | no data | no data | EG | 2" | no data
no data | 02MBP01AA903 | no data | no data | no data | no data | Gate valve | MBSHI | LP-01225 | no data | no data | EG | 2" | no data
no data | 02MBP01AA903 | no data | no data | no data | no data | GATE VALVE | MBSHIVL | LP-01225 | no data | no data | EG | 2" | no data
no data | 02MBP01AA904 | no data | no data | no data | no data | Gate valve | MBSHI | LP-01225 | no data | no data | EG | 2" | no data
no data | 02MBP01AA904 | no data | no data | no data | no data | GATE VALVE | MBSHIVL | LP-01225 | no data | no data | EG | 2" | no data
| 02MBP01AA907 | UNIT 2 FILTER NITROGEN PURGE/DRAIN | no data | UNIT 2 GT HEADER | no data | Gate valve | FGS | LP-01202 | CLOSED | no data | GF | 1" | no data
| 02MBP01AA907 | UNIT 2 FILTER NITROGEN PURGE/DRAIN | no data | UNIT 2 GT HEADER | no data | GATE VALVE | FGS | LP-01202 | CLOSED | no data | GF | 1" | no data
| 02MBP01AA908 | UNIT 2 FILTER NITROGEN PURGE/DRAIN | no data | UNIT 2 GT HEADER | no data | Gate valve | FGS | LP-01202 | CLOSED | no data | GF | 1" | no data
| 02MBP01AA908 | UNIT 2 FILTER NITROGEN PURGE/DRAIN | no data | UNIT 2 GT HEADER | no data | GATE VALVE | FGS | LP-01202 | CLOSED | no data | GF | 1" | no data
| 02MBP01AA909 | UNIT 2 FILTER NITROGEN PURGE/DRAIN | no data | UNIT 2 GT HEADER | no data | Gate valve | FGS | LP-01202 | CLOSED | no data | GF | 1" | no data
| 02MBP01AA909 | UNIT 2 FILTER NITROGEN PURGE/DRAIN | no data | UNIT 2 GT HEADER | no data | GATE VALVE | FGS | LP-01202 | CLOSED | no data | GF | 1" | no data
| 02MBP01AA910 | UNIT 2 FILTER NITROGEN PURGE/DRAIN | no data | UNIT 2 GT HEADER | no data | Gate valve | FGS | LP-01202 | CLOSED | no data | GF | 1" | no data
| 02MBP01AA910 | UNIT 2 FILTER NITROGEN PURGE/DRAIN | no data | UNIT 2 GT HEADER | no data | GATE VALVE | FGS | LP-01202 | CLOSED | no data | GF | 1" | no data
| 02MBP01AA911 | UNIT 2 FILTER NITROGEN PURGE/DRAIN | no data | UNIT 2 GT HEADER | no data | GATE VALVE | FGS | LP-01202 | CLOSED | no data | GF | 1" | no data
| 02MBP01AA912 | UNIT 2 FILTER NITROGEN PURGE/DRAIN | no data | UNIT 2 GT HEADER | no data | GATE VALVE | FGS | LP-01202 | CLOSED | no data | GF | 1" | no data
no data | 02MBP01AA922 | no data | no data | no data | no data | Gate valve | MBSHI | LP-01201 | no data | no data | GF | 3" | no data
no data | 02MBP01AA922 | no data | no data | no data | no data | GATE VALVE | MBSHIVL | LP-01201 | no data | no data | GF | 3" | no data
no data | 02MBP01AA922 | FGPH A INSTRUMENT ISO UPPER | HRSG WEST | FGPH | FGPH A INSTRUMENT ISO UPPER | ISO | FGS GT | LP-01201 | no data | no data | no data | no data | no data
no data | 02MBP01AA924 | no data | no data | no data | no data | Gate valve | MBSHI | LP-01201 | no data | no data | GF | 3" | no data
no data | 02MBP01AA924 | no data | no data | no data | no data | GATE VALVE | MBSHIVL | LP-01201 | no data | no data | GF | 3" | no data
no data | 02MBP01AA924 | FGPH A INSTRUMENT ISO LOWER | HRSG WEST | FGPH | FGPH A INSTRUMENT ISO LOWER | ISO | FGS GT | LP-01201 | no data | no data | no data | no data | no data
no data | 02MBP01AA932 | no data | no data | no data | no data | Gate valve | MBSHI | LP-01201 | no data | no data | GF | 3" | no data
no data | 02MBP01AA932 | no data | no data | no data | no data | GATE VALVE | MBSHIVL | LP-01201 | no data | no data | GF | 3" | no data
no data | 02MBP01AA932 | FGPH B INSTRUMENT ISO UPPER | HRSG WEST | FGPH | FGPH B INSTRUMENT ISO UPPER | ISO | FGS GT | LP-01201 | no data | no data | no data | no data | no data
no data | 02MBP01AA934 | no data | no data | no data | no data | Gate valve | MBSHI | LP-01201 | no data | no data | GF | 3" | no data
no data | 02MBP01AA934 | no data | no data | no data | no data | GATE VALVE | MBSHIVL | LP-01201 | no data | no data | GF | 3" | no data
no data | 02MBP01AA934 | FGPH B INSTRUMENT ISO LOWER | HRSG WEST | FGPH | FGPH B INSTRUMENT ISO LOWER | ISO | FGS GT | LP-01201 | no data | no data | no data | no data | no data
| 02MBP02AA801 | UNIT 2 GAS SUPPLY PRESSURE TRANSMITTER 01MBP02CP101 ISOLATION | no data | UNIT 2 GT HEADER | no data | Gate valve | FGS | LP-01203 | OPEN | no data | GF | 3/4" | no data
| 02MBP02AA801 | UNIT 2 GAS SUPPLY PRESSURE TRANSMITTER 01MBP02CP101 ISOLATION | no data | UNIT 2 GT HEADER | no data | GATE VALVE | FGS | LP-01203 | OPEN | no data | GF | 3/4" | no data
| 02MBP02AA802 | UNIT 2 GAS SUPPLY PRESSURE TRANSMITTER 01MBP02CP101 ISOLATION | no data | UNIT 2 GT HEADER | no data | Gate valve | FGS | LP-01203 | OPEN | no data | GF | 3/4" | no data
| 02MBP02AA802 | UNIT 2 GAS SUPPLY PRESSURE TRANSMITTER 01MBP02CP101 ISOLATION | no data | UNIT 2 GT HEADER | no data | GATE VALVE | FGS | LP-01203 | OPEN | no data | GF | 3/4" | no data
| 02MBP02AA803 | UNIT 2 GAS SUPPLY PRESSURE TRANSMITTER 02MBP02CP102 ISOLATION | no data | UNIT 2 GT HEADER | no data | Gate valve | FGS | LP-01203 | OPEN | no data | GF | 3/4" | no data
| 02MBP02AA803 | UNIT 2 GAS SUPPLY PRESSURE TRANSMITTER 02MBP02CP102 ISOLATION | no data | UNIT 2 GT HEADER | no data | GATE VALVE | FGS | LP-01203 | OPEN | no data | GF | 3/4" | no data
| 02MBP02AA804 | UNIT 2 GAS SUPPLY PRESSURE TRANSMITTER 02MBP02CP102 ISOLATION | no data | UNIT 2 GT HEADER | no data | Gate valve | FGS | LP-01203 | OPEN | no data | GF | 3/4" | no data
| 02MBP02AA804 | UNIT 2 GAS SUPPLY PRESSURE TRANSMITTER 02MBP02CP102 ISOLATION | no data | UNIT 2 GT HEADER | no data | GATE VALVE | FGS | LP-01203 | OPEN | no data | GF | 3/4" | no data
| 02MBP02AA805 | UNIT 2 GAS SUPPLY PRESSURE TRANSMITTER 02MBP02CP103 ISOLATION | no data | UNIT 2 GT HEADER | no data | Gate valve | FGS | LP-01203 | OPEN | no data | GF | 3/4" | no data
| 02MBP02AA805 | UNIT 2 GAS SUPPLY PRESSURE TRANSMITTER 02MBP02CP103 ISOLATION | no data | UNIT 2 GT HEADER | no data | GATE VALVE | FGS | LP-01203 | OPEN | no data | GF | 3/4" | no data
| 02MBP02AA806 | UNIT 2 GAS SUPPLY PRESSURE TRANSMITTER 02MBP02CP103 ISOLATION | no data | UNIT 2 GT HEADER | no data | Gate valve | FGS | LP-01203 | OPEN | no data | GF | 3/4" | no data
| 02MBP02AA806 | UNIT 2 GAS SUPPLY PRESSURE TRANSMITTER 02MBP02CP103 ISOLATION | no data | UNIT 2 GT HEADER | no data | GATE VALVE | FGS | LP-01203 | OPEN | no data | GF | 3/4" | no data
| 02MBP02AA807 | UNIT 2 GAS HEADER INLET PRESSURE TRANSMITTER 02MBP02CP141 ISOLATION | no data | UNIT 2 GT HEADER | no data | GATE VALVE | FGS | LP-01203 | OPEN | no data | GF | 3/4" | no data
| 02MBP02AA808 | UNIT 2 GAS HEADER INLET PRESSURE TRANSMITTER 02MBP02CP141 ISOLATION | no data | UNIT 2 GT HEADER | no data | GATE VALVE | FGS | LP-01203 | OPEN | no data | GF | 3/4" | no data
no data | 02MBP03AA201 | no data | no data | no data | no data | Check valve | MBSHI | LP-01208 | no data | no data | GF | 2" | no data
no data | 02MBP03AA800 | no data | no data | no data | no data | Gate valve | MBSHI | LP-01208 | no data | no data | GF | 3/4" | no data
| 02MBP03AA811 | UNIT 2 PILOT "A" PRESSURE TRANSMITTER 02MBP03CP126 ISOLATION | no data | UNIT 2 GT HEADER | no data | Gate valve | FGS | LP-01207 | OPEN | no data | GF | 3/4" | no data
| 02MBP03AA811 | UNIT 2 PILOT "A" PRESSURE TRANSMITTER 02MBP03CP126 ISOLATION | no data | UNIT 2 GT HEADER | no data | GATE VALVE | FGS | LP-01207 | OPEN | no data | GF | 3/4" | no data
| 02MBP03AA812 | UNIT 2 PILOT "A" PRESSURE TRANSMITTER 02MBP03CP126 ISOLATION | no data | UNIT 2 GT HEADER | no data | Gate valve | FGS | LP-01207 | OPEN | no data | GF | 3/4" | no data
| 02MBP03AA812 | UNIT 2 PILOT "A" PRESSURE TRANSMITTER 02MBP03CP126 ISOLATION | no data | UNIT 2 GT HEADER | no data | GATE VALVE | FGS | LP-01207 | OPEN | no data | GF | 3/4" | no data
| 02MBP03AA815 | UNIT 2 PILOT "A" DP TRANSMITTER 02MBP03CP501 HIGH SIDE ISOLATION | no data | UNIT 2 GT HEADER | no data | Gate valve | FGS | LP-01208 | OPEN | no data | GF | 3/4" | no data
| 02MBP03AA815 | UNIT 2 PILOT "A" DP TRANSMITTER 02MBP03CP501 HIGH SIDE ISOLATION | no data | UNIT 2 GT HEADER | no data | GATE VALVE | FGS | LP-01207 | OPEN | no data | GF | 1" | no data
| 02MBP03AA816 | UNIT 2 PILOT "A" DP TRANSMITTER 02MBP03CP501 HIGH SIDE ISOLATION | no data | UNIT 2 GT HEADER | no data | Globe valve | FGS | LP-01207 | OPEN | no data | GF | 1" | no data
| 02MBP03AA816 | UNIT 2 PILOT "A" DP TRANSMITTER 02MBP03CP501 HIGH SIDE ISOLATION | no data | UNIT 2 GT HEADER | no data | GATE VALVE | FGS | LP-01207 | OPEN | no data | GF | 1" | no data
| 02MBP03AA817 | UNIT 2 PILOT "A" DP TRANSMITTER 02MBP03CP501 LOW SIDE ISOLATION | no data | UNIT 2 GT HEADER | no data | Globe valve | FGS | LP-01207 | OPEN | no data | GF | 1" | no data
| 02MBP03AA817 | UNIT 2 PILOT "A" DP TRANSMITTER 02MBP03CP501 LOW SIDE ISOLATION | no data | UNIT 2 GT HEADER | no data | GATE VALVE | FGS | LP-01207 | OPEN | no data | GF | 1" | no data
| 02MBP03AA818 | UNIT 2 PILOT "A" DP TRANSMITTER 02MBP03CP501 LOW SIDE ISOLATION | no data | UNIT 2 GT HEADER | no data | Globe valve | FGS | LP-01207 | OPEN | no data | GF | 1" | no data
| 02MBP03AA818 | UNIT 2 PILOT "A" DP TRANSMITTER 02MBP03CP501 LOW SIDE ISOLATION | no data | UNIT 2 GT HEADER | no data | GATE VALVE | FGS | LP-01207 | OPEN | no data | GF | 1" | no data
no data | 02MBP03AA819 | no data | no data | no data | no data | Globe valve | MBSHI | LP-01207 | no data | no data | GF | 1" | no data
| 02MBP03AA821 | UNIT 2 MAIN "A" PRESSURE TRANSMITTER 02MBP03CP136 ISOLATION | no data | UNIT 2 GT HEADER | no data | Gate valve | FGS | LP-01205 | OPEN | no data | GF | 3/4" | no data
| 02MBP03AA821 | UNIT 2 MAIN "A" PRESSURE TRANSMITTER 02MBP03CP136 ISOLATION | no data | UNIT 2 GT HEADER | no data | GATE VALVE | FGS | LP-01205 | OPEN | no data | GF | 3/4" | no data
| 02MBP03AA822 | UNIT 2 MAIN "A" PRESSURE TRANSMITTER 02MBP03CP136 ISOLATION | no data | UNIT 2 GT HEADER | no data | Gate valve | FGS | LP-01205 | OPEN | no data | GF | 3/4" | no data
| 02MBP03AA822 | UNIT 2 MAIN "A" PRESSURE TRANSMITTER 02MBP03CP136 ISOLATION | no data | UNIT 2 GT HEADER | no data | GATE VALVE | FGS | LP-01205 | OPEN | no data | GF | 3/4" | no data
| 02MBP03AA825 | UNIT 2 MAIN "A" DP TRANSMITTER 02MBP03CP521 HIGH SIDE ISOLATION | no data | UNIT 2 GT HEADER | no data | Gate valve | FGS | LP-01205 | OPEN | no data | GF | 1" | no data
| 02MBP03AA825 | UNIT 2 MAIN "A" DP TRANSMITTER 02MBP03CP521 HIGH SIDE ISOLATION | no data | UNIT 2 GT HEADER | no data | GATE VALVE | FGS | LP-01205 | OPEN | no data | GF | 1" | no data
| 02MBP03AA826 | UNIT 2 MAIN "A" DP TRANSMITTER 02MBP03CP521 HIGH SIDE ISOLATION | no data | UNIT 2 GT HEADER | no data | Gate valve | FGS | LP-01205 | OPEN | no data | GF | 1" | no data
| 02MBP03AA826 | UNIT 2 MAIN "A" DP TRANSMITTER 02MBP03CP521 HIGH SIDE ISOLATION | no data | UNIT 2 GT HEADER | no data | GATE VALVE | FGS | LP-01205 | OPEN | no data | GF | 1" | no data
| 02MBP03AA827 | UNIT 2 MAIN "A" DP TRANSMITTER 02MBP03CP521 LOW SIDE ISOLATION | no data | UNIT 2 GT HEADER | no data | Gate valve | FGS | LP-01205 | OPEN | no data | GF | 1" | no data
| 02MBP03AA827 | UNIT 2 MAIN "A" DP TRANSMITTER 02MBP03CP521 LOW SIDE ISOLATION | no data | UNIT 2 GT HEADER | no data | GATE VALVE | FGS | LP-01205 | OPEN | no data | GF | 1" | no data
| 02MBP03AA828 | UNIT 2 MAIN "A" DP TRANSMITTER 02MBP03CP521 LOW SIDE ISOLATION | no data | UNIT 2 GT HEADER | no data | Gate valve | FGS | LP-01205 | OPEN | no data | GF | 1" | no data
| 02MBP03AA828 | UNIT 2 MAIN "A" DP TRANSMITTER 02MBP03CP521 LOW SIDE ISOLATION | no data | UNIT 2 GT HEADER | no data | GATE VALVE | FGS | LP-01205 | OPEN | no data | GF | 1" | no data
| 02MBP03AA831 | UNIT 2 MAIN "B" PRESSURE TRANSMITTER 02MBP03CP146 ISOLATION | no data | UNIT 2 GT HEADER | no data | Gate valve | FGS | LP-01206 | OPEN | no data | GF | 3/4" | no data
| 02MBP03AA831 | UNIT 2 MAIN "B" PRESSURE TRANSMITTER 02MBP03CP146 ISOLATION | no data | UNIT 2 GT HEADER | no data | GATE VALVE | FGS | LP-01206 | OPEN | no data | GF | 3/4" | no data
| 02MBP03AA832 | UNIT 2 MAIN "B" PRESSURE TRANSMITTER 02MBP03CP146 ISOLATION | no data | UNIT 2 GT HEADER | no data | Gate valve | FGS | LP-01206 | OPEN | no data | GF | 3/4" | no data
| 02MBP03AA832 | UNIT 2 MAIN "B" PRESSURE TRANSMITTER 02MBP03CP146 ISOLATION | no data | UNIT 2 GT HEADER | no data | GATE VALVE | FGS | LP-01206 | OPEN | no data | GF | 3/4" | no data
| 02MBP03AA835 | UNIT 2 MAIN "B" DP TRANSMITTER 02MBP03CP531 HIGH SIDE ISOLATION | no data | UNIT 2 GT HEADER | no data | Gate valve | FGS | LP-01206 | OPEN | no data | GF | 1" | no data
| 02MBP03AA835 | UNIT 2 MAIN "B" DP TRANSMITTER 02MBP03CP531 HIGH SIDE ISOLATION | no data | UNIT 2 GT HEADER | no data | GATE VALVE | FGS | LP-01206 | OPEN | no data | GF | 1" | no data
| 02MBP03AA836 | UNIT 2 MAIN "B" DP TRANSMITTER 02MBP03CP531 HIGH SIDE ISOLATION | no data | UNIT 2 GT HEADER | no data | Gate valve | FGS | LP-01206 | OPEN | no data | GF | 1" | no data
| 02MBP03AA836 | UNIT 2 MAIN "B" DP TRANSMITTER 02MBP03CP531 HIGH SIDE ISOLATION | no data | UNIT 2 GT HEADER | no data | GATE VALVE | FGS | LP-01206 | OPEN | no data | GF | 1" | no data
| 02MBP03AA837 | UNIT 2 MAIN "B" DP TRANSMITTER 02MBP03CP531 LOW SIDE ISOLATION | no data | UNIT 2 GT HEADER | no data | Gate valve | FGS | LP-01206 | OPEN | no data | GF | 1" | no data
| 02MBP03AA837 | UNIT 2 MAIN "B" DP TRANSMITTER 02MBP03CP531 LOW SIDE ISOLATION | no data | UNIT 2 GT HEADER | no data | GATE VALVE | FGS | LP-01206 | OPEN | no data | GF | 1" | no data
| 02MBP03AA838 | UNIT 2 MAIN "B" DP TRANSMITTER 02MBP03CP531 LOW SIDE ISOLATION | no data | UNIT 2 GT HEADER | no data | Gate valve | FGS | LP-01206 | OPEN | no data | GF | 1" | no data
| 02MBP03AA838 | UNIT 2 MAIN "B" DP TRANSMITTER 02MBP03CP531 LOW SIDE ISOLATION | no data | UNIT 2 GT HEADER | no data | GATE VALVE | FGS | LP-01206 | OPEN | no data | GF | 1" | no data
| 02MBP03AA841 | UNIT 2 PILOT "B" PRESSURE TRANSMITTER 02MBP03CP156 ISOLATION | no data | UNIT 2 GT HEADER | no data | GATE VALVE | FGS | LP-01208 | OPEN | no data | GF | 3/4" | no data
| 02MBP03AA842 | UNIT 2 PILOT "B" PRESSURE TRANSMITTER 02MBP03CP156 ISOLATION | no data | UNIT 2 GT HEADER | no data | GATE VALVE | FGS | LP-01208 | OPEN | no data | GF | 3/4" | no data
| 02MBP03AA845 | UNIT 2 PILOT "B" DP TRANSMITTER 02MBP03CP511 HIGH SIDE ISOLATION | no data | UNIT 2 GT HEADER | no data | Gate valve | FGS | LP-01208 | OPEN | no data | GF | 1" | no data
| 02MBP03AA845 | UNIT 2 PILOT "B" DP TRANSMITTER 02MBP03CP511 HIGH SIDE ISOLATION | no data | UNIT 2 GT HEADER | no data | GATE VALVE | FGS | LP-01208 | OPEN | no data | GF | 1" | no data
| 02MBP03AA846 | UNIT 2 PILOT "B" DP TRANSMITTER 02MBP03CP511 HIGH SIDE ISOLATION | no data | UNIT 2 GT HEADER | no data | Gate valve | FGS | LP-01208 | OPEN | no data | GF | 1" | no data
| 02MBP03AA846 | UNIT 2 PILOT "B" DP TRANSMITTER 02MBP03CP511 HIGH SIDE ISOLATION | no data | UNIT 2 GT HEADER | no data | GATE VALVE | FGS | LP-01208 | OPEN | no data | GF | 1" | no data
| 02MBP03AA847 | UNIT 2 PILOT "B" DP TRANSMITTER 02MBP03CP511 LOW SIDE ISOLATION | no data | UNIT 2 GT HEADER | no data | Gate valve | FGS | LP-01208 | OPEN | no data | GF | 1" | no data
| 02MBP03AA847 | UNIT 2 PILOT "B" DP TRANSMITTER 02MBP03CP511 LOW SIDE ISOLATION | no data | UNIT 2 GT HEADER | no data | GATE VALVE | FGS | LP-01208 | OPEN | no data | GF | 1" | no data
| 02MBP03AA848 | UNIT 2 PILOT "B" DP TRANSMITTER 02MBP03CP511 LOW SIDE ISOLATION | no data | UNIT 2 GT HEADER | no data | Gate valve | FGS | LP-01208 | OPEN | no data | GF | 1" | no data
| 02MBP03AA848 | UNIT 2 PILOT "B" DP TRANSMITTER 02MBP03CP511 LOW SIDE ISOLATION | no data | UNIT 2 GT HEADER | no data | GATE VALVE | FGS | LP-01208 | OPEN | no data | GF | 1" | no data
| 02MBP03AA851 | UNIT 2 PILOT TOPHAT PRESSURE TRANSMITTER 02MBP03CP166 ISOLATION | no data | UNIT 2 GT HEADER | no data | Gate valve | FGS | LP-01209 | OPEN | no data | GF | 3/4" | no data
| 02MBP03AA851 | UNIT 2 PILOT TOPHAT PRESSURE TRANSMITTER 02MBP03CP166 ISOLATION | no data | UNIT 2 GT HEADER | no data | GATE VALVE | FGS | LP-01209 | OPEN | no data | GF | 3/4" | no data
| 02MBP03AA852 | UNIT 2 PILOT TOPHAT PRESSURE TRANSMITTER 02MBP03CP166 ISOLATION | no data | UNIT 2 GT HEADER | no data | Gate valve | FGS | LP-01209 | OPEN | no data | GF | 3/4" | no data
| 02MBP03AA852 | UNIT 2 PILOT TOPHAT PRESSURE TRANSMITTER 02MBP03CP166 ISOLATION | no data | UNIT 2 GT HEADER | no data | GATE VALVE | FGS | LP-01209 | OPEN | no data | GF | 3/4" | no data
| 02MBP03AA855 | UNIT 2 PILOT TOPHAT DP TRANSMITTER 01MBP03CP541 HIGH SIDE ISOLATION | no data | UNIT 2 GT HEADER | no data | Gate valve | FGS | LP-01209 | OPEN | no data | GF | 1" | no data
| 02MBP03AA855 | UNIT 2 PILOT TOPHAT DP TRANSMITTER 01MBP03CP541 HIGH SIDE ISOLATION | no data | UNIT 2 GT HEADER | no data | GATE VALVE | FGS | LP-01209 | OPEN | no data | GF | 1" | no data
| 02MBP03AA856 | UNIT 2 PILOT TOPHAT DP TRANSMITTER 02MBP03CP541 HIGH SIDE ISOLATION | no data | UNIT 2 GT HEADER | no data | Gate valve | FGS | LP-01209 | OPEN | no data | GF | 1" | no data
| 02MBP03AA856 | UNIT 2 PILOT TOPHAT DP TRANSMITTER 02MBP03CP541 HIGH SIDE ISOLATION | no data | UNIT 2 GT HEADER | no data | GATE VALVE | FGS | LP-01209 | OPEN | no data | GF | 1" | no data
| 02MBP03AA857 | UNIT 2 PILOT TOPHAT DP TRANSMITTER 02MBP03CP541 LOW SIDE ISOLATION | no data | UNIT 2 GT HEADER | no data | Gate valve | FGS | LP-01209 | OPEN | no data | GF | 1" | no data
| 02MBP03AA857 | UNIT 2 PILOT TOPHAT DP TRANSMITTER 02MBP03CP541 LOW SIDE ISOLATION | no data | UNIT 2 GT HEADER | no data | GATE VALVE | FGS | LP-01209 | OPEN | no data | GF | 1" | no data
| 02MBP03AA858 | UNIT 2 PILOT TOPHAT DP TRANSMITTER 02MBP03CP541 LOW SIDE ISOLATION | no data | UNIT 2 GT HEADER | no data | Gate valve | FGS | LP-01209 | OPEN | no data | GF | 1" | no data
| 02MBP03AA858 | UNIT 2 PILOT TOPHAT DP TRANSMITTER 02MBP03CP541 LOW SIDE ISOLATION | no data | UNIT 2 GT HEADER | no data | GATE VALVE | FGS | LP-01209 | OPEN | no data | GF | 1" | no data
| 02MBP03AA900 | UNIT 2 PILOT "A" RING DRAIN | no data | UNIT 2 GT HEADER | no data | Gate valve | FGS | LP-01207 | CLOSED | no data | GF | 1" | no data
| 02MBP03AA900 | UNIT 2 PILOT "A" RING DRAIN | no data | UNIT 2 GT HEADER | no data | GATE VALVE | FGS | LP-01207 | CLOSED | no data | GF | 1" | no data
no data | 02MBP03AA901 | no data | no data | no data | no data | Gate valve | MBSHI | LP-01207 | no data | no data | GF | 1" | no data
no data | 02MBP03AA901 | no data | no data | no data | no data | GATE VALVE | MBSHIVL | LP-01207 | no data | no data | GF | 1" | no data
| 02MBP03AA910 | UNIT 2 MAIN "A" RING DRAIN | no data | UNIT 2 GT HEADER | no data | Gate valve | FGS | LP-01205 | CLOSED | no data | GF | 1" | no data
| 02MBP03AA910 | UNIT 2 MAIN "A" RING DRAIN | no data | UNIT 2 GT HEADER | no data | GATE VALVE | FGS | LP-01205 | CLOSED | no data | GF | 1" | no data
| 02MBP03AA911 | UNIT 2 MAIN "A" RING DRAIN | no data | UNIT 2 GT HEADER | no data | Gate valve | FGS | LP-01205 | CLOSED | no data | GF | 1" | no data
| 02MBP03AA911 | UNIT 2 MAIN "A" RING DRAIN | no data | UNIT 2 GT HEADER | no data | GATE VALVE | FGS | LP-01205 | CLOSED | no data | GF | 1" | no data
| 02MBP03AA920 | UNIT 2 MAIN "B" RING DRAIN | no data | UNIT 2 GT HEADER | no data | Gate valve | FGS | LP-01206 | CLOSED | no data | GF | 1" | no data
| 02MBP03AA920 | UNIT 2 MAIN "B" RING DRAIN | no data | UNIT 2 GT HEADER | no data | GATE VALVE | FGS | LP-01206 | CLOSED | no data | GF | 1" | no data
| 02MBP03AA921 | UNIT 2 MAIN "B" RING DRAIN | no data | UNIT 2 GT HEADER | no data | Gate valve | FGS | LP-01206 | CLOSED | no data | GF | 1" | no data
| 02MBP03AA921 | UNIT 2 MAIN "B" RING DRAIN | no data | UNIT 2 GT HEADER | no data | GATE VALVE | FGS | LP-01206 | CLOSED | no data | GF | 1" | no data
| 02MBP03AA930 | UNIT 2 PILOT "B" RING DRAIN | no data | UNIT 2 GT HEADER | no data | Gate valve | FGS | LP-01208 | CLOSED | no data | GF | 1" | no data
| 02MBP03AA930 | UNIT 2 PILOT "B" RING DRAIN | no data | UNIT 2 GT HEADER | no data | GATE VALVE | FGS | LP-01208 | CLOSED | no data | GF | 1" | no data
| 02MBP03AA931 | UNIT 2 PILOT "B" RING DRAIN | no data | UNIT 2 GT HEADER | no data | Gate valve | FGS | LP-01208 | CLOSED | no data | GF | 1" | no data
| 02MBP03AA931 | UNIT 2 PILOT "B" RING DRAIN | no data | UNIT 2 GT HEADER | no data | GATE VALVE | FGS | LP-01208 | CLOSED | no data | GF | 1" | no data
| 02MBP03AA940 | UNIT 2 PILOT TOPHAT RING DRAIN | no data | UNIT 2 GT HEADER | no data | Gate valve | FGS | LP-01209 | CLOSED | no data | GF | 1" | no data
| 02MBP03AA940 | UNIT 2 PILOT TOPHAT RING DRAIN | no data | UNIT 2 GT HEADER | no data | GATE VALVE | FGS | LP-01209 | CLOSED | no data | GF | 1" | no data
| 02MBP03AA941 | UNIT 2 PILOT TOPHAT RING DRAIN | no data | UNIT 2 GT HEADER | no data | Gate valve | FGS | LP-01209 | CLOSED | no data | GF | 1" | no data
| 02MBP03AA941 | UNIT 2 PILOT TOPHAT RING DRAIN | no data | UNIT 2 GT HEADER | no data | GATE VALVE | FGS | LP-01209 | CLOSED | no data | GF | 1" | no data
no data | 02MBR01AA803 | no data | no data | no data | no data | Gate valve | MBSHI | LP-01216 | no data | no data | EG | 3/4" | no data
no data | 02MBR01AA803 | no data | no data | no data | no data | GATE VALVE | MBSHIVL | LP-01216 | no data | no data | EG | 3/4" | no data
no data | 02MBR01AA804 | no data | no data | no data | no data | Gate valve | MBSHI | LP-01216 | no data | no data | EG | 3/4" | no data
no data | 02MBR01AA804 | no data | no data | no data | no data | GATE VALVE | MBSHIVL | LP-01216 | no data | no data | EG | 3/4" | no data
no data | 02MBR01AA805 | no data | no data | no data | no data | Gate valve | MBSHI | LP-01216 | no data | no data | EG | 3/4" | no data
no data | 02MBR01AA805 | no data | no data | no data | no data | GATE VALVE | MBSHIVL | LP-01216 | no data | no data | EG | 3/4" | no data
no data | 02MBV01AA827 | no data | no data | no data | no data | GLOBE VALVE | MBSHIVL | LP-01192 | no data | no data | LO | 1" | no data
no data | 02MBV02AA832 | no data | no data | no data | no data | Gate valve | MBSHI | LP-01192 | no data | no data | LO | 1" | no data
no data | 02MBV03AA811 | no data | no data | no data | no data | Globe valve | MBSHI | LP-01192 | no data | no data | LO | 1/4" | no data
no data | 02MBV03AA811 | no data | no data | no data | no data | GLOBE VALVE | MBSHIVL | LP-01192 | no data | no data | AC | 1/4" | no data
no data | 02MBV03AA812 | no data | no data | no data | no data | Gate valve | MBSHI | LP-01192 | no data | no data | LO | 1/4" | no data
no data | 02MBV03AA812 | no data | no data | no data | no data | GATE VALVE | MBSHIVL | LP-01192 | no data | no data | AC | 1/4" | no data
no data | 02MBV03AA813 | no data | no data | no data | no data | Gate valve | MBSHI | LP-01192 | no data | no data | AC | 1/4" | no data
no data | 02MBV03AA813 | no data | no data | no data | no data | GATE VALVE | MBSHIVL | LP-01192 | no data | no data | AC | 1/4" | no data
no data | 02MBV03AA827 | no data | no data | no data | no data | Globe valve | MBSHI | LP-01192 | no data | no data | LO | 1" | no data
no data | 02MBV05AA923 | no data | no data | no data | no data | Gate valve | MBSHI | LP-01192 | no data | no data | LO | 1" | no data
no data | 02MBX01AA103 | no data | no data | no data | no data | GATE VALVE | MBSHIVL | LP-01197 | no data | no data | OH | 1" | no data
no data | 02MBX01AA104 | no data | no data | no data | no data | GATE VALVE | MBSHIVL | LP-01197 | no data | no data | OH | 1" | no data
no data | 02MBX01AA203 | no data | no data | no data | no data | GATE VALVE | MBSHIVL | LP-01197 | no data | no data | OH | 1" | no data
no data | 02MBX01AA204 | no data | no data | no data | no data | GATE VALVE | MBSHIVL | LP-01197 | no data | no data | OH | 1" | no data
no data | 02-MOV-AXS321 | no data | no data | no data | UNIT 1 ISOLATION | no data | AXS | PD-123B | no data | no data | Steam | 6" | no data
no data | 02-MOV-BFW139 | no data | no data | no data | BFP A IP DISCHARGE ISOLATION MOV | no data | BFW | PD-060B | no data | no data | Water | 6" | no data
no data | 02-MOV-BFW145 | no data | no data | no data | BFP A HP DISCHARGE ISOLATION MOV | no data | BFW | PD-061B | no data | no data | Water | 10" | no data
no data | 02-MOV-BFW179 | no data | no data | no data | BFP B IP DISCHARGE ISOLATION MOV | no data | BFW | PD-060B | no data | no data | Water | 6" | no data
no data | 02-MOV-BFW185 | no data | no data | no data | BFP B HP DISCHARGE ISOLATION MOV | no data | BFW | PD-061B | no data | no data | Water | 10" | no data
no data | 02-MOV-CND201 | no data | no data | no data | CONDENSATE IRON FILTER AUTOMATIC ISOLATION | no data | CND | PD-052B | no data | no data | Water | 12" | no data
no data | 02-MOV-CND211 | no data | no data | no data | CONDENSATE IRON FILTER AUTOMATIC ISOLATION | no data | CND | PD-052B | no data | no data | Water | 12" | no data
no data | 02-MOV-CND221 | no data | no data | no data | CONDENSATE IRON FILTER AUTOMATIC BYPASS | no data | CND | PD-052B | no data | no data | Water | 12" | no data
no data | 02-MOV-CND-814COP | no data | no data | no data | STEAM VALVE, ROW 1 | MOTOR | HLTCACC | 11737.0 | no data | no data | STEAM | 140" | no data
no data | 02-MOV-CND-815COP | no data | no data | no data | STEAM VALVE, ROW 2 | MOTOR | HLTCACC | 11737.0 | no data | no data | STEAM | 140" | no data
no data | 02-MOVHBD901 | no data | no data | no data | HP BD MANIFOLD DRAIN | MOVDIG | no data | 2080_00007‐1 | no data | no data | Water | 2" | no data
no data | 02-MOVHBD902 | no data | no data | no data | IP BD MANIFOLD DRAIN | MOVDIG | no data | 2080_00007‐1 | no data | no data | Water | 2" | no data
no data | 02-MOVHBD903 | no data | no data | no data | LP BD MANIFOLD DRAIN | MOVDIG | no data | 2080_00007‐1 | no data | no data | Water | 2" | no data
no data | 02-MOVHHS901 | no data | no data | no data | HP FEEDWATER STOP | MOVDIG | no data | 2080_00005‐1 | no data | no data | Water | 12" | no data
no data | 02-MOVHHS902 | no data | no data | no data | HP ECONOMIZER VENT | MOVDIG | no data | 2080_00005‐1 | no data | no data | Water | 2" | no data
no data | 02-MOVHHS903 | no data | no data | no data | HP CASCADING BLOW DOWN ISOLATION | MOVDIG | no data | 2080_00005‐2 | no data | no data | Water | 2 1/2" | no data
no data | 02-MOVHHS904 | no data | no data | no data | HP SPARGING STEAM | MOVDIG | no data | 2080_00005‐2 | no data | no data | Steam | 4" | no data
no data | 02-MOVHHS905 | no data | no data | no data | HP SUPERHEATER OUTLET VENT | MOVDIG | no data | 2080_00005‐3 | no data | no data | Steam | 2" | no data
no data | 02-MOVHHS906 | no data | no data | no data | HP STEAM OUTLET STOP | MOVDIG | no data | 2080_00005‐3 | no data | no data | Steam | 16" | no data
no data | 02-MOVHHS907 | no data | no data | no data | HP STEAM OUTLET STOP VALVE BYPASS | MOVDIG | no data | 2080_00005‐3 | no data | no data | Steam | 12" | no data
no data | 02-MOVHHS908 | no data | no data | no data | HP ATTEMPERATOR SPRAY WATER STOP | MOVDIG | no data | 2080_00005‐3 | no data | no data | Water | 2" | no data
no data | 02-MOVHHS909 | no data | no data | no data | HP INTERMITTENT BLOWDOWN STOP | MOVDIG | no data | 2080_00007‐1 | no data | no data | Water | 2 1/2" | no data
no data | 02-MOVHHS910 | no data | no data | no data | HP SH #1 DRAIN POT STOP | MOVDIG | no data | 2080_00007‐1 | no data | no data | Water | 2" | no data
no data | 02-MOVHHS911 | no data | no data | no data | HP ATTEMPERATOR DRAIN POT STOP | MOVDIG | no data | 2080_00007‐1 | no data | no data | Water | 2" | no data
no data | 02-MOVHHS912 | no data | no data | no data | HP INTERMITTENT BLOWDOWN STOP | MOVDIG | no data | 2080_00007‐1 | no data | no data | Water | 2 1/2" | no data
no data | 02-MOVHHS913 | no data | no data | no data | HP SUPERHEATER OUTLET VENT | MOVDIG | no data | 2080_00005‐3 | no data | no data | Steam | 2" | no data
no data | 02-MOVHIS901 | no data | no data | no data | IP FEEDWATER INLET STOP VALVE | MOVDIG | no data | 2080_00004‐1 | no data | no data | Water | 6" | no data
no data | 02-MOVHIS902 | no data | no data | no data | IP SUPERHEATER OUTLET VENT | MOVDIG | no data | 2080_00004‐3 | no data | no data | Steam | 2" | no data
no data | 02-MOVHIS903 | no data | no data | no data | IP ECONOMIZER VENT STOP | MOVDIG | no data | 2080_00004‐1 | no data | no data | Water | 2" | no data
no data | 02-MOVHIS904 | no data | no data | no data | IP FEEDWATER FGH STOP VALVE | MOVDIG | no data | 2080_00004‐1 | no data | no data | Water | 4" | no data
no data | 02-MOVHIS905 | no data | no data | no data | IP CONTINUOUS BLOWDOWN STOP | MOVDIG | no data | 2080_00007‐1 | no data | no data | Water | 2" | no data
no data | 02-MOVHIS906 | no data | no data | no data | IP SUPERHEATER OUTLET VENT | MOVDIG | no data | 2080_00004‐3 | no data | no data | Steam | 2" | no data
no data | 02-MOVHIS908 | no data | no data | no data | IP STEAM STOP | MOVDIG | no data | 2080_00004‐3 | no data | no data | Steam | 8" | no data
no data | 02-MOVHIS909 | no data | no data | no data | IP SPARGING STEAM STOP | MOVDIG | no data | 2080_00004‐2 | no data | no data | Steam | 3" | no data
no data | 02-MOVHIS910 | no data | no data | no data | IP TO DA PEGGING | MOVDIG | no data | 2080_00004‐2 | no data | no data | Steam | 3" | no data
no data | 02-MOVHIS915 | no data | no data | no data | IP DRAIN POT STOP | MOVDIG | no data | 2080_00007‐1 | no data | no data | Water | 2" | no data
no data | 02-MOVHIS916 | no data | no data | no data | IP INTERMITTENT BLOWDOWN STOP | MOVDIG | no data | 2080_00007‐1 | no data | no data | Water | 2 1/2" | no data
no data | 02-MOVHIS917 | no data | no data | no data | IP INTERMITTENT BLOWDOWN STOP | MOVDIG | no data | 2080_00007‐1 | no data | no data | Water | 2 1/2" | no data
no data | 02-MOVHIS918 | no data | no data | no data | IP OUTLET DRAIN POT STOP | MOVDIG | no data | 2080_00007‐1 | no data | no data | Water | 2" | no data
no data | 02-MOVHLS901 | no data | no data | no data | LP FEEDWATER INLET STOP | MOVDIG | no data | 2080_00006‐1 | no data | no data | Water | 10" | no data
no data | 02-MOVHLS902 | no data | no data | no data | LP SUPERHEATER OUTLET VENT | MOVDIG | no data | 2080_00003‐2 | no data | no data | Steam | 2" | no data
no data | 02-MOVHLS904 | no data | no data | no data | LP STEAM SPARGING | MOVDIG | no data | 2080_00003‐1 | no data | no data | Steam | 3" | no data
no data | 02-MOVHLS905 | no data | no data | no data | LP STEAM STARTUP VENT STOP | MOVDIG | no data | 2080_00003‐2 | no data | no data | Steam | 2" | no data
no data | 02-MOVHLS906 | no data | no data | no data | LP STEAM OUTLET STOP | MOVDIG | no data | 2080_00003‐2 | no data | no data | Steam | 14" | no data
no data | 02-MOVHLS907 | no data | no data | no data | LP ECONOMIZER VENT | MOVDIG | no data | 2080_00006‐1 | no data | no data | Water | 2" | no data
no data | 02-MOVHLS908 | no data | no data | no data | LP INTERMITTENT BLOWDOWN STOP | MOVDIG | no data | 2080_00007‐1 | no data | no data | Water | 2 1/2" | no data
no data | 02-MOVHRS904 | no data | no data | no data | REHEAT OUTLET STARTUP VENT STOP | MOVDIG | no data | 2080_00004‐4 | no data | no data | Steam | 4" | no data
no data | 02-MOVHRS911 | no data | no data | no data | REHEAT VENT | MOVDIG | no data | 2080_00004‐4 | no data | no data | Steam | 4" | no data
no data | 02-MOVHRS912 | no data | no data | no data | RHT ATTEMPERATOR SPRAY WATER STOP | MOVDIG | no data | 2080_00004‐4 | no data | no data | Water | 2 1/2" | no data
no data | 02-MOVHRS914 | no data | no data | no data | REHEAT ATTEMPERATOR LOOP DRAIN POT | MOVDIG | no data | 2080_00007‐1 | no data | no data | Water | 2 1/2" | no data
no data | 02MPV01AA001 | no data | no data | no data | no data | Gate valve | MBSHI | LP-01191 | no data | no data | LO | 3" | no data
no data | 02MPV01AA002 | no data | no data | no data | no data | Globe valve | MBSHI | LP-01191 | no data | no data | LO | 1" | no data
no data | 02MPV01AA002 | no data | no data | no data | no data | GLOBE VALVE | MBSHIVL | LP-01191 | no data | no data | LO | 1" | no data
no data | 02MPV01AA003 | no data | no data | no data | no data | Ball valve | MBSHI | LP-01191 | no data | no data | LO | 3" | no data
no data | 02MPV01AA003 | no data | no data | no data | no data | BALL VALVE | MBSHIVL | LP-01191 | no data | no data | LO | 3" | no data
no data | 02MPV01AA004 | no data | no data | no data | no data | Gate valve | MBSHI | LP-01191 | no data | no data | LO | 3" | no data
no data | 02MPV01AA004 | no data | no data | no data | no data | GATE VALVE | MBSHIVL | LP-01191 | no data | no data | LO | 3" | no data
no data | 02MPV01AA013 | no data | no data | no data | no data | Gate valve | MBSHI | LP-01191 | no data | no data | LO | 2-1/2" | no data
no data | 02MPV01AA013 | no data | no data | no data | no data | GATE VALVE | MBSHIVL | LP-01191 | no data | no data | LO | 2-1/2" | no data
no data | 02MPV01AA101 | no data | no data | no data | no data | Check valve | MBSHI | LP-01191 | no data | no data | LO | 8" | no data
no data | 02MPV01AA101 | no data | no data | no data | no data | CHECK VALVE | MBSHIVL | LP-01191 | no data | no data | LO | 8" | no data
no data | 02MPV01AA102 | no data | no data | no data | no data | Check valve | MBSHI | LP-01191 | no data | no data | LO | 8" | no data
no data | 02MPV01AA102 | no data | no data | no data | no data | CHECK VALVE | MBSHIVL | LP-01191 | no data | no data | LO | 8" | no data
no data | 02MPV01AA104 | no data | no data | no data | no data | 3-WAY GLOBE VALVE | MBSHIVL | LP-01193 | no data | no data | LO | 8" | no data
no data | 02MPV01AA105 | no data | no data | no data | no data | 3-way globe valve | MBSHI | LP-01193 | no data | no data | LO | 10" | no data
no data | 02MPV01AA105 | no data | no data | no data | no data | 3-WAY GLOBE VALVE | MBSHIVL | LP-01193 | no data | no data | LO | 8" | no data
no data | 02MPV01AA106 | no data | no data | no data | no data | Ball valve | MBSHI | LP-01193 | no data | no data | LO | 1" | no data
no data | 02MPV01AA106 | no data | no data | no data | no data | BALL VALVE | MBSHIVL | LP-01193 | no data | no data | LO | 1" | no data
no data | 02MPV01AA107 | no data | no data | no data | no data | Globe valve | MBSHI | LP-01192 | no data | no data | LO | 1/2" | no data
no data | 02MPV01AA108 | no data | no data | no data | no data | Globe valve | MBSHI | LP-01192 | no data | no data | LO | 1/2" | no data
no data | 02MPV01AA109 | no data | no data | no data | no data | Needle valve | MBSHI | LP-01191 | no data | no data | LO | 1/2" | no data
no data | 02MPV01AA109 | no data | no data | no data | no data | NEEDLE VALVE | MBSHIVL | LP-01191 | no data | no data | LO | 1/2" | no data
no data | 02MPV01AA110 | no data | no data | no data | no data | Globe valve | MBSHI | LP-01192 | no data | no data | LO | 1/2" | no data
no data | 02MPV01AA114 | no data | no data | no data | no data | Gate valve | MBSHI | LP-01191 | no data | no data | LO | 2-1/2" | no data
no data | 02MPV01AA125 | no data | no data | no data | no data | Ball valve | MBSHI | LP-01191 | no data | no data | LO | 3/4" | no data
no data | 02MPV01AA125 | no data | no data | no data | no data | BALL VALVE | MBSHIVL | LP-01191 | no data | no data | LO | 3/4" | no data
no data | 02MPV01AA201 | no data | no data | no data | no data | Globe valve | MBSHI | LP-01192 | no data | no data | LO | 3/4" | no data
no data | 02MPV01AA202 | no data | no data | no data | no data | Globe valve | MBSHI | LP-01192 | no data | no data | LO | 3/4" | no data
no data | 02MPV01AA203 | no data | no data | no data | no data | Globe valve | MBSHI | LP-01192 | no data | no data | LO | 3/4" | no data
no data | 02MPV01AA204 | no data | no data | no data | no data | Globe valve | MBSHI | LP-01192 | no data | no data | LO | 3/4" | no data
no data | 02MPV01AA401 | no data | no data | no data | no data | Check valve | MBSHI | LP-01191 | no data | no data | LO | 8" | no data
no data | 02MPV01AA401 | no data | no data | no data | no data | CHECK VALVE | MBSHIVL | LP-01191 | no data | no data | LO | 8" | no data
no data | 02MPV01AA501 | no data | no data | no data | no data | Ball valve | MBSHI | LP-01193 | no data | no data | LO | 1-1/2" | no data
no data | 02MPV01AA501 | no data | no data | no data | no data | BALL VALVE | MBSHIVL | LP-01193 | no data | no data | LO | 4" | no data
no data | 02MPV01AA502 | no data | no data | no data | no data | Ball valve | MBSHI | LP-01193 | no data | no data | LO | 1-1/2" | no data
no data | 02MPV01AA502 | no data | no data | no data | no data | BALL VALVE | MBSHIVL | LP-01193 | no data | no data | LO | 4" | no data
no data | 02MPV01AA503 | no data | no data | no data | no data | Ball valve | MBSHI | LP-01193 | no data | no data | LO | 1-1/2" | no data
no data | 02MPV01AA503 | no data | no data | no data | no data | BALL VALVE | MBSHIVL | LP-01193 | no data | no data | LO | 4" | no data
no data | 02MPV01AA504 | no data | no data | no data | no data | BALL VALVE | MBSHIVL | LP-01193 | no data | no data | LO | 4" | no data
no data | 02MPV01AA512 | no data | no data | no data | no data | 3-way globe valve | MBSHI | LP-01193 | no data | no data | LO | 10" | no data
no data | 02MPV01AA801 | no data | no data | no data | no data | Gate valve | MBSHI | LP-01191 | no data | no data | LO | 3/4" | no data
no data | 02MPV01AA801 | no data | no data | no data | no data | GLOBE VALVE | MBSHIVL | LP-01191 | no data | no data | LO | 3/4" | no data
no data | 02MPV01AA802 | no data | no data | no data | no data | Gate valve | MBSHI | LP-01191 | no data | no data | LO | 3/4" | no data
no data | 02MPV01AA802 | no data | no data | no data | no data | GLOBE VALVE | MBSHIVL | LP-01191 | no data | no data | LO | 3/4" | no data
no data | 02MPV01AA803 | no data | no data | no data | no data | Gate valve | MBSHI | LP-01191 | no data | no data | LO | 2" | no data
no data | 02MPV01AA803 | no data | no data | no data | no data | GATE VALVE | MBSHIVL | LP-01191 | no data | no data | LO | 2" | no data
no data | 02MPV01AA804 | no data | no data | no data | no data | Gate valve | MBSHI | LP-01191 | no data | no data | LO | 2" | no data
no data | 02MPV01AA804 | no data | no data | no data | no data | GATE VALVE | MBSHIVL | LP-01191 | no data | no data | LO | 2" | no data
no data | 02MPV01AA812 | no data | no data | no data | no data | Gate valve | MBSHI | LP-01191 | no data | no data | LO | 3/4" | no data
no data | 02MPV01AA813 | no data | no data | no data | no data | Gate valve | MBSHI | LP-01191 | no data | no data | LO | 3/4" | no data
no data | 02MPV01AA813 | no data | no data | no data | no data | GLOBE VALVE | MBSHIVL | LP-01191 | no data | no data | LO | 3/4" | no data
no data | 02MPV01AA814 | no data | no data | no data | no data | Gate valve | MBSHI | LP-01191 | no data | no data | LO | 3/4" | no data
no data | 02MPV01AA814 | no data | no data | no data | no data | GLOBE VALVE | MBSHIVL | LP-01191 | no data | no data | LO | 3/4" | no data
no data | 02MPV01AA815 | no data | no data | no data | no data | Gate valve | MBSHI | LP-01191 | no data | no data | LO | 3/4" | no data
no data | 02MPV01AA815 | no data | no data | no data | no data | GLOBE VALVE | MBSHIVL | LP-01191 | no data | no data | LO | 3/4" | no data
no data | 02MPV01AA816 | no data | no data | no data | no data | Gate valve | MBSHI | LP-01191 | no data | no data | LO | 3/4" | no data
no data | 02MPV01AA816 | no data | no data | no data | no data | GLOBE VALVE | MBSHIVL | LP-01191 | no data | no data | LO | 3/4" | no data
no data | 02MPV01AA817 | no data | no data | no data | no data | Gate valve | MBSHI | LP-01191 | no data | no data | LO | 3/4" | no data
no data | 02MPV01AA817 | no data | no data | no data | no data | GLOBE VALVE | MBSHIVL | LP-01191 | no data | no data | LO | 3/4" | no data
no data | 02MPV01AA821 | no data | no data | no data | no data | Gate valve | MBSHI | LP-01191 | no data | no data | LO | 3/4" | no data
no data | 02MPV01AA821 | no data | no data | no data | no data | GLOBE VALVE | MBSHIVL | LP-01191 | no data | no data | LO | 3/4" | no data
no data | 02MPV01AA822 | no data | no data | no data | no data | Gate valve | MBSHI | LP-01191 | no data | no data | LO | 3/4" | no data
no data | 02MPV01AA822 | no data | no data | no data | no data | GLOBE VALVE | MBSHIVL | LP-01191 | no data | no data | LO | 3/4" | no data
no data | 02MPV01AA823 | no data | no data | no data | no data | Gate valve | MBSHI | LP-01191 | no data | no data | LO | 3/4" | no data
no data | 02MPV01AA823 | no data | no data | no data | no data | GLOBE VALVE | MBSHIVL | LP-01191 | no data | no data | LO | 3/4" | no data
no data | 02MPV01AA824 | no data | no data | no data | no data | Gate valve | MBSHI | LP-01191 | no data | no data | LO | 3/4" | no data
no data | 02MPV01AA824 | no data | no data | no data | no data | GLOBE VALVE | MBSHIVL | LP-01191 | no data | no data | LO | 3/4" | no data
no data | 02MPV01AA841 | no data | no data | no data | no data | Gate valve | MBSHI | LP-01191 | no data | no data | LO | 3/4" | no data
no data | 02MPV01AA841 | no data | no data | no data | no data | GLOBE VALVE | MBSHIVL | LP-01191 | no data | no data | LO | 3/4" | no data
no data | 02MPV01AA842 | no data | no data | no data | no data | Needle valve | MBSHI | LP-01192 | no data | no data | LO | 8" | no data
no data | 02MPV01AA843 | no data | no data | no data | no data | Globe valve | MBSHI | LP-01192 | no data | no data | LO | 1/2" | no data
no data | 02MPV01AA851 | no data | no data | no data | no data | Gate valve | MBSHI | LP-01191 | no data | no data | LO | 3/4" | no data
no data | 02MPV01AA851 | no data | no data | no data | no data | GLOBE VALVE | MBSHIVL | LP-01191 | no data | no data | LO | 3/4" | no data
no data | 02MPV01AA852 | no data | no data | no data | no data | Gate valve | MBSHI | LP-01191 | no data | no data | LO | 3/4" | no data
no data | 02MPV01AA852 | no data | no data | no data | no data | GLOBE VALVE | MBSHIVL | LP-01191 | no data | no data | LO | 3/4" | no data
no data | 02MPV01AA902 | no data | no data | no data | no data | Gate valve | MBSHI | LP-01193 | no data | no data | LO | 1" | no data
no data | 02MPV01AA902 | no data | no data | no data | no data | GLOBE VALVE | MBSHIVL | LP-01193 | no data | no data | LO | 1" | no data
no data | 02MPV01AA903 | no data | no data | no data | no data | Gate valve | MBSHI | LP-01193 | no data | no data | LO | 1" | no data
no data | 02MPV01AA903 | no data | no data | no data | no data | GLOBE VALVE | MBSHIVL | LP-01193 | no data | no data | LO | 1" | no data
no data | 02MPV01AA904 | no data | no data | no data | no data | GLOBE VALVE | MBSHIVL | LP-01193 | no data | no data | LO | 1" | no data
no data | 02MPV01AA905 | no data | no data | no data | no data | Globe valve | MBSHI | LP-01193 | no data | no data | LO | 1/2" | no data
no data | 02MPV01AA905 | no data | no data | no data | no data | GLOBE VALVE | MBSHIVL | LP-01193 | no data | no data | LO | 1" | no data
no data | 02MPV01AA906 | no data | no data | no data | no data | Globe valve | MBSHI | LP-01193 | no data | no data | LO | 1/2" | no data
no data | 02MPV01AA906 | no data | no data | no data | no data | GLOBE VALVE | MBSHIVL | LP-01193 | no data | no data | LO | 1" | no data
no data | 02MPV01AA907 | no data | no data | no data | no data | Globe valve | MBSHI | LP-01193 | no data | no data | LO | 1/2" | no data
no data | 02MPV01AA907 | no data | no data | no data | no data | GLOBE VALVE | MBSHIVL | LP-01193 | no data | no data | LO | 1" | no data
no data | 02MPV01AA910 | no data | no data | no data | no data | Gate valve | MBSHI | LP-01193 | no data | no data | LO | 1" | no data
no data | 02MPV01AA910 | no data | no data | no data | no data | GLOBE VALVE | MBSHIVL | LP-01193 | no data | no data | LO | 1" | no data
no data | 02MPV01AA911 | no data | no data | no data | no data | Globe valve | MBSHI | LP-01191 | no data | no data | LO | 1-1/2" | no data
no data | 02MPV01AA911 | no data | no data | no data | no data | GLOBE VALVE | MBSHIVL | LP-01191 | no data | no data | LO | 1-1/2" | no data
no data | 02MPV01AA912 | no data | no data | no data | no data | Globe valve | MBSHI | LP-01191 | no data | no data | LO | 1-1/2" | no data
no data | 02MPV01AA912 | no data | no data | no data | no data | GLOBE VALVE | MBSHIVL | LP-01191 | no data | no data | LO | 1-1/2" | no data
no data | 02MPV01AA914 | no data | no data | no data | no data | Globe valve | MBSHI | LP-01191 | no data | no data | LO | 1-1/2" | no data
no data | 02MPV01AA914 | no data | no data | no data | no data | GLOBE VALVE | MBSHIVL | LP-01191 | no data | no data | LO | 1-1/2" | no data
no data | 02MPV01AA915 | no data | no data | no data | no data | Globe valve | MBSHI | LP-01191 | no data | no data | LO | 1-1/2" | no data
no data | 02MPV01AA915 | no data | no data | no data | no data | GLOBE VALVE | MBSHIVL | LP-01191 | no data | no data | LO | 1-1/2" | no data
no data | 02MPV01AA918 | no data | no data | no data | no data | Globe valve | MBSHI | LP-01191 | no data | no data | LO | 1" | no data
no data | 02MPV01AA918 | no data | no data | no data | no data | GLOBE VALVE | MBSHIVL | LP-01191 | no data | no data | LO | 1" | no data
no data | 02MPV01AA919 | no data | no data | no data | no data | Globe valve | MBSHI | LP-01191 | no data | no data | LO | 1" | no data
no data | 02MPV01AA919 | no data | no data | no data | no data | GLOBE VALVE | MBSHIVL | LP-01191 | no data | no data | LO | 1" | no data
no data | 02MPV01AA920 | no data | no data | no data | no data | Ball valve | MBSHI | LP-01193 | no data | no data | LO | 1" | no data
no data | 02MPV01AA920 | no data | no data | no data | no data | GATE VALVE | MBSHIVL | LP-01193 | no data | no data | LO | 1" | no data
no data | 02MPV01AA930 | no data | no data | no data | no data | Globe valve | MBSHI | LP-01191 | no data | no data | LO | 1" | no data
no data | 02MPV01AA930 | no data | no data | no data | no data | GLOBE VALVE | MBSHIVL | LP-01191 | no data | no data | LO | 1" | no data
no data | 02MPV01AA931 | no data | no data | no data | no data | Gate valve | MBSHI | LP-01193 | no data | no data | LO | 1" | no data
no data | 02MPV01AA931 | no data | no data | no data | no data | GLOBE VALVE | MBSHIVL | LP-01193 | no data | no data | LO | 1" | no data
no data | 02MPV01AA932 | no data | no data | no data | no data | Gate valve | MBSHI | LP-01193 | no data | no data | LO | 1" | no data
no data | 02MPV01AA932 | no data | no data | no data | no data | GLOBE VALVE | MBSHIVL | LP-01193 | no data | no data | LO | 1" | no data
no data | 02MPV01AA933 | no data | no data | no data | no data | GATE VALVE | MBSHIVL | LP-01191 | no data | no data | LO | 3/4" | no data
no data | 02MPV03AA201 | no data | no data | no data | no data | Butterfly valve | MBSHI | LP-01194 | no data | no data | LO | 10" | no data
no data | 02MPV03AA201 | no data | no data | no data | no data | BUTTERFLY VALVE | MBSHIVL | LP-01194 | no data | no data | LO | 8" | no data
no data | 02MPV03AA202 | no data | no data | no data | no data | Butterfly valve | MBSHI | LP-01194 | no data | no data | LO | 10" | no data
no data | 02MPV03AA202 | no data | no data | no data | no data | BUTTERFLY VALVE | MBSHIVL | LP-01194 | no data | no data | LO | 8" | no data
no data | 02MPV03AA204 | no data | no data | no data | no data | Butterfly valve | MBSHI | LP-01194 | no data | no data | LO | 10" | no data
no data | 02MPV03AA204 | no data | no data | no data | no data | BUTTERFLY VALVE | MBSHIVL | LP-01194 | no data | no data | LO | 8" | no data
no data | 02MPV03AA207 | no data | no data | no data | no data | Butterfly valve | MBSHI | LP-01194 | no data | no data | LO | 10" | no data
no data | 02MPV03AA207 | no data | no data | no data | no data | BUTTERFLY VALVE | MBSHIVL | LP-01194 | no data | no data | LO | 8" | no data
no data | 02MPV03AA208 | no data | no data | no data | no data | Butterfly valve | MBSHI | LP-01194 | no data | no data | LO | 10" | no data
no data | 02MPV03AA208 | no data | no data | no data | no data | BUTTERFLY VALVE | MBSHIVL | LP-01194 | no data | no data | LO | 8" | no data
no data | 02MPV03AA209 | no data | no data | no data | no data | BUTTERFLY VALVE | MBSHIVL | LP-01194 | no data | no data | LO | 8" | no data
no data | 02MPV03AA301 | no data | no data | no data | no data | Check valve | MBSHI | LP-01194 | no data | no data | LO | 10" | no data
no data | 02MPV03AA301 | no data | no data | no data | no data | CHECK VALVE | MBSHIVL | LP-01194 | no data | no data | LO | 8" | no data
no data | 02MPV03AA302 | no data | no data | no data | no data | Check valve | MBSHI | LP-01194 | no data | no data | LO | 10" | no data
no data | 02MPV03AA302 | no data | no data | no data | no data | CHECK VALVE | MBSHIVL | LP-01194 | no data | no data | LO | 8" | no data
no data | 02MPV03AA801 | no data | no data | no data | no data | Ball valve | MBSHI | LP-01194 | no data | no data | LO | 3/4" | no data
no data | 02MPV03AA801 | no data | no data | no data | no data | GLOBE VALVE | MBSHIVL | LP-01194 | no data | no data | LO | 3/4" | no data
no data | 02MPV03AA802 | no data | no data | no data | no data | Ball valve | MBSHI | LP-01194 | no data | no data | LO | 3/4" | no data
no data | 02MPV03AA802 | no data | no data | no data | no data | GLOBE VALVE | MBSHIVL | LP-01194 | no data | no data | LO | 3/4" | no data
no data | 02MPV03AA902 | no data | no data | no data | no data | Ball valve | MBSHI | LP-01194 | no data | no data | LO | 1" | no data
no data | 02MPV03AA902 | no data | no data | no data | no data | GLOBE VALVE | MBSHIVL | LP-01194 | no data | no data | LO | 1" | no data
no data | 02MPV03AA903 | no data | no data | no data | no data | Ball valve | MBSHI | LP-01194 | no data | no data | LO | 1" | no data
no data | 02MPV03AA903 | no data | no data | no data | no data | GLOBE VALVE | MBSHIVL | LP-01194 | no data | no data | LO | 1" | no data
no data | 02MPV21AA101 | no data | no data | no data | no data | Gate valve | MBSHI | LP-01191 | no data | no data | LO | 3" | no data
no data | 02MPV21AA103 | no data | no data | no data | no data | Check valve | MBSHI | LP-01195 | no data | no data | LO | 1-1/2" | no data
no data | 02MPV21AA103 | no data | no data | no data | no data | CHECK VALVE | MBSHIVL | LP-01195 | no data | no data | LO | 2" | no data
no data | 02MPV21AA106 | no data | no data | no data | no data | Gate valve | MBSHI | LP-01195 | no data | no data | LO | 1-1/2" | no data
no data | 02MPV21AA106 | no data | no data | no data | no data | GATE VALVE | MBSHIVL | LP-01195 | no data | no data | LO | 2" | no data
no data | 02MPV21AA108 | no data | no data | no data | no data | Gate valve | MBSHI | LP-01195 | no data | no data | LO | 1-1/2" | no data
no data | 02MPV21AA801 | no data | no data | no data | no data | Ball valve | MBSHI | LP-01195 | no data | no data | LO | 3/4" | no data
no data | 02MPV21AA801 | no data | no data | no data | no data | GLOBE VALVE | MBSHIVL | LP-01195 | no data | no data | LO | 3/4" | no data
no data | 02MPV21AA802 | no data | no data | no data | no data | Ball valve | MBSHI | LP-01195 | no data | no data | LO | 3/4" | no data
no data | 02MPV21AA802 | no data | no data | no data | no data | GLOBE VALVE | MBSHIVL | LP-01195 | no data | no data | LO | 3/4" | no data
no data | 02MPV21AA803 | no data | no data | no data | no data | Globe valve | MBSHI | LP-01195 | no data | no data | LO | 3/4" | no data
no data | 02MPV21AA803 | no data | no data | no data | no data | GLOBE VALVE | MBSHIVL | LP-01195 | no data | no data | LO | 3/4" | no data
no data | 02MPV21AA804 | no data | no data | no data | no data | Globe valve | MBSHI | LP-01195 | no data | no data | LO | 3/4" | no data
no data | 02MPV21AA804 | no data | no data | no data | no data | GLOBE VALVE | MBSHIVL | LP-01195 | no data | no data | LO | 3/4" | no data
no data | 02MPV21AA807 | no data | no data | no data | no data | Needle valve | MBSHI | LP-01195 | no data | no data | LO | 1/2" | no data
no data | 02MPV21AA807 | no data | no data | no data | no data | GLOBE VALVE | MBSHIVL | LP-01195 | no data | no data | LO | 1/2" | no data
no data | 02MPV21AA808 | no data | no data | no data | no data | Needle valve | MBSHI | LP-01195 | no data | no data | LO | 1/2" | no data
no data | 02MPV21AA808 | no data | no data | no data | no data | GLOBE VALVE | MBSHIVL | LP-01195 | no data | no data | LO | 1/2" | no data
no data | 02MPV21AA809 | no data | no data | no data | no data | Ball valve | MBSHI | LP-01195 | no data | no data | LO | 3/4" | no data
no data | 02MPV21AA809 | no data | no data | no data | no data | GLOBE VALVE | MBSHIVL | LP-01195 | no data | no data | LO | 3/4" | no data
no data | 02MPV21AA810 | no data | no data | no data | no data | GLOBE VALVE | MBSHIVL | LP-01195 | no data | no data | LO | 3/4" | no data
no data | 02MPV21AA901 | no data | no data | no data | no data | GLOBE VALVE | MBSHIVL | LP-01195 | no data | no data | LO | 3/4" | no data
no data | 02MPV21AA902 | no data | no data | no data | no data | Globe valve | MBSHI | LP-01195 | no data | no data | LO | 3/4" | no data
no data | 02MPV21AA902 | no data | no data | no data | no data | GLOBE VALVE | MBSHIVL | LP-01195 | no data | no data | LO | 3/4" | no data
no data | 02MPV21AA903 | no data | no data | no data | no data | Gate valve | MBSHI | LP-01195 | no data | no data | LO | 3/4" | no data
no data | 02MPV21AA903 | no data | no data | no data | no data | GLOBE VALVE | MBSHIVL | LP-01195 | no data | no data | LO | 3/4" | no data
no data | 02MPV21AA904 | no data | no data | no data | no data | GATE VALVE | MBSHIVL | LP-01195 | no data | no data | LO | 2" | no data
no data | 02MPV21AA905 | no data | no data | no data | no data | GLOBE VALVE | MBSHIVL | LP-01195 | no data | no data | LO | 3/4" | no data
no data | 02MPV21AA906 | no data | no data | no data | no data | GLOBE VALVE | MBSHIVL | LP-01195 | no data | no data | LO | 1" | no data
no data | 02MPX01AA001 | no data | no data | no data | no data | Ball valve | MBSHI | LP-01196 | no data | no data | OH | 3" | no data
no data | 02MPX01AA001 | no data | no data | no data | no data | BALL VALVE | MBSHIVL | LP-01196 | no data | no data | OH | 2-1/2" | no data
no data | 02MPX01AA004 | no data | no data | no data | no data | Ball valve | MBSHI | LP-01196 | no data | no data | OH | 3" | no data
no data | 02MPX01AA004 | no data | no data | no data | no data | BALL VALVE | MBSHIVL | LP-01196 | no data | no data | OH | 2-1/2" | no data
no data | 02MPX01AA014 | no data | no data | no data | no data | Globe valve | MBSHI | LP-01196 | no data | no data | OH | 2" | no data
no data | 02MPX01AA014 | no data | no data | no data | no data | GLOBE VALVE | MBSHIVL | LP-01196 | no data | no data | OH | 1/2" | no data
no data | 02MPX01AA015 | no data | no data | no data | no data | Check valve | MBSHI | LP-01196 | no data | no data | OH | 2" | no data
no data | 02MPX01AA015 | no data | no data | no data | no data | CHECK VALVE | MBSHIVL | LP-01196 | no data | no data | OH | 1/2" | no data
no data | 02MPX01AA053 | no data | no data | no data | no data | Check valve | MBSHI | LP-01196 | no data | no data | OH | 1/2" | no data
no data | 02MPX01AA054 | no data | no data | no data | no data | Check valve | MBSHI | LP-01196 | no data | no data | OH | 1/2" | no data
no data | 02MPX01AA102 | no data | no data | no data | no data | Ball valve | MBSHI | LP-01196 | no data | no data | OH | 1/4" | no data
no data | 02MPX01AA103 | no data | no data | no data | no data | Check valve | MBSHI | LP-01196 | no data | no data | OH | 1/4" | no data
no data | 02MPX01AA106 | no data | no data | no data | no data | Ball valve | MBSHI | LP-01196 | no data | no data | OH | 1/4" | no data
no data | 02MPX01AA106 | no data | no data | no data | no data | BALL VALVE | MBSHIVL | LP-01196 | no data | no data | OH | 1-1/4" | no data
no data | 02MPX01AA107 | no data | no data | no data | no data | Check valve | MBSHI | LP-01196 | no data | no data | OH | 1/4" | no data
no data | 02MPX01AA107 | no data | no data | no data | no data | CHECK VALVE | MBSHIVL | LP-01196 | no data | no data | OH | 1-1/4" | no data
no data | 02MPX01AA108 | no data | no data | no data | no data | BALL VALVE | MBSHIVL | LP-01196 | no data | no data | OH | 1-1/4" | no data
no data | 02MPX01AA109 | no data | no data | no data | no data | CHECK VALVE | MBSHIVL | LP-01196 | no data | no data | OH | 1-1/4" | no data
no data | 02MPX01AA114 | no data | no data | no data | no data | Check valve | MBSHI | LP-01196 | no data | no data | OH | 2" | no data
no data | 02MPX01AA115 | no data | no data | no data | no data | Ball valve | MBSHI | LP-01196 | no data | no data | OH | 1/2" | no data
no data | 02MPX01AA115 | no data | no data | no data | no data | BALL VALVE | MBSHIVL | LP-01196 | no data | no data | OH | 1" | no data
no data | 02MPX01AA116 | no data | no data | no data | no data | Ball valve | MBSHI | LP-01196 | no data | no data | OH | 1/2" | no data
no data | 02MPX01AA116 | no data | no data | no data | no data | BALL VALVE | MBSHIVL | LP-01196 | no data | no data | OH | 1" | no data
no data | 02MPX01AA117 | no data | no data | no data | no data | BALL VALVE | MBSHIVL | LP-01196 | no data | no data | OH | 1-1/2" | no data
no data | 02MPX01AA118 | no data | no data | no data | no data | Ball valve | MBSHI | LP-01196 | no data | no data | OH | 1-1/2" | no data
no data | 02MPX01AA118 | no data | no data | no data | no data | GLOBE VALVE | MBSHIVL | LP-01196 | no data | no data | OH | 1/2" | no data
no data | 02MPX01AA119 | no data | no data | no data | no data | BALL VALVE | MBSHIVL | LP-01196 | no data | no data | OH | 1-1/2" | no data
no data | 02MPX01AA120 | no data | no data | no data | no data | GLOBE VALVE | MBSHIVL | LP-01196 | no data | no data | OH | 3/4" | no data
no data | 02MPX01AA140 | no data | no data | no data | no data | Gate valve | MBSHI | LP-01197 | no data | no data | OH | 1" | no data
no data | 02MPX01AA141 | no data | no data | no data | no data | Gate valve | MBSHI | LP-01197 | no data | no data | OH | 1" | no data
no data | 02MPX01AA145 | no data | no data | no data | no data | GLOBE VALVE | MBSHIVL | LP-01198 | no data | no data | OH | 1/2" | no data
no data | 02MPX01AA146 | no data | no data | no data | no data | GLOBE VALVE | MBSHIVL | LP-01198 | no data | no data | OH | 1/2" | no data
no data | 02MPX01AA174 | no data | no data | no data | no data | Ball valve | MBSHI | LP-01196 | no data | no data | OH | 2" | no data
no data | 02MPX01AA174 | no data | no data | no data | no data | BALL VALVE | MBSHIVL | LP-01196 | no data | no data | OH | 2" | no data
no data | 02MPX01AA177 | no data | no data | no data | no data | Ball valve | MBSHI | LP-01196 | no data | no data | OH | 2" | no data
no data | 02MPX01AA177 | no data | no data | no data | no data | BALL VALVE | MBSHIVL | LP-01196 | no data | no data | OH | 2" | no data
no data | 02MPX01AA240 | no data | no data | no data | no data | Gate valve | MBSHI | LP-01197 | no data | no data | OH | 1" | no data
no data | 02MPX01AA241 | no data | no data | no data | no data | Gate valve | MBSHI | LP-01197 | no data | no data | OH | 1" | no data
no data | 02MPX01AA301 | no data | no data | no data | no data | Ball valve | MBSHI | LP-01196 | no data | no data | OH | 3/4" | no data
no data | 02MPX01AA301 | no data | no data | no data | no data | BALL VALVE | MBSHIVL | LP-01196 | no data | no data | OH | 3/4" | no data
no data | 02MPX01AA306 | no data | no data | no data | no data | Ball valve | MBSHI | LP-01196 | no data | no data | OH | 1/2" | no data
no data | 02MPX01AA306 | no data | no data | no data | no data | BALL VALVE | MBSHIVL | LP-01196 | no data | no data | OH | 1/2" | no data
no data | 02MPX01AA307 | no data | no data | no data | no data | Ball valve | MBSHI | LP-01196 | no data | no data | OH | 1/2" | no data
no data | 02MPX01AA307 | no data | no data | no data | no data | BALL VALVE | MBSHIVL | LP-01196 | no data | no data | OH | 1/2" | no data
no data | 02MPX01AA712 | no data | no data | no data | no data | GLOBE VALVE | MBSHIVL | LP-01196 | no data | no data | OH | 3/4" | no data
no data | 02MPX01AA801 | no data | no data | no data | no data | Needle valve | MBSHI | LP-01196 | no data | no data | OH | 1/2" | no data
no data | 02MPX01AA801 | no data | no data | no data | no data | NEEDLE VALVE | MBSHIVL | LP-01196 | no data | no data | OH | 1/2" | no data
no data | 02MPX01AA802 | no data | no data | no data | no data | Needle valve | MBSHI | LP-01196 | no data | no data | OH | 1/2" | no data
no data | 02MPX01AA802 | no data | no data | no data | no data | NEEDLE VALVE | MBSHIVL | LP-01196 | no data | no data | OH | 1/2" | no data
no data | 02MPX01AA803 | no data | no data | no data | no data | NEEDLE VALVE | MBSHIVL | LP-01196 | no data | no data | OH | 1/2" | no data
no data | 02MPX01AA804 | no data | no data | no data | no data | NEEDLE VALVE | MBSHIVL | LP-01196 | no data | no data | OH | 1/2" | no data
no data | 02MPX01AA805 | no data | no data | no data | no data | Needle valve | MBSHI | LP-01196 | no data | no data | OH | 1/2" | no data
no data | 02MPX01AA805 | no data | no data | no data | no data | NEEDLE VALVE | MBSHIVL | LP-01196 | no data | no data | OH | 1/2" | no data
no data | 02MPX01AA806 | no data | no data | no data | no data | NEEDLE VALVE | MBSHIVL | LP-01196 | no data | no data | OH | 1/2" | no data
no data | 02MPX01AA807 | no data | no data | no data | no data | NEEDLE VALVE | MBSHIVL | LP-01196 | no data | no data | OH | 1/2" | no data
no data | 02MPX01AA808 | no data | no data | no data | no data | NEEDLE VALVE | MBSHIVL | LP-01196 | no data | no data | OH | 1/2" | no data
no data | 02MPX01AA809 | no data | no data | no data | no data | NEEDLE VALVE | MBSHIVL | LP-01196 | no data | no data | OH | 1/2" | no data
no data | 02MPX01AA810 | no data | no data | no data | no data | NEEDLE VALVE | MBSHIVL | LP-01196 | no data | no data | OH | 1/2" | no data
no data | 02MPX01AA811 | no data | no data | no data | no data | NEEDLE VALVE | MBSHIVL | LP-01196 | no data | no data | OH | 1/2" | no data
no data | 02MPX01AA812 | no data | no data | no data | no data | NEEDLE VALVE | MBSHIVL | LP-01196 | no data | no data | OH | 1/2" | no data
no data | 02MPX01AA813 | no data | no data | no data | no data | GLOBE VALVE | MBSHIVL | LP-01196 | no data | no data | OH | 1/2" | no data
no data | 02MPX01AA814 | no data | no data | no data | no data | GLOBE VALVE | MBSHIVL | LP-01196 | no data | no data | OH | 1/2" | no data
no data | 02MPX01AA816 | no data | no data | no data | no data | Check valve | MBSHI | LP-01196 | no data | no data | OH | 2" | no data
no data | 02MPX01AA816 | no data | no data | no data | no data | CHECK VALVE | MBSHIVL | LP-01196 | no data | no data | OH | 1/2" | no data
no data | 02MPX01AA822 | no data | no data | no data | no data | Globe valve | MBSHI | LP-01196 | no data | no data | OH | 2" | no data
no data | 02MPX01AA822 | no data | no data | no data | no data | GLOBE VALVE | MBSHIVL | LP-01196 | no data | no data | OH | 3/4" | no data
no data | 02MPX01AA823 | no data | no data | no data | no data | Globe valve | MBSHI | LP-01196 | no data | no data | OH | 2" | no data
no data | 02MPX01AA823 | no data | no data | no data | no data | GLOBE VALVE | MBSHIVL | LP-01196 | no data | no data | OH | 3/4" | no data
no data | 02MPX01AA824 | no data | no data | no data | no data | Globe valve | MBSHI | LP-01196 | no data | no data | OH | 1/4" | no data
no data | 02MPX01AA824 | no data | no data | no data | no data | NEEDLE VALVE | MBSHIVL | LP-01196 | no data | no data | OH | 1/4" | no data
no data | 02MPX01AA825 | no data | no data | no data | no data | NEEDLE VALVE | MBSHIVL | LP-01196 | no data | no data | OH | 1/4" | no data
no data | 02MPX01AA849 | no data | no data | no data | no data | NEEDLE VALVE | MBSHIVL | LP-01198 | no data | no data | OH | 1/2" | no data
no data | 02MPX01AA850 | no data | no data | no data | no data | Ball valve | MBSHI | LP-01196 | no data | no data | OH | 3/4" | no data
no data | 02MPX01AA850 | no data | no data | no data | no data | BALL VALVE | MBSHIVL | LP-01196 | no data | no data | OH | 3/4" | no data
no data | 02MPX01AA851 | no data | no data | no data | no data | NEEDLE VALVE | MBSHIVL | LP-01198 | no data | no data | OH | 1/2" | no data
no data | 02MPX01AA852 | no data | no data | no data | no data | NEEDLE VALVE | MBSHIVL | LP-01198 | no data | no data | OH | 1/2" | no data
no data | 02MPX01AA853 | no data | no data | no data | no data | NEEDLE VALVE | MBSHIVL | LP-01198 | no data | no data | OH | 1/2" | no data
no data | 02MPX01AA854 | no data | no data | no data | no data | NEEDLE VALVE | MBSHIVL | LP-01198 | no data | no data | OH | 1/2" | no data
no data | 02MPX01AA855 | no data | no data | no data | no data | NEEDLE VALVE | MBSHIVL | LP-01198 | no data | no data | OH | 1/2" | no data
no data | 02MPX01AA856 | no data | no data | no data | no data | NEEDLE VALVE | MBSHIVL | LP-01198 | no data | no data | OH | 1/2" | no data
no data | 02MPX01AA859 | no data | no data | no data | no data | NEEDLE VALVE | MBSHIVL | LP-01198 | no data | no data | OH | 1/4" | no data
no data | 02MPX01AA860 | no data | no data | no data | no data | NEEDLE VALVE | MBSHIVL | LP-01198 | no data | no data | OH | 1/4" | no data
no data | 02MPX01AA901 | no data | no data | no data | no data | Ball valve | MBSHI | LP-01196 | no data | no data | OH | 1-1/2" | no data
no data | 02MPX01AA901 | no data | no data | no data | no data | BALL VALVE | MBSHIVL | LP-01196 | no data | no data | OH | 1-1/2" | no data
no data | 02MPX01AA902 | no data | no data | no data | no data | Globe valve | MBSHI | LP-01196 | no data | no data | OH | 1/2" | no data
no data | 02MPX01AA902 | no data | no data | no data | no data | GLOBE VALVE | MBSHIVL | LP-01196 | no data | no data | OH | 1/2" | no data
no data | 02MPX01AA904 | no data | no data | no data | no data | Ball valve | MBSHI | LP-01196 | no data | no data | OH | 3/4" | no data
no data | 02MPX01AA904 | no data | no data | no data | no data | BALL VALVE | MBSHIVL | LP-01196 | no data | no data | OH | 3/4" | no data
no data | 02MPX01AA905 | no data | no data | no data | no data | Ball valve | MBSHI | LP-01196 | no data | no data | OH | 3/4" | no data
no data | 02MPX01AA905 | no data | no data | no data | no data | BALL VALVE | MBSHIVL | LP-01196 | no data | no data | OH | 3/4" | no data
no data | 02MPX01AA906 | no data | no data | no data | no data | Ball valve | MBSHI | LP-01196 | no data | no data | OH | 1-1/2" | no data
no data | 02MPX01AA906 | no data | no data | no data | no data | GLOBE VALVE | MBSHIVL | LP-01196 | no data | no data | OH | 1/2" | no data
no data | 02MPX11AA041 | no data | no data | no data | no data | Ball valve | MBSHI | LP-01196 | no data | no data | OH | 2" | no data
no data | 02MPX11AA041 | no data | no data | no data | no data | BALL VALVE | MBSHIVL | LP-01196 | no data | no data | OH | 2" | no data
no data | 02MPX11AA042 | no data | no data | no data | no data | BALL VALVE | MBSHIVL | LP-01196 | no data | no data | OH | 1" | no data
no data | 02MPX11AA042 | no data | no data | no data | no data | Globe valve | MBSHI | LP-01196 | no data | no data | OH | 2" | no data
no data | 02MPX11AA043 | no data | no data | no data | no data | Check valve | MBSHI | LP-01196 | no data | no data | OH | 1" | no data
no data | 02MPX11AA043 | no data | no data | no data | no data | CHECK VALVE | MBSHIVL | LP-01196 | no data | no data | OH | 1" | no data
no data | 02MPX11AA044 | no data | no data | no data | no data | Globe valve | MBSHI | LP-01196 | no data | no data | OH | 1" | no data
no data | 02MPX11AA044 | no data | no data | no data | no data | BALL VALVE | MBSHIVL | LP-01196 | no data | no data | OH | 1" | no data
no data | 02MPX11AA046 | no data | no data | no data | no data | Check valve | MBSHI | LP-01196 | no data | no data | OH | 1" | no data
no data | 02MPX11AA046 | no data | no data | no data | no data | CHECK VALVE | MBSHIVL | LP-01196 | no data | no data | OH | 1" | no data
no data | 02MPX11AA047 | no data | no data | no data | no data | Globe valve | MBSHI | LP-01196 | no data | no data | OH | 1" | no data
no data | 02MPX11AA047 | no data | no data | no data | no data | BALL VALVE | MBSHIVL | LP-01196 | no data | no data | OH | 1" | no data
no data | 02MPX11AA301 | no data | no data | no data | no data | Ball valve | MBSHI | LP-01196 | no data | no data | OH | 2" | no data
no data | 02MPX11AA301 | no data | no data | no data | no data | BALL VALVE | MBSHIVL | LP-01196 | no data | no data | OH | 2" | no data
no data | 02MPX11AA820 | no data | no data | no data | no data | NEEDLE VALVE | MBSHIVL | LP-01196 | no data | no data | OH | 1/2" | no data
no data | 02MPX11AA821 | no data | no data | no data | no data | Globe valve | MBSHI | LP-01196 | no data | no data | OH | 1" | no data
no data | 02MPX11AA821 | no data | no data | no data | no data | NEEDLE VALVE | MBSHIVL | LP-01196 | no data | no data | OH | 1/2" | no data
no data | 02-PCV-AXS713 | no data | no data | no data | DA EJECTOR STEAM SUPPLY CONTROL VALVE | no data | AXS | PD-050B | no data | no data | Steam | 1" | no data
no data | 02-PCV-CCW191 | no data | no data | no data | SYSTEM BALANCING CONTROL VALVE | no data | CCW | PD-270B | no data | no data | WATER/GLYCOL | 10" | no data
no data | 02-PCV-CMG117 | no data | no data | no data | CO2 BACKPRESSURE REGULATOR | no data | CMG | PD-571 | no data | no data | CARBON DIOXIDE | 2" | no data
no data | 02-PCV-CND289 | no data | no data | no data | ACC DUCT CURTAIN SPRAY CONTROL VALVE | no data | CND | PD-052B | no data | no data | Water | 2.5" | no data
no data | 02-PCV-CND423 | no data | no data | no data | CND LP ECON AND DRUM BYPASS CONTROL VALVE | no data | CND | PD-053B | no data | no data | Water | 6" | no data
no data | 02-PCV-CND455 | no data | no data | no data | LP ECONOMIZER INLET PCV | no data | CND | PD-053B | no data | no data | Water | 8" | no data
no data | 02-PCV-CRH700 | no data | no data | no data | CRH TO AXS PRESSURE LETDOWN (LOW FLOW) | no data | CRH | PD-124B | no data | no data | Steam | 2" | no data
no data | 02-PCV-CRH715 | no data | no data | no data | CRH TO AXS PRESSURE LETDOWN (HIGH FLOW) | no data | CRH | PD-124B | no data | no data | Steam | 6" | no data
no data | 02-PCVHHS902 | no data | no data | no data | HP STEAM OUTLET CONTROL VALVE | POVCTRL | no data | 2080_00005‐3 | no data | no data | Steam | 12" | no data
no data | 02-PCVHIS901 | no data | no data | no data | IP SPARGING STEAM CONTROL VALVE | POVCTRL | no data | 2080_00004‐2 | no data | no data | Steam | 2" | no data
no data | 02-PCVHIS902 | no data | no data | no data | IP TO LP PEGGING STEAM CONTROL VALVE | POVCTRL | no data | 2080_00004‐2 | no data | no data | Steam | 3" | no data
no data | 02-PCVHIS903 | no data | no data | no data | IP STEAM OUTLET BACK PRESSURE CONTROL VALVE | POVCTRL | no data | 2080_00004‐3 | no data | no data | Steam | 8" | no data
no data | 02-PCVHLS901 | no data | no data | no data | LP SPARGING STEAM CONTROL VALVE | POVCTRL | no data | 2080_00003‐1 | no data | no data | Steam | 2" | no data
no data | 02-PCV-HPS100 | no data | no data | no data | HPS BYPASS VALVE | no data | HPS | PD-020B | no data | no data | Steam | 10" | no data
no data | 02-PCV-HRH100 | no data | no data | no data | BYPASS VALVE | no data | HRH | PD-034B | no data | no data | Steam | 24" | no data
no data | 02-PCV-LPS100 | no data | no data | no data | BYPASS VALVE | no data | LPS | PD-040B | no data | no data | Steam | 12" | no data
no data | 02-PCV-SMP800 | no data | no data | no data | VREL, Model 11 Plain End | Control | SAMPNL | 10-07052A | no data | no data | water | 1/4" | no data
no data | 02-PCV-SMP801 | no data | no data | no data | VREL, Model 11 Plain End | Control | SAMPNL | 10-07052A | no data | no data | water | 1/4" | no data
no data | 02-PCV-SMP802 | no data | no data | no data | Valve, Needle, 1/4" Compression, Regulating Stem | Needle | SAMPNL | 10-07052A | no data | no data | water | 1/4" | no data
no data | 02-PCV-SMP803 | no data | no data | no data | Valve, Needle, 1/4" Compression, Regulating Stem | Needle | SAMPNL | 10-07052A | no data | no data | water | 1/4" | no data
no data | 02-PCV-SMP804 | no data | no data | no data | VREL, Model 11 Plain End | Control | SAMPNL | 10-07052A | no data | no data | water | 1/4" | no data
no data | 02-PCV-SMP805 | no data | no data | no data | VREL, Model 11 Plain End | Control | SAMPNL | 10-07052A | no data | no data | water | 1/4" | no data
no data | 02-PCV-SMP806 | no data | no data | no data | Valve, Needle, 1/4" Compression, Regulating Stem | Needle | SAMPNL | 10-07052A | no data | no data | water | 1/4" | no data
no data | 02-PCV-SMP807 | no data | no data | no data | VREL, Model 11 Plain End | Control | SAMPNL | 10-07052A | no data | no data | water | 1/4" | no data
no data | 02-PCV-SMP808 | no data | no data | no data | VREL, Model 11 Plain End | Control | SAMPNL | 10-07052A | no data | no data | water | 1/4" | no data
no data | 02-PCV-SMP809 | no data | no data | no data | VREL, Model 11 Plain End | Control | SAMPNL | 10-07052A | no data | no data | water | 1/4" | no data
no data | 02-PCV-SMP810 | no data | no data | no data | VREL, Model 11 Plain End | Control | SAMPNL | 10-07052A | no data | no data | water | 1/4" | no data
no data | 02PGG01AA111 | no data | no data | no data | no data | Ball valve | MBSHI | LP-01196 | no data | no data | CW | 1-1/2" | no data
no data | 02PGG01AA111 | no data | no data | no data | no data | BALL VALVE | MBSHIVL | LP-01196 | no data | no data | CW | 1-1/2" | no data
no data | 02PGG02AA111 | no data | no data | no data | no data | Ball valve | MBSHI | LP-01196 | no data | no data | CW | 1-1/2" | no data
no data | 02-PRV-AQA-807 | no data | no data | no data | AMMONIA LINE PRESSURE REDUCING VALVE | PRV-MAN | SCR | D0010101 SH2 | no data | no data | Ammonia | 1/2 | no data
no data | 02-PRV-CMG101 | no data | no data | no data | NITROGEN STORAGE CYLINDER RACK OUTLET | no data | CMG | PD-570 | no data | no data | NITROGEN | 1" | no data
no data | 02-PRV-CMG102 | no data | no data | no data | NITROGEN STORAGE CYLINDER RACK OUTLET | no data | CMG | PD-570 | no data | no data | NITROGEN | 1" | no data
no data | 02-PRV-CMG115 | no data | no data | no data | CO2 PRESSURE REGULATOR | no data | CMG | PD-571 | no data | no data | CARBON DIOXIDE | 2" | no data
no data | 02-PRV-CND325 | no data | no data | no data | STEAM DRAINS PUMP SEAL WATER PRV | no data | CND | PD-306B | no data | no data | Water | 0.5" | no data
no data | 02-PRV-CND326 | no data | no data | no data | STEAM DRAINS PUMP SEAL WATER PRV | no data | CND | PD-306B | no data | no data | Water | 0.5" | no data
no data | 02-PRV-CTP112 | no data | no data | no data | EVAP COOLER PRESSURE REGULATOR | no data | CTP | PD-333B | no data | no data | Water | 3" | no data
no data | 02-PRVHHS997 | no data | no data | no data | HP DRUM PRESSURE RELIEF VALVE 1 | NA | no data | 2080_00005‐2 | no data | no data | Steam | 6" | no data
no data | 02-PRVHHS998 | no data | no data | no data | HP DRUM PRESSURE RELIEF VALVE 2 | NA | no data | 2080_00005‐2 | no data | no data | Steam | 6" | no data
no data | 02-PRVHHS999 | no data | no data | no data | HP STEAM OUTLET PRESSURE RELIEF VALVE | NA | no data | 2080_00005‐3 | no data | no data | Steam | 6" | no data
no data | 02-PRVHIS995 | no data | no data | no data | IP ECONOMIZER INLET PRESSURE RELIEF VALVE | NA | no data | 2080_00004‐1 | no data | no data | Water | 3" | no data
no data | 02-PRVHIS997 | no data | no data | no data | IP DRUM PRESSURE RELIEF VALVE 1 | NA | no data | 2080_00004‐2 | no data | no data | Steam | 4" | no data
no data | 02-PRVHIS998 | no data | no data | no data | IP DRUM PRESSURE RELIEF VALVE 2 | NA | no data | 2080_00004‐2 | no data | no data | Steam | 6" | no data
no data | 02-PRVHIS999 | no data | no data | no data | IP STEAM OUTLET PRESSURE RELIEF VALVE | NA | no data | 2080_00004‐3 | no data | no data | Steam | 4" | no data
no data | 02-PRVHLS901 | no data | no data | no data | PREHEATER EXT HEAT EXCHANGER PRESSURE RELIEF VALVE | NA | no data | 2080_00006‐1 | no data | no data | Water | 2" | no data
no data | 02-PRVHLS902 | no data | no data | no data | PREHEATER EXT HEAT EXCHANGER PRESSURE RELIEF VALVE | NA | no data | 2080_00006‐1 | no data | no data | Water | 2" | no data
no data | 02-PRVHLS994 | no data | no data | no data | PREHEATER INLET PILOT OPERATED RELIEF VALVE | NA | no data | 2080_00006‐1 | no data | no data | Water | 8" | no data
no data | 02-PRVHLS997 | no data | no data | no data | LP DRUM PRESSURE RELIEF VALVE 1 | NA | no data | 2080_00003‐1 | no data | no data | Steam | 6" | no data
no data | 02-PRVHLS997 | no data | no data | no data | LP DRUM PRESSURE RELIEF VALVE 1 | NA | no data | 2080_00003‐1 | no data | no data | Steam | 6" | no data
no data | 02-PRVHLS997 | no data | no data | no data | LP DRUM PRESSURE RELIEF VALVE 1 | NA | no data | 2080_00003‐1 | no data | no data | Steam | 6" | no data
no data | 02-PRVHLS997 | no data | no data | no data | LP DRUM PRESSURE RELIEF VALVE 1 | NA | no data | 2080_00003‐1 | no data | no data | Steam | 6" | no data
no data | 02-PRVHLS997 | no data | no data | no data | LP DRUM PRESSURE RELIEF VALVE 1 | NA | no data | 2080_00003‐1 | no data | no data | Steam | 6" | no data
no data | 02-PRVHLS997 | no data | no data | no data | LP DRUM PRESSURE RELIEF VALVE 1 | NA | no data | 2080_00003‐1 | no data | no data | Steam | 6" | no data
no data | 02-PRVHLS997 | no data | no data | no data | LP DRUM PRESSURE RELIEF VALVE 1 | NA | no data | 2080_00003‐1 | no data | no data | Steam | 6" | no data
no data | 02-PRVHLS997 | no data | no data | no data | LP DRUM PRESSURE RELIEF VALVE 1 | NA | no data | 2080_00003‐1 | no data | no data | Steam | 6" | no data
no data | 02-PRVHLS997 | no data | no data | no data | LP DRUM PRESSURE RELIEF VALVE 1 | NA | no data | 2080_00003‐1 | no data | no data | Steam | 6" | no data
no data | 02-PRVHLS997 | no data | no data | no data | LP DRUM PRESSURE RELIEF VALVE 1 | NA | no data | 2080_00003‐1 | no data | no data | Steam | 6" | no data
no data | 02-PRVHLS997 | no data | no data | no data | LP DRUM PRESSURE RELIEF VALVE 1 | NA | no data | 2080_00003‐1 | no data | no data | Steam | 6" | no data
no data | 02-PRVHLS997 | no data | no data | no data | LP DRUM PRESSURE RELIEF VALVE 1 | NA | no data | 2080_00003‐1 | no data | no data | Steam | 6" | no data
no data | 02-PRVHLS997 | no data | no data | no data | LP DRUM PRESSURE RELIEF VALVE 1 | NA | no data | 2080_00003‐1 | no data | no data | Steam | 6" | no data
no data | 02-PRVHLS998 | no data | no data | no data | LP DRUM PRESSURE RELIEF VALVE 2 | NA | no data | 2080_00003‐1 | no data | no data | Steam | 6" | no data
no data | 02-PRVHLS999 | no data | no data | no data | LP STEAM OUTLET PRESSURE RELIEF VALVE | NA | no data | 2080_00003‐2 | no data | no data | Steam | 6" | no data
no data | 02-PRVHRS997 | no data | no data | no data | COLD REHEAT PRESSURE RELIEF VALVE 1 | NA | no data | 2080_00004‐4 | no data | no data | Steam | 10" | no data
no data | 02-PRVHRS998 | no data | no data | no data | COLD REHEAT PRESSURE RELIEF VALVE 2 | NA | no data | 2080_00004‐4 | no data | no data | Steam | 2 x 10" | no data
no data | 02-PRVHRS999 | no data | no data | no data | HOT REHEAT PRESSURE RELIEF VALVE | NA | no data | 2080_00004‐4 | no data | no data | Steam | 8" | no data
no data | 02-PRV-SVA-800 | no data | no data | no data | PRESSURE REGULATING VALVE | REGULATING PAV | SCR | D0010101 SH2 | no data | no data | Ammonia | 1" | no data
no data | 02-PRV-SWS713 | no data | no data | no data | BEARING FLUSH PRESSURE REGULATOR | no data | SWS | PD-090B | no data | no data | Water | 1" | no data
no data | 02-PSV-AXS325 | no data | no data | no data | STEAM HEADER SAFETY VALVE | no data | AXS | PD-123B | no data | no data | Steam | 4" | no data
no data | 02-PSV-AXS329 | no data | no data | no data | HEAT EXCHANGER RELIEF VALVE | no data | AXS | PD-123B | no data | no data | Steam | 0.75" | no data
no data | 02-PSV-AXS391 | no data | no data | no data | SAFTEY VALVE AT HRSG CONNECTIONS | no data | AXS | PD-122B | no data | no data | Steam | 1" | no data
no data | 02-PSV-BFW104 | no data | no data | no data | BFP SUCTION HEADER PSV | no data | BFW | PD-060B | no data | no data | Water | 4" | no data
no data | 02-PSV-BFW105 | no data | no data | no data | BFP A SUCTION OVERPRESSURE PROTECTION | no data | BFW | PD-060B | no data | no data | Water | 1.5" | no data
no data | 02-PSV-BFW155 | no data | no data | no data | BFP B SUCTION OVERPRESSURE PROTECTION | no data | BFW | PD-060B | no data | no data | Water | 1.5" | no data
no data | 02-PSV-BFW323 | no data | no data | no data | CT TCA COOLER OVERPRESSURE PROTECTION | no data | BFW | PD-063B | no data | no data | Water | 1" | no data
no data | 02-PSV-BFW423 | no data | no data | no data | FG HX OVERPRESSURE PROTECTION | no data | BFW | PD-064B | no data | no data | Water | 0.75" | no data
no data | 02-PSV-BFW463 | no data | no data | no data | FG STARTUP HEATER PSV | no data | BFW | PD-064B | no data | no data | Water | 0.75" | no data
no data | 02-PSV-BFW751 | no data | no data | no data | FG HX OUTLET CND RETURN PSV | no data | BFW | PD-053B | no data | no data | Water | 1.5" | no data
no data | 02-PSV-CCW213 | no data | no data | no data | RELIEF VALVE | no data | CCW | PD-271B | no data | no data | WATER/GLYCOL | 0.75" | no data
no data | 02-PSV-CCW223 | no data | no data | no data | RELIEF VALVE | no data | CCW | PD-271B | no data | no data | WATER/GLYCOL | 0.75" | no data
no data | 02-PSV-CCW233 | no data | no data | no data | RELIEF VALVE | no data | CCW | PD-271B | no data | no data | WATER/GLYCOL | 0.75" | no data
no data | 02-PSV-CCW243 | no data | no data | no data | RELIEF VALVE | no data | CCW | PD-271B | no data | no data | WATER/GLYCOL | 0.75" | no data
no data | 02-PSV-CCW253 | no data | no data | no data | RELIEF VALVE | no data | CCW | PD-271B | no data | no data | WATER/GLYCOL | 0.75" | no data
no data | 02-PSV-CCW311 | no data | no data | no data | RELIEF VALVE | no data | CCW | PD-272B | no data | no data | WATER/GLYCOL | 0.75" | no data
no data | 02-PSV-CCW331 | no data | no data | no data | RELIEF VALVE | no data | CCW | PD-272B | no data | no data | WATER/GLYCOL | 0.75" | no data
no data | 02-PSV-CCW351 | no data | no data | no data | RELIEF VALVE | no data | CCW | PD-272B | no data | no data | WATER/GLYCOL | 0.75" | no data
no data | 02-PSV-CCW381 | no data | no data | no data | RELIEF VALVE | no data | CCW | PD-273B | no data | no data | WATER/GLYCOL | 0.75" | no data
no data | 02-PSV-CCW391 | no data | no data | no data | RELIEF VALVE | no data | CCW | PD-273B | no data | no data | WATER/GLYCOL | 0.75" | no data
no data | 02-PSV-CCW413 | no data | no data | no data | RELIEF VALVE | no data | CCW | PD-274B | no data | no data | WATER/GLYCOL | 0.75" | no data
no data | 02-PSV-CCW423 | no data | no data | no data | RELIEF VALVE | no data | CCW | PD-274B | no data | no data | WATER/GLYCOL | 0.75" | no data
no data | 02-PSV-CCW433 | no data | no data | no data | RELIEF VALVE | no data | CCW | PD-274B | no data | no data | WATER/GLYCOL | 0.75" | no data
no data | 02-PSV-CCW443 | no data | no data | no data | RELIEF VALVE | no data | CCW | PD-274B | no data | no data | WATER/GLYCOL | 0.75" | no data
no data | 02-PSV-CCW453 | no data | no data | no data | RELIEF VALVE | no data | CCW | PD-274B | no data | no data | WATER/GLYCOL | 0.75" | no data
no data | 02-PSV-CCW463 | no data | no data | no data | RELIEF VALVE | no data | CCW | PD-274B | no data | no data | WATER/GLYCOL | 0.75" | no data
no data | 02-PSV-CCW473 | no data | no data | no data | RELIEF VALVE | no data | CCW | PD-274B | no data | no data | WATER/GLYCOL | 0.75" | no data
no data | 02-PSV-CCW483 | no data | no data | no data | RELIEF VALVE | no data | CCW | PD-274B | no data | no data | WATER/GLYCOL | 0.75" | no data
no data | 02-PSV-CCW511 | no data | no data | no data | RELIEF VALVE | no data | CCW | PD-275B | no data | no data | WATER/GLYCOL | 0.75" | no data
no data | 02-PSV-CCW531 | no data | no data | no data | RELIEF VALVE | no data | CCW | PD-275B | no data | no data | WATER/GLYCOL | 0.75" | no data
no data | 02-PSV-CMG116 | no data | no data | no data | NITROGEN OVERPRESSURE PROTECTION | no data | CMG | PD-570 | no data | no data | NITROGEN | 1" | no data
no data | 02-PSV-CMG118 | no data | no data | no data | CO2 OVERPRESSURE PROTECTION | no data | CMG | PD-571 | no data | no data | CARBON DIOXIDE | 1" | no data
no data | 02-PSV-CMG126 | no data | no data | no data | NITROGEN OVERPRESSURE PROTECTION | no data | CMG | PD-570 | no data | no data | NITROGEN | 1" | no data
no data | 02-PSV-CND101 | no data | no data | no data | CND PUMP A SUCTION OVERPRESSURE PROTECTION | no data | CND | PD-051B | no data | no data | Water | 0.75" | no data
no data | 02-PSV-CND121 | no data | no data | no data | CND PUMP B SUCTION OVERPRESSURE PROTECTION | no data | CND | PD-051B | no data | no data | Water | 0.75" | no data
no data | 02-PSV-CND141 | no data | no data | no data | CND PUMP C SUCTION OVERPRESSURE PROTECTION | no data | CND | PD-051B | no data | no data | Water | 0.75" | no data
no data | 02-PSV-CND255 | no data | no data | no data | DWS TO CND PSV | no data | CND | PD-052B | no data | no data | Water | 0.75" | no data
no data | 02-PSV-CND402 | no data | no data | no data | CONDENSATE FILL TO HP BFW OVERPRESSURE PROTECTION | no data | CND | PD-061B | no data | no data | Water | 0.75" | no data
no data | 02-PSV-CND403 | no data | no data | no data | CONDENSATE FILL TO IP BFW OVERPRESSURE PROTECTION | no data | CND | PD-062B | no data | no data | Water | 0.75" | no data
no data | 02-PSV-CND457 | no data | no data | no data | LP ECONOMIZER INLET OVERPRESSURE PROTECTION | no data | CND | PD-053B | no data | no data | Water | 4" | no data
no data | 02-PSV-CND519 | no data | no data | no data | ECA COOLER THERMAL RELIEF OVERPRESSURE PROTECTION | no data | CND | PD-054B | no data | no data | Water | 1" | no data
no data | 02-PSV-CTP118 | no data | no data | no data | EVAP COOLER OVERPRESSURE PROTECTION | no data | CTP | PD-333B | no data | no data | Water | 1" | no data
no data | 02-PSV-CTP128 | no data | no data | no data | CT CASING COOLING AIR PIPING PSV | no data | CTP | PD-336B | no data | no data | AIR | 0.75" | no data
no data | 02PSVDWS800 | no data | WTB | RO | no data | N/A | DWT | 2000BD | no data | no data | no data | 1" | no data
no data | 02PSVDWS801 | no data | WTB | RO | no data | N/A | DWT | 2000BD | no data | no data | no data | 1" | no data
no data | 02-PSV-FGS159 | no data | no data | no data | PERFORMANCE HEATER PSV | no data | FGS | PD-656B | no data | no data | Natural Gas | 1" | no data
no data | 02-PSV-INA100 | no data | no data | no data | AIR SUPPLY OVERPRESSURE PROTECTION | no data | INA | PD-562 | no data | no data | AIR | 0.75" | no data
no data | 02-PSV-INA101 | no data | no data | no data | AIR SUPPLY OVERPRESSURE PROTECTION | no data | INA | PD-562 | no data | no data | AIR | 0.75" | no data
no data | 02-PSV-INA104 | no data | no data | no data | AIR SUPPLY OVERPRESSURE PROTECTION | no data | INA | PD-558 | no data | no data | AIR | 0.75" | no data
no data | 02-PSV-INA105 | no data | no data | no data | AIR SUPPLY OVERPRESSURE PROTECTION | no data | INA | PD-562 | no data | no data | AIR | 0.75" | no data
no data | 02-PSV-SMP801 | no data | no data | no data | Valve, Relief, 3/4" NPT, Cracking Pressure 150 psi | Relief | SAMPNL | 10-07052A | no data | no data | water | 3/4" | no data
no data | 02-PSV-STP209 | no data | no data | no data | GLAND STEAM PSV | no data | STP | PD-300B | no data | no data | Steam | 3" | no data
no data | 02-PV-CND-981 | no data | no data | no data | INLET PRESSURE REGULATOR | PISTON/SPRING | HLTCACC | 11737.0 | no data | no data | WATER | 2" | no data
no data | 02-PV-CND-982 | no data | no data | no data | PUMP DISCH PRESSURE REGULATOR | PISTON/SPRING | HLTCACC | 11737.0 | no data | no data | WATER | 3/4" | no data
no data | 02QEB01AA101 | no data | no data | no data | HIP TURBINE COOLING CELL SUPPLY AIR VALVE INLET VALVE | no data | ST | T3463AAAA230-2 | no data | no data | no data | no data | no data
no data | 02QEB01AA103 | no data | no data | no data | HIP TURBINE COOLING CELL SUPPLY ATR VALVE OUTLET VALVE | no data | ST | T3463AAAA230-2 | no data | no data | no data | no data | no data
no data | 02QEB01AA104 | no data | no data | no data | HIP TURBINE COOLING CELL SUPPLY AIR VALUE BY-PASS VALVE | no data | ST | T3463AAAA230-2 | no data | no data | no data | no data | no data
no data | 02QEB01AA105 | no data | no data | no data | CASING COOLING CELL (HP) SUPPLY AIR INLET VALVE | no data | ST | T3463AAAA230-2 | no data | no data | no data | no data | no data
no data | 02QEB01AA106 | no data | no data | no data | CASING COOLING CELL (HP) OUTLET VALVE | no data | ST | T3463AAAA230-2 | no data | no data | no data | no data | no data
no data | 02QEB01AA107 | no data | no data | no data | GASING COOLING GELL (IP) SUPPLY AIR INLET VALVE | no data | ST | T3463AAAA230-2 | no data | no data | no data | no data | no data
no data | 02QEB01AA108 | no data | no data | no data | CASJNG COOLING GELL (IP) OUTLET CHEGK VALVE | no data | ST | T3463AAAA230-2 | no data | no data | no data | no data | no data
no data | 02QEB01AA109 | no data | no data | no data | CASING COOLING CELL (LP) SUPPLY AIR INLET VALVE | no data | ST | T3463AAAA230-2 | no data | no data | no data | no data | no data
no data | 02QEB01AA110 | no data | no data | no data | CASING COOLING CELL (LP) OUTLET CHECK VALVE | no data | ST | T3463AAAA230-2 | no data | no data | no data | no data | no data
no data | 02QEB01AA801 | no data | no data | no data | INSTRUMENT VALVE FOR PiT—109 | no data | ST | T3463AAAA230-2 | no data | no data | no data | no data | no data
no data | 02QEF13AA101 | no data | no data | no data | no data | Globe valve | MBSHI | LP-01221 | no data | no data | AP | 6" | no data
no data | 02QEF13AA101 | no data | no data | no data | no data | GLOBE VALVE | MBSHIVL | LP-01221 | no data | no data | AC | 6" | no data
no data | 02QEF13AA801 | no data | no data | no data | no data | Gate valve | MBSHI | LP-01221 | no data | no data | AP | 1" | no data
no data | 02QEF13AA801 | no data | no data | no data | no data | GATE VALVE | MBSHIVL | LP-01221 | no data | no data | AC | 1" | no data
no data | 02QEF14AA743 | no data | no data | no data | no data | Check valve | MBSHI | LP-01203 | no data | no data | AP | 6" | no data
no data | 02QFF11AA032 | no data | no data | no data | no data | Check valve | MBSHI | LP-01218 | no data | no data | AC | 1" | no data
no data | 02QFF11AA032 | no data | no data | no data | no data | CHECK VALVE | MBSHIVL | LP-01215 | no data | no data | AC | 1" | no data
no data | 02QFF11AA033 | no data | no data | no data | no data | Globe valve | MBSHI | LP-01218 | no data | no data | AC | 1" | no data
no data | 02QFF11AA033 | no data | no data | no data | no data | GLOBE VALVE | MBSHIVL | LP-01215 | no data | no data | AC | 1" | no data
no data | 02QFF11AA111 | no data | no data | no data | no data | GLOBE VALVE | MBSHIVL | LP-01226 | no data | no data | IA | 1" | no data
no data | 02QFF11AA112 | no data | no data | no data | no data | Globe valve | MBSHI | LP-01226 | no data | no data | IA | 1/2" | no data
no data | 02QFF11AA112 | no data | no data | no data | no data | GLOBE VALVE | MBSHIVL | LP-01226 | no data | no data | IA | 1/2" | no data
no data | 02QFF11AA113 | no data | no data | no data | no data | Globe valve | MBSHI | LP-01226 | no data | no data | IA | 1/2" | no data
no data | 02QFF11AA113 | no data | no data | no data | no data | GLOBE VALVE | MBSHIVL | LP-01226 | no data | no data | IA | 1/2" | no data
no data | 02QFF11AA114 | no data | no data | no data | no data | Globe valve | MBSHI | LP-01226 | no data | no data | IA | 1-1/2" | no data
no data | 02QFF11AA114 | no data | no data | no data | no data | GLOBE VALVE | MBSHIVL | LP-01226 | no data | no data | IA | 1-1/2" | no data
no data | 02QFF11AA115 | no data | no data | no data | no data | Globe valve | MBSHI | LP-01226 | no data | no data | IA | 1/2" | no data
no data | 02QFF11AA115 | no data | no data | no data | no data | GLOBE VALVE | MBSHIVL | LP-01226 | no data | no data | IA | 1/2" | no data
no data | 02QFF11AA116 | no data | no data | no data | no data | Needle valve | MBSHI | LP-01211 | no data | no data | IA | 1/2" | no data
no data | 02QFF11AA116 | no data | no data | no data | no data | NEEDLE VALVE | MBSHIVL | LP-01211 | no data | no data | IA | 1/2" | no data
no data | 02QFF11AA117 | no data | no data | no data | no data | Globe valve | MBSHI | LP-01226 | no data | no data | IA | 1" | no data
no data | 02QFF11AA117 | no data | no data | no data | no data | GLOBE VALVE | MBSHIVL | LP-01226 | no data | no data | IA | 1" | no data
no data | 02QFF11AA118 | no data | no data | no data | no data | Globe valve | MBSHI | LP-01226 | no data | no data | IA | 1/2" | no data
no data | 02QFF11AA118 | no data | no data | no data | no data | GLOBE VALVE | MBSHIVL | LP-01226 | no data | no data | IA | 1/2" | no data
no data | 02QFF11AA119 | no data | no data | no data | no data | GATE VALVE | MBSHIVL | LP-01218 | no data | no data | AC | 1" | no data
no data | 02QFF11AA120 | no data | no data | no data | no data | GATE VALVE | MBSHIVL | LP-01218 | no data | no data | AC | 1" | no data
no data | 02QFF11AA121 | no data | no data | no data | no data | Globe valve | MBSHI | LP-01226 | no data | no data | IA | 1/2" | no data
no data | 02QFF11AA121 | no data | no data | no data | no data | GLOBE VALVE | MBSHIVL | LP-01226 | no data | no data | IA | 1/2" | no data
no data | 02QFF11AA122 | no data | no data | no data | no data | Globe valve | MBSHI | LP-01226 | no data | no data | IA | 1-1/2" | no data
no data | 02QFF11AA122 | no data | no data | no data | no data | GLOBE VALVE | MBSHIVL | LP-01226 | no data | no data | IA | 1-1/2" | no data
no data | 02QFF11AA123 | no data | no data | no data | no data | Globe valve | MBSHI | LP-01226 | no data | no data | IA | 1-1/2" | no data
no data | 02QFF11AA123 | no data | no data | no data | no data | GLOBE VALVE | MBSHIVL | LP-01226 | no data | no data | IA | 1-1/2" | no data
no data | 02QFF11AA125 | no data | no data | no data | no data | Globe valve | MBSHI | LP-01226 | no data | no data | IA | 1/2" | no data
no data | 02QFF11AA125 | no data | no data | no data | no data | GLOBE VALVE | MBSHIVL | LP-01226 | no data | no data | IA | 1" | no data
no data | 02QFF11AA126 | no data | no data | no data | no data | Globe valve | MBSHI | LP-01226 | no data | no data | IA | 1/2" | no data
no data | 02QFF11AA126 | no data | no data | no data | no data | GLOBE VALVE | MBSHIVL | LP-01226 | no data | no data | IA | 1/2" | no data
no data | 02QFF11AA127 | no data | no data | no data | no data | GATE VALVE | MBSHIVL | LP-01218 | no data | no data | AC | 1" | no data
no data | 02QFF11AA128 | no data | no data | no data | no data | GATE VALVE | MBSHIVL | LP-01218 | no data | no data | AC | 1" | no data
no data | 02QFF11AA152 | no data | no data | no data | no data | Globe valve | MBSHI | LP-01226 | no data | no data | IA | 1-1/2" | no data
no data | 02QFF11AA152 | no data | no data | no data | no data | GLOBE VALVE | MBSHIVL | LP-01226 | no data | no data | IA | 1-1/2" | no data
no data | 02QFF11AA202 | no data | no data | no data | no data | Needle valve | MBSHI | LP-01203 | no data | no data | AC | 1-1/2" | no data
no data | 02QFF11AA202 | no data | no data | no data | no data | NEEDLE VALVE | MBSHIVL | LP-01203 | no data | no data | IA | 1-1/2" | no data
no data | 02QFF11AA302 | no data | no data | no data | no data | Check valve | MBSHI | LP-01215 | no data | no data | IA | 1" | no data
no data | 02QFF11AA303 | no data | no data | no data | no data | Globe valve | MBSHI | LP-01215 | no data | no data | IA | 1" | no data
no data | 02QFF11AA380 | no data | no data | no data | no data | Globe valve | MBSHI | LP-01226 | no data | no data | IA | 1/2" | no data
no data | 02QFF11AA380 | no data | no data | no data | no data | GLOBE VALVE | MBSHIVL | LP-01226 | no data | no data | IA | 1/2" | no data
no data | 02QFF11AA381 | no data | no data | no data | no data | Globe valve | MBSHI | LP-01226 | no data | no data | IA | 1/2" | no data
no data | 02QFF11AA381 | no data | no data | no data | no data | GLOBE VALVE | MBSHIVL | LP-01226 | no data | no data | IA | 1/2" | no data
no data | 02QFF11AA382 | no data | no data | no data | no data | Globe valve | MBSHI | LP-01226 | no data | no data | IA | 1/2" | no data
no data | 02QFF11AA382 | no data | no data | no data | no data | GLOBE VALVE | MBSHIVL | LP-01226 | no data | no data | IA | 1/2" | no data
no data | 02QFF11AA383 | no data | no data | no data | no data | Globe valve | MBSHI | LP-01226 | no data | no data | IA | 1" | no data
no data | 02QFF11AA383 | no data | no data | no data | no data | GLOBE VALVE | MBSHIVL | LP-01226 | no data | no data | IA | 1" | no data
no data | 02QFF11AA502 | no data | no data | no data | no data | BALL VALVE | MBSHIVL | LP-01224 | no data | no data | IA | 1/2" | no data
no data | 02QFF11AA601 | no data | no data | no data | no data | Globe valve | MBSHI | LP-01226 | no data | no data | IA | 1" | no data
no data | 02QFF11AA601 | no data | no data | no data | no data | GLOBE VALVE | MBSHIVL | LP-01226 | no data | no data | IA | 1" | no data
no data | 02QFF11AA604 | no data | no data | no data | no data | Globe valve | MBSHI | LP-01226 | no data | no data | IA | 1/2" | no data
no data | 02QFF11AA604 | no data | no data | no data | no data | GLOBE VALVE | MBSHIVL | LP-01226 | no data | no data | IA | 1/2" | no data
no data | 02QFF11AA605 | no data | no data | no data | no data | GLOBE VALVE | MBSHIVL | LP-01226 | no data | no data | IA | 1/2" | no data
no data | 02QFF11AA607 | no data | no data | no data | no data | Globe valve | MBSHI | LP-01226 | no data | no data | IA | 1/2" | no data
no data | 02QFF11AA607 | no data | no data | no data | no data | GLOBE VALVE | MBSHIVL | LP-01226 | no data | no data | IA | 1/2" | no data
no data | 02QFF11AA611 | no data | no data | no data | no data | Globe valve | MBSHI | LP-01226 | no data | no data | IA | 1" | no data
no data | 02QFF11AA611 | no data | no data | no data | no data | GLOBE VALVE | MBSHIVL | LP-01226 | no data | no data | IA | 1" | no data
no data | 02QFF11AA612 | no data | no data | no data | no data | Globe valve | MBSHI | LP-01226 | no data | no data | IA | 1/2" | no data
no data | 02QFF11AA612 | no data | no data | no data | no data | GLOBE VALVE | MBSHIVL | LP-01226 | no data | no data | IA | 1/2" | no data
no data | 02QFF11AA613 | no data | no data | no data | no data | Globe valve | MBSHI | LP-01226 | no data | no data | IA | 3/4" | no data
no data | 02QFF11AA613 | no data | no data | no data | no data | GLOBE VALVE | MBSHIVL | LP-01226 | no data | no data | IA | 3/4" | no data
no data | 02QFF11AA614 | no data | no data | no data | no data | Globe valve | MBSHI | LP-01226 | no data | no data | IA | 1/2" | no data
no data | 02QFF11AA614 | no data | no data | no data | no data | GLOBE VALVE | MBSHIVL | LP-01226 | no data | no data | IA | 1/2" | no data
no data | 02QFF11AA615 | no data | no data | no data | no data | Globe valve | MBSHI | LP-01226 | no data | no data | IA | 1/2" | no data
no data | 02QFF11AA615 | no data | no data | no data | no data | GLOBE VALVE | MBSHIVL | LP-01226 | no data | no data | IA | 1/2" | no data
no data | 02QFF11AA621 | no data | no data | no data | no data | Globe valve | MBSHI | LP-01226 | no data | no data | IA | 1" | no data
no data | 02QFF11AA621 | no data | no data | no data | no data | GLOBE VALVE | MBSHIVL | LP-01226 | no data | no data | IA | 1" | no data
no data | 02QFF11AA623 | no data | no data | no data | no data | Globe valve | MBSHI | LP-01226 | no data | no data | IA | 3/4" | no data
no data | 02QFF11AA623 | no data | no data | no data | no data | GLOBE VALVE | MBSHIVL | LP-01226 | no data | no data | IA | 3/4" | no data
no data | 02QFF11AA624 | no data | no data | no data | no data | Globe valve | MBSHI | LP-01226 | no data | no data | IA | 1/2" | no data
no data | 02QFF11AA624 | no data | no data | no data | no data | GLOBE VALVE | MBSHIVL | LP-01226 | no data | no data | IA | 1/2" | no data
no data | 02QFF11AA625 | no data | no data | no data | no data | Globe valve | MBSHI | LP-01226 | no data | no data | IA | 1/2" | no data
no data | 02QFF11AA625 | no data | no data | no data | no data | GLOBE VALVE | MBSHIVL | LP-01226 | no data | no data | IA | 1/2" | no data
no data | 02QFF11AA626 | no data | no data | no data | no data | Globe valve | MBSHI | LP-01226 | no data | no data | IA | 3/4" | no data
no data | 02QFF11AA626 | no data | no data | no data | no data | GLOBE VALVE | MBSHIVL | LP-01226 | no data | no data | IA | 3/4" | no data
no data | 02QFF11AA630 | no data | no data | no data | no data | Globe valve | MBSHI | LP-01226 | no data | no data | IA | 1" | no data
no data | 02QFF11AA630 | no data | no data | no data | no data | GLOBE VALVE | MBSHIVL | LP-01226 | no data | no data | IA | 1" | no data
no data | 02QFF11AA631 | no data | no data | no data | no data | Globe valve | MBSHI | LP-01226 | no data | no data | IA | 1/2" | no data
no data | 02QFF11AA631 | no data | no data | no data | no data | GLOBE VALVE | MBSHIVL | LP-01226 | no data | no data | IA | 1/2" | no data
no data | 02QFF11AA632 | no data | no data | no data | no data | Globe valve | MBSHI | LP-01226 | no data | no data | IA | 1/2" | no data
no data | 02QFF11AA632 | no data | no data | no data | no data | GLOBE VALVE | MBSHIVL | LP-01226 | no data | no data | IA | 1/2" | no data
no data | 02QFF11AA633 | no data | no data | no data | no data | Globe valve | MBSHI | LP-01226 | no data | no data | IA | 1/2" | no data
no data | 02QFF11AA633 | no data | no data | no data | no data | GLOBE VALVE | MBSHIVL | LP-01226 | no data | no data | IA | 1/2" | no data
no data | 02QFF11AA640 | no data | no data | no data | no data | Globe valve | MBSHI | LP-01226 | no data | no data | IA | 1-1/2" | no data
no data | 02QFF11AA640 | no data | no data | no data | no data | GLOBE VALVE | MBSHIVL | LP-01226 | no data | no data | IA | 1" | no data
no data | 02QFF11AA641 | no data | no data | no data | no data | Globe valve | MBSHI | LP-01226 | no data | no data | IA | 1" | no data
no data | 02QFF11AA641 | no data | no data | no data | no data | GLOBE VALVE | MBSHIVL | LP-01226 | no data | no data | IA | 1" | no data
no data | 02QFF11AA642 | no data | no data | no data | no data | Globe valve | MBSHI | LP-01226 | no data | no data | IA | 1" | no data
no data | 02QFF11AA642 | no data | no data | no data | no data | GLOBE VALVE | MBSHIVL | LP-01226 | no data | no data | IA | 1" | no data
no data | 02QFF11AA643 | no data | no data | no data | no data | Globe valve | MBSHI | LP-01226 | no data | no data | IA | 1" | no data
no data | 02QFF11AA643 | no data | no data | no data | no data | GLOBE VALVE | MBSHIVL | LP-01226 | no data | no data | IA | 3/4" | no data
no data | 02QFF11AA650 | no data | no data | no data | no data | Globe valve | MBSHI | LP-01226 | no data | no data | IA | 1" | no data
no data | 02QFF11AA650 | no data | no data | no data | no data | GLOBE VALVE | MBSHIVL | LP-01226 | no data | no data | IA | 1" | no data
no data | 02QFF11AA651 | no data | no data | no data | no data | Globe valve | MBSHI | LP-01226 | no data | no data | IA | 1/2" | no data
no data | 02QFF11AA651 | no data | no data | no data | no data | GLOBE VALVE | MBSHIVL | LP-01226 | no data | no data | IA | 1/2" | no data
no data | 02QFF11AA652 | no data | no data | no data | no data | Globe valve | MBSHI | LP-01226 | no data | no data | IA | 1/2" | no data
no data | 02QFF11AA652 | no data | no data | no data | no data | GLOBE VALVE | MBSHIVL | LP-01226 | no data | no data | IA | 1/2" | no data
no data | 02QFF11AA653 | no data | no data | no data | no data | Globe valve | MBSHI | LP-01226 | no data | no data | IA | 1/2" | no data
no data | 02QFF11AA660 | no data | no data | no data | no data | GLOBE VALVE | MBSHIVL | LP-01226 | no data | no data | IA | 1" | no data
no data | 02QFF11AA661 | no data | no data | no data | no data | Globe valve | MBSHI | LP-01226 | no data | no data | IA | 1/2" | no data
no data | 02QFF11AA661 | no data | no data | no data | no data | GLOBE VALVE | MBSHIVL | LP-01226 | no data | no data | IA | 1/2" | no data
no data | 02QFF11AA662 | no data | no data | no data | no data | Globe valve | MBSHI | LP-01226 | no data | no data | IA | 1/2" | no data
no data | 02QFF11AA662 | no data | no data | no data | no data | GLOBE VALVE | MBSHIVL | LP-01226 | no data | no data | IA | 1/2" | no data
no data | 02QFF11AA663 | no data | no data | no data | no data | GLOBE VALVE | MBSHIVL | LP-01226 | no data | no data | IA | 1" | no data
no data | 02QFF11AA664 | no data | no data | no data | no data | Globe valve | MBSHI | LP-01226 | no data | no data | IA | 1/2" | no data
no data | 02QFF11AA664 | no data | no data | no data | no data | GLOBE VALVE | MBSHIVL | LP-01226 | no data | no data | IA | 1/2" | no data
no data | 02QFF11AA665 | no data | no data | no data | no data | Globe valve | MBSHI | LP-01226 | no data | no data | IA | 1/2" | no data
no data | 02QFF11AA665 | no data | no data | no data | no data | GLOBE VALVE | MBSHIVL | LP-01226 | no data | no data | IA | 1/2" | no data
no data | 02QFF11AA666 | no data | no data | no data | no data | Globe valve | MBSHI | LP-01226 | no data | no data | IA | 1/2" | no data
no data | 02QFF11AA670 | no data | no data | no data | no data | Globe valve | MBSHI | LP-01226 | no data | no data | IA | 1" | no data
no data | 02QFF11AA670 | no data | no data | no data | no data | GLOBE VALVE | MBSHIVL | LP-01226 | no data | no data | IA | 1" | no data
no data | 02QFF11AA671 | no data | no data | no data | no data | GLOBE VALVE | MBSHIVL | LP-01226 | no data | no data | IA | 1/2" | no data
no data | 02QFF11AA672 | no data | no data | no data | no data | Globe valve | MBSHI | LP-01226 | no data | no data | IA | 1/2" | no data
no data | 02QFF11AA672 | no data | no data | no data | no data | GLOBE VALVE | MBSHIVL | LP-01226 | no data | no data | IA | 1/2" | no data
no data | 02QFF11AA674 | no data | no data | no data | no data | Globe valve | MBSHI | LP-01226 | no data | no data | IA | 1/2" | no data
no data | 02QFF11AA801 | no data | no data | no data | no data | Globe valve | MBSHI | LP-01226 | no data | no data | IA | 3/4" | no data
no data | 02QFF11AA801 | no data | no data | no data | no data | GLOBE VALVE | MBSHIVL | LP-01226 | no data | no data | IA | 3/4" | no data
no data | 02QFF11AA901 | no data | no data | no data | no data | Globe valve | MBSHI | LP-01226 | no data | no data | IA | 1/2" | no data
no data | 02QFF11AA901 | no data | no data | no data | no data | GLOBE VALVE | MBSHIVL | LP-01226 | no data | no data | IA | 1/2" | no data
no data | 02QJA05AA101 | no data | no data | no data | no data | GATE VALVE | MBSHIVL | LP-01203 | no data | no data | NG | 1" | no data
no data | 02SDD01AA103 | no data | no data | no data | no data | GLOBE VALVE | MBSHIVL | LP-01224 | no data | no data | DW | 1-1/2" | no data
no data | 02SDD01AA122 | no data | no data | no data | no data | BALL VALVE | MBSHIVL | LP-01224 | no data | no data | DW | 2" | no data
no data | 02SDD01AA803 | no data | no data | no data | no data | GLOBE VALVE | MBSHIVL | LP-01224 | no data | no data | DW | 1/2" | no data
no data | 02-SOV-CND-814 | no data | no data | no data | AIR BLEED VALVE-ROW 1 | SOLENOID | HLTCACC | 11737.0 | no data | no data | AIR | 1/2" | no data
no data | 02-SOV-CND-815 | no data | no data | no data | AIR BLEED VALVE-ROW 2 | SOLENOID | HLTCACC | 11737.0 | no data | no data | AIR | 1/2" | no data
no data | 02-SOV-SMP800 | no data | no data | no data | Valve, Solenoid, 3-Way, 24VDC, 1/4" NPT, 11.6W Class F coil | Solenoid | SAMPNL | 10-07052A | no data | no data | water | 1/4" | no data
no data | 02-SOV-SMP801 | no data | no data | no data | Valve, Solenoid, 3-Way, 24VDC, 1/4" NPT, 11.6W Class F coil | Solenoid | SAMPNL | 10-07052A | no data | no data | water | 1/4" | no data
no data | 02-SOV-SMP802 | no data | no data | no data | Valve, Solenoid, 3-Way, 24VDC, 1/4" NPT, 11.6W Class F coil | Solenoid | SAMPNL | 10-07052A | no data | no data | water | 1/4" | no data
no data | 02-SOV-SMP803 | no data | no data | no data | Valve, Solenoid, 3-Way, 24VDC, 1/4" NPT, 11.6W Class F coil | Solenoid | SAMPNL | 10-07052A | no data | no data | water | 1/4" | no data
no data | 02-SOV-SMP804 | no data | no data | no data | Valve, Solenoid, 3-Way, 24VDC, 1/4" NPT, 11.6W Class F coil | Solenoid | SAMPNL | 10-07052A | no data | no data | water | 1/4" | no data
no data | 02-SOV-SMP805 | no data | no data | no data | Valve, Solenoid, 3-Way, 24VDC, 1/4" NPT, 11.6W Class F coil | Solenoid | SAMPNL | 10-07052A | no data | no data | water | 1/4" | no data
no data | 02-SOV-SMP806 | no data | no data | no data | Valve, Solenoid, 3-Way, 24VDC, 1/4" NPT, 11.6W Class F coil | Solenoid | SAMPNL | 10-07052A | no data | no data | water | 1/4" | no data
no data | 02-SOV-SMP807 | no data | no data | no data | Valve, Solenoid, 3-Way, 24VDC, 1/4" NPT, 11.6W Class F coil | Solenoid | SAMPNL | 10-07052A | no data | no data | water | 1/4" | no data
no data | 02-SOV-SMP808 | no data | no data | no data | Valve, Solenoid, 3-Way, 24VDC, 1/4" NPT, 11.6W Class F coil | Solenoid | SAMPNL | 10-07052A | no data | no data | water | 1/4" | no data
no data | 02-SOV-SMP809 | no data | no data | no data | Valve, Solenoid, 3-Way, 24VDC, 1/4" NPT, 11.6W Class F coil | Solenoid | SAMPNL | 10-07052A | no data | no data | water | 1/4" | no data
no data | 02-SOV-SMP810 | no data | no data | no data | Valve, Solenoid, 3-Way, 24VDC, 1/4" NPT, 11.6W Class F coil | Solenoid | SAMPNL | 10-07052A | no data | no data | water | 1/4" | no data
no data | 02-SOV-SMP811 | no data | no data | no data | Valve, Solenoid, 3-Way, 24VDC, 1/4" NPT, 11.6W Class F coil | Solenoid | SAMPNL | 10-07052A | no data | no data | water | 1/4" | no data
no data | 02-SOV-SMP812 | no data | no data | no data | Valve, Solenoid, 3-Way, 24VDC, 1/4" NPT, 11.6W Class F coil | Solenoid | SAMPNL | 10-07052A | no data | no data | water | 1/4" | no data
no data | 02-SOV-SMP813 | no data | no data | no data | Valve, Solenoid, 3-Way, 24VDC, 1/4" NPT, 11.6W Class F coil | Solenoid | SAMPNL | 10-07052A | no data | no data | water | 1/4" | no data
no data | 02-SOV-SMP814 | no data | no data | no data | Valve, Solenoid, 3-Way, 24VDC, 1/4" NPT, 11.6W Class F coil | Solenoid | SAMPNL | 10-07052A | no data | no data | water | 1/4" | no data
no data | 02-SOV-SMP816 | no data | no data | no data | Sample Manifold Valve Assy with (4) Solenoid Valves | Solenoid | SAMPNL | 10-07052A | no data | no data | water | 1/8" | no data
no data | 02-SOV-SMP817 | no data | no data | no data | Sample Manifold Valve Assy with (4) Solenoid Valves | Solenoid | SAMPNL | 10-07052A | no data | no data | water | 1/8" | no data
no data | 02-SOV-SMP818 | no data | no data | no data | Sample Manifold Valve Assy with (4) Solenoid Valves | Solenoid | SAMPNL | 10-07052A | no data | no data | water | 1/8" | no data
no data | 02-SOV-SMP819 | no data | no data | no data | Sample Manifold Valve Assy with (4) Solenoid Valves | Solenoid | SAMPNL | 10-07052A | no data | no data | water | 1/8" | no data
no data | 02-SOV-SMP820 | no data | no data | no data | Sample Manifold Valve Assy with (4) Solenoid Valves | Solenoid | SAMPNL | 10-07052A | no data | no data | water | 1/8" | no data
no data | 02-SOV-SMP821 | no data | no data | no data | Sample Manifold Valve Assy with (4) Solenoid Valves | Solenoid | SAMPNL | 10-07052A | no data | no data | water | 1/8" | no data
no data | 02-SOV-SMP822 | no data | no data | no data | Sample Manifold Valve Assy with (4) Solenoid Valves | Solenoid | SAMPNL | 10-07052A | no data | no data | water | 1/8" | no data
no data | 02-SOV-SMP823 | no data | no data | no data | Sample Manifold Valve Assy with (4) Solenoid Valves | Solenoid | SAMPNL | 10-07052A | no data | no data | water | 1/8" | no data
no data | 02-SOV-SMP824 | no data | no data | no data | Sample Manifold Valve Assy with (4) Solenoid Valves | Solenoid | SAMPNL | 10-07052A | no data | no data | water | 1/8" | no data
no data | 02-SOV-SMP825 | no data | no data | no data | Sample Manifold Valve Assy with (4) Solenoid Valves | Solenoid | SAMPNL | 10-07052A | no data | no data | water | 1/8" | no data
no data | 02-SOV-SMP826 | no data | no data | no data | Sample Manifold Valve Assy with (4) Solenoid Valves | Solenoid | SAMPNL | 10-07052A | no data | no data | water | 1/8" | no data
no data | 02-SOV-SMP827 | no data | no data | no data | Sample Manifold Valve Assy with (4) Solenoid Valves | Solenoid | SAMPNL | 10-07052A | no data | no data | water | 1/8" | no data
no data | 02-SOV-SMP828 | no data | no data | no data | Sample Manifold Valve Assy with (4) Solenoid Valves | Solenoid | SAMPNL | 10-07052A | no data | no data | water | 1/8" | no data
no data | 02-SOV-SMP829 | no data | no data | no data | Sample Manifold Valve Assy with (4) Solenoid Valves | Solenoid | SAMPNL | 10-07052A | no data | no data | water | 1/8" | no data
no data | 02-SOV-SMP830 | no data | no data | no data | Sample Manifold Valve Assy with (4) Solenoid Valves | Solenoid | SAMPNL | 10-07052A | no data | no data | water | 1/8" | no data
no data | 02-SOV-SMP831 | no data | no data | no data | Sample Manifold Valve Assy with (4) Solenoid Valves | Solenoid | SAMPNL | 10-07052A | no data | no data | water | 1/8" | no data
no data | 02-SOV-SMP832 | no data | no data | no data | Sample Manifold Valve Assy with (4) Solenoid Valves | Solenoid | SAMPNL | 10-07052A | no data | no data | water | 1/8" | no data
no data | 02-SOV-SMP833 | no data | no data | no data | Sample Manifold Valve Assy with (4) Solenoid Valves | Solenoid | SAMPNL | 10-07052A | no data | no data | water | 1/8" | no data
no data | 02-SOV-SMP834 | no data | no data | no data | Sample Manifold Valve Assy with (4) Solenoid Valves | Solenoid | SAMPNL | 10-07052A | no data | no data | water | 1/8" | no data
no data | 02-SOV-SMP835 | no data | no data | no data | Sample Manifold Valve Assy with (4) Solenoid Valves | Solenoid | SAMPNL | 10-07052A | no data | no data | water | 1/8" | no data
no data | 02-SP-100 | no data | no data | no data | PDI-AQA-800 3 VALVE MANIFOLD | 3 VALVE MANIFOLD | SCR | D0010101 SH2 | no data | no data | Ammonia | 1/2 | no data
no data | 02-SP-102 | no data | no data | no data | 2 VALVE MANIFOLD | 2 VALVE-MAN | SCR | D0010101 SH1 | no data | no data | no data | 1/2 | no data
no data | 02-SP-102 | no data | no data | no data | 2 VLAVE MANIFOLD | 2 VALVE-MAN | SCR | D0010101 SH2 | no data | no data | Ammonia | 1/2 | no data
no data | 02-SP-801THRUSP-836 | no data | no data | no data | PROCESS GAS 3 VALVE MANIFOLD PDI-SCR801 THRU PDI-SCR- 836 DPI | 3 VALVE-MAN | SCR | D0010102 SH1 & SH2 | no data | no data | Ammonia | 1/2 | no data
no data | 02-SP-804 | no data | no data | no data | 2 VALVE MANIFOLD | 2 VALVE-MAN | SCR | D0010102 SH1 & SH2 | no data | no data | Ammonia | 1/2 | no data
no data | 02-TCV-AXS371 | no data | no data | no data | FG STARTUP FEEDWATER HX OUTLET CONTROL VALVE | no data | AXS | PD-123B | no data | no data | Steam/Water | 1" | no data
no data | 02-TCV-AXS711 | no data | no data | no data | CONDENSATE TANK SPARGING STEAM CONTROL VALVE | no data | AXS | PD-050B | no data | no data | Steam | 3" | no data
no data | 02-TCV-BFW716 | no data | no data | no data | HP BYPASS SPRAY SUPPLY TCV | no data | BFW | PD-020B | no data | no data | Water | 3" | no data
no data | 02-TCV-BFW749 | no data | no data | no data | CRH LETDOWN PCV SPRAY TCV | no data | BFW | PD-124B | no data | no data | Water | 1" | no data
no data | 02-TCV-BFW761 | no data | no data | no data | CRH LETDOWN ATTEMPERATOR SPRAY TCV | no data | BFW | PD-124B | no data | no data | Water | 1" | no data
no data | 02-TCV-CCW181 | no data | no data | no data | ACHE BYPASS CONTROL VALVE | no data | CCW | PD-270B | no data | no data | WATER/GLYCOL | 24" | no data
no data | 02-TCV-CND706 | no data | no data | no data | CRH VENTILATOR DSH SPRAY TCV | no data | CND | PD-030B | no data | no data | Water | 2" | no data
no data | 02-TCV-CND707 | no data | no data | no data | HRH BYPASS SPRAY TCV | no data | CND | PD-034B | no data | no data | Water | 4" | no data
no data | 02-TCV-CND717 | no data | no data | no data | HP DRAINS TANK QUENCH SPRAY TCV | no data | CND | PD-304B | no data | no data | Water | 1.5" | no data
no data | 02-TCV-CND718 | no data | no data | no data | LP DRAINS TANK QUENCH SPRAY TCV | no data | CND | PD-305B | no data | no data | Water | 2" | no data
no data | 02-TCV-CND726 | no data | no data | no data | LP BYPASS SPRAY TCV | no data | CND | PD-040B | no data | no data | Water | 1" | no data
no data | 02-TCVHBD901 | no data | no data | no data | BLOWDOWN TANK COOLING WATER CONTROL VALVE | POVCTRL | no data | 2080_00007‐1 | no data | no data | Water | 4" | no data
no data | 02-TCVHHS801 | no data | no data | no data | HP INTERSTAGE ATTEMPERATOR CONTROL VALVE | POVCTRL | no data | 2080_00005‐3 | no data | no data | Water | 2" | no data
no data | 02-TCVHHS902 | no data | no data | no data | HP FINAL ATTEMPERATOR CONTROL VALVE | POVCTRL | no data | 2080_00005‐3 | no data | no data | Water | 2" | no data
no data | 02-TCVHLS901 | no data | no data | no data | PREHEATER BYPASS CONTROL VALVE 1 | POVCTRL | no data | 2080_00006‐1 | no data | no data | Water | 10" | no data
no data | 02-TCVHLS902 | no data | no data | no data | PREHEATER BYPASS CONTROL VALVE 2 | POVCTRL | no data | 2080_00006‐1 | no data | no data | Water | 10" | no data
no data | 02-TCVHLS903 | no data | no data | no data | PREHEATER EXT HEAT EXCHANGER CONTROL VALVE 1 | POVCTRL | no data | 2080_00006‐1 | no data | no data | Water | 10" | no data
no data | 02-TCVHLS904 | no data | no data | no data | PREHEATER EXT HEAT EXCHANGER CONTROL VALVE 2 | POVCTRL | no data | 2080_00006‐1 | no data | no data | Water | 10" | no data
no data | 02-TCVHRS901 | no data | no data | no data | REHEAT INTERSTAGE ATTEMPERATOR CONTROL VALVE | POVCTRL | no data | 2080_00004‐4 | no data | no data | Water | 2" | no data
no data | 02-TCVHRS902 | no data | no data | no data | REHEAT FINAL ATTEMPERATOR CONTROL VALVE | POVCTRL | no data | 2080_00004‐4 | no data | no data | Water | 2" | no data
no data | 02-TRP-880 | no data | no data | no data | MOISTURE SEPARATOR DRAIN TRAP | Bi-METALLIC | HLTCACC | 11737.0 | no data | no data | STEAM | 1" | no data
no data | 02-TRP-CND-814 | no data | no data | no data | DRAIN TRAP-ROW I | FLOAT | HLTCACC | 11737.0 | no data | no data | WATER | 3/4" | no data
no data | 02-TRP-CND-815 | no data | no data | no data | DRAIN TRAP-ROW 2 | FLOAT | HLTCACC | 11737.0 | no data | no data | WATER | 3/4" | no data
no data | 02-TV-HPS123 | no data | no data | no data | DRIP LEG DRAIN - AUTOMATED | no data | HPS | PD-021B | no data | no data | Steam | 2" | no data
no data | 02-TV-HRH117 | no data | no data | no data | DRIP LEG DRAIN | no data | HRH | PD-034B | no data | no data | Steam | 2" | no data
no data | 02-TV-SMP800 | no data | no data | no data | Thermal Shutoff Valve,TSV, 140⁰F/60⁰C | Temperature | SAMPNL | 10-07052A | no data | no data | water | 1/4" | no data
no data | 02-TV-SMP801 | no data | no data | no data | Thermal Shutoff Valve,TSV, 140⁰F/60⁰C | Temperature | SAMPNL | 10-07052A | no data | no data | water | 1/4" | no data
no data | 02-TV-SMP802 | no data | no data | no data | Thermal Shutoff Valve,TSV, 140⁰F/60⁰C | Temperature | SAMPNL | 10-07052A | no data | no data | water | 1/4" | no data
no data | 02-TV-SMP803 | no data | no data | no data | Thermal Shutoff Valve,TSV, 140⁰F/60⁰C | Temperature | SAMPNL | 10-07052A | no data | no data | water | 1/4" | no data
no data | 02-TV-SMP804 | no data | no data | no data | Thermal Shutoff Valve,TSV, 140⁰F/60⁰C | Temperature | SAMPNL | 10-07052A | no data | no data | water | 1/4" | no data
no data | 02-TV-SMP805 | no data | no data | no data | Thermal Shutoff Valve,TSV, 140⁰F/60⁰C | Temperature | SAMPNL | 10-07052A | no data | no data | water | 1/4" | no data
no data | 02-TV-SMP806 | no data | no data | no data | Thermal Shutoff Valve,TSV, 140⁰F/60⁰C | Temperature | SAMPNL | 10-07052A | no data | no data | water | 1/4" | no data
no data | 02-TV-SMP807 | no data | no data | no data | Thermal Shutoff Valve,TSV, 140⁰F/60⁰C | Temperature | SAMPNL | 10-07052A | no data | no data | water | 1/4" | no data
no data | 02-TV-SMP808 | no data | no data | no data | Thermal Shutoff Valve,TSV, 140⁰F/60⁰C | Temperature | SAMPNL | 10-07052A | no data | no data | water | 1/4" | no data
no data | 02-TV-SMP809 | no data | no data | no data | Thermal Shutoff Valve,TSV, 140⁰F/60⁰C | Temperature | SAMPNL | 10-07052A | no data | no data | water | 1/4" | no data
no data | 02-TV-SMP810 | no data | no data | no data | Thermal Shutoff Valve,TSV, 140⁰F/60⁰C | Temperature | SAMPNL | 10-07052A | no data | no data | water | 1/4" | no data
no data | 02-TV-SMP811 | no data | no data | no data | Thermal Shutoff Valve,TSV, 140⁰F/60⁰C | Temperature | SAMPNL | 10-07052A | no data | no data | water | 1/4" | no data
no data | 02-TV-SWS717 | no data | no data | no data | BLOWDOWN QUENCH CONTROL VALVE | no data | SWS | PD-090B | no data | no data | Water | 2" | no data
no data | 02-VAQA201 | no data | no data | no data | UNIT 2 AFCU ISOLATION VALVE | no data | AQA | PD-782 | no data | no data | 19% Aqueous Ammonia | 1" | no data
no data | 02-VAQA800 | no data | no data | no data | AMMONIA LINE ISOLATION VALVE | BALL-MAN | SCR | D0010101 SH2 | no data | no data | Ammonia | 1/2 | no data
no data | 02-VAQA801 | no data | no data | no data | AMMONIA LINE Y STRAINER ISOLATION VALVE | BALL-MAN | SCR | D0010101 SH2 | no data | no data | Ammonia | 1/2 | no data
no data | 02-VAQA802 | no data | no data | no data | AMMONIA LINE Y-STRAINER DRAIN VALVE | BALL-MAN | SCR | D0010101 SH2 | no data | no data | Ammonia | 1/2 | no data
no data | 02-VAQA803 | no data | no data | no data | AMMONIA LINE Y STRAINER ISOLATION VALVE | BALL-MAN | SCR | D0010101 SH2 | no data | no data | Ammonia | 1/2 | no data
no data | 02-VAQA804 | no data | no data | no data | AMMONIA LINE Y STRAINER ISOLATION VALVE | BALL-MAN | SCR | D0010101 SH2 | no data | no data | Ammonia | 1/2 | no data
no data | 02-VAQA805 | no data | no data | no data | AMMONIA LINE Y-STRAINER DRAIN VALVE | BALL-MAN | SCR | D0010101 SH2 | no data | no data | Ammonia | 1/2 | no data
no data | 02-VAQA806 | no data | no data | no data | AMMONIA LINE Y STRAINER ISOLATION VALVE | BALL-MAN | SCR | D0010101 SH2 | no data | no data | Ammonia | 1/2 | no data
no data | 02-VAQA807 | no data | no data | no data | AMMONIA LINE PDI ISOLATION VALVE | BALL-MAN | SCR | D0010101 SH2 | no data | no data | Ammonia | 1/2 | no data
no data | 02-VAQA808 | no data | no data | no data | AMMONIA LINE DRAIN BYPASS | BALL-MAN | SCR | D0010101 SH2 | no data | no data | Ammonia | 1/2 | no data
no data | 02-VAQA809 | no data | no data | no data | AMMONIA LINE DRAIN BYPASS | BALL-MAN | SCR | D0010101 SH2 | no data | no data | Ammonia | 1/2 | no data
no data | 02-VAQA810 | no data | no data | no data | AMMONIA LINE PDI ISOLATION VALVE | BALL-MAN | SCR | D0010101 SH2 | no data | no data | Ammonia | 1/2 | no data
no data | 02-VAQA811 | no data | no data | no data | PDI VALVE BLOCK VALVE | BALL-MAN | SCR | D0010101 SH2 | no data | no data | Ammonia | 1/2 | no data
no data | 02-VAQA812 | no data | no data | no data | AMMONIA LINE FCV-AQA-803 ISOLATION VALVE | BALL-MAN | SCR | D0010101 SH2 | no data | no data | Ammonia | 1/2 | no data
no data | 02-VAQA813 | no data | no data | no data | AMMONIA FCV-AQA-803 DOUBLE BLOCK VALVE DRAIN | BALL-MAN | SCR | D0010101 SH2 | no data | no data | Ammonia | 1/2 | no data
no data | 02-VAQA814 | no data | no data | no data | AMMONIA FCV-AQA-803 DOUBLE BLOCK VALVE DRAIN | BALL-MAN | SCR | D0010101 SH2 | no data | no data | Ammonia | 1/2 | no data
no data | 02-VAQA815 | no data | no data | no data | AMMONIA LINE BYPASS BLOCK VALVE | BALL-MAN | SCR | D0010101 SH2 | no data | no data | Ammonia | 1/2 | no data
no data | 02-VAQA816 | no data | no data | no data | AMMONIA MANUAL FLOW GLOBE VALVE | GLOBE-MAN | SCR | D0010101 SH2 | no data | no data | Ammonia | 1/2 | no data
no data | 02-VAQA817 | no data | no data | no data | AMMONIA LINE BYPASS BLOCK VALVE | BALL-MAN | SCR | D0010101 SH2 | no data | no data | Ammonia | 1/2 | no data
no data | 02-VAQA818 | no data | no data | no data | AMMONIA INJECTOR ISOLATION VALVE | BALL-MAN | SCR | D0010101 SH2 | no data | no data | Ammonia | 1/2 | no data
no data | 02-VAQA819 | no data | no data | no data | AMMONIA LINE TO INJ-101 ISOLATION VALVE | BALL-MAN | SCR | D0010101 SH2 | no data | no data | Ammonia | 1/2 | no data
no data | 02-VAQA820 | no data | no data | no data | AMMONIA LINE TO INJ-102 ISOLATION VALVE | BALL-MAN | SCR | D0010101 SH2 | no data | no data | Ammonia | 1/2 | no data
no data | 02-VAQA821 | no data | no data | no data | AMMONIA LINE TO INJ-103 ISOLATION VALVE | BALL-MAN | SCR | D0010101 SH2 | no data | no data | Ammonia | 1/2 | no data
no data | 02-VAQA822 | no data | no data | no data | AMMONIA LINE TO INJ-104 ISOLATION VALVE | BALL-MAN | SCR | D0010101 SH2 | no data | no data | Ammonia | 1/2 | no data
no data | 02-VAQA823 | no data | no data | no data | AMMONIA LINE TO INJ-105 ISOLATION VALVE | BALL-MAN | SCR | D0010101 SH2 | no data | no data | Ammonia | 1/2 | no data
no data | 02-V-ARM-879 | no data | no data | no data | INLET BLOCK VALVE | HANDWHEEL | HLTCACC | 11737.0 | no data | no data | NCG | 6" | no data
no data | 02-V-ARM-880 | no data | no data | no data | MOTIVE STEAM BLOCK | LEVER | HLTCACC | 11737.0 | no data | no data | STEAM | 1" | no data
no data | 02-V-ARM-881 | no data | no data | no data | OUTLET BLOCK VALVE | HANDWHEEL | HLTCACC | 11737.0 | no data | no data | NCG | 6" | no data
no data | 02-V-ARM-890 | no data | no data | no data | LRVP GLYCOL SYSTEM RETURN DRAIN | MANUAL | HLTCACC | 11737.0 | no data | no data | Glycol Mix | 1" | no data
no data | 02-V-ARM-897 | no data | no data | no data | LRVP GLYCOL SYSTEM RETURN DRAIN | MANUAL | HLTCACC | 11737.0 | no data | no data | Glycol Mix | 1" | no data
no data | 02-V-ARM-905 | no data | no data | no data | LRVP GLYCOL SYSTEM RETURN DRAIN | MANUAL | HLTCACC | 11737.0 | no data | no data | Glycol Mix | 1" | no data
no data | 02-V-ARM-913 | no data | no data | no data | LRVP GLYCOL SYSTEM RETURN DRAIN | MANUAL | HLTCACC | 11737.0 | no data | no data | Glycol Mix | 1" | no data
no data | 02-V-ARM-921 | no data | no data | no data | LRVP GLYCOL SYSTEM RETURN DRAIN | MANUAL | HLTCACC | 11737.0 | no data | no data | Glycol Mix | 1" | no data
no data | 02-V-ARM-970A | no data | no data | no data | GLYCOL SUPPLY BLOCK VALVE-SKID A | HANDWHEEL | HLTCACC | 11737.0 | no data | no data | 55% GLYCOL | 3" | no data
no data | 02-V-ARM-970B | no data | no data | no data | GLYCOL SUPPLY BLOCK VALVE-SKID B | HANDWHEEL | HLTCACC | 11737.0 | no data | no data | 55% GLYCOL | 3" | no data
no data | 02-V-ARM-970C | no data | no data | no data | GLYCOL SUPPLY BLOCK VALVE-SKID C | HANDWHEEL | HLTCACC | 11737.0 | no data | no data | 55% GLYCOL | 3" | no data
no data | 02-V-ARM-970D | no data | no data | no data | GLYCOL SUPPLY BLOCK VALVE-SKID D | HANDWHEEL | HLTCACC | 11737.0 | no data | no data | 55% GLYCOL | 3" | no data
no data | 02-V-ARM-970E | no data | no data | no data | GLYCOL SUPPLY BLOCK VALVE-SKID E | HANDWHEEL | HLTCACC | 11737.0 | no data | no data | 55% GLYCOL | 3" | no data
no data | 02-V-ARM-971A | no data | no data | no data | GLYCOL RETURN BLOCK VALVE-SKID A | HANDWHEEL | HLTCACC | 11737.0 | no data | no data | 55% GLYCOL | 3" | no data
no data | 02-V-ARM-971B | no data | no data | no data | GLYCOL RETURN BLOCK VALVE-SKID B | HANDWHEEL | HLTCACC | 11737.0 | no data | no data | 55% GLYCOL | 3" | no data
no data | 02-V-ARM-971C | no data | no data | no data | GLYCOL RETURN BLOCK VALVE-SKID C | HANDWHEEL | HLTCACC | 11737.0 | no data | no data | 55% GLYCOL | 3" | no data
no data | 02-V-ARM-971D | no data | no data | no data | GLYCOL RETURN BLOCK VALVE-SKID D | HANDWHEEL | HLTCACC | 11737.0 | no data | no data | 55% GLYCOL | 3" | no data
no data | 02-V-ARM-971E | no data | no data | no data | GLYCOL RETURN BLOCK VALVE-SKID E | HANDWHEEL | HLTCACC | 11737.0 | no data | no data | 55% GLYCOL | 3" | no data
no data | 02-V-ARM-972A | no data | no data | no data | LRVP GLYCOL SYSTEM DRAIN | MANUAL | HLTCACC | 11737.0 | no data | no data | Glycol Mix | 1" | no data
no data | 02-V-ARM-972B | no data | no data | no data | LRVP GLYCOL SYSTEM DRAIN | MANUAL | HLTCACC | 11737.0 | no data | no data | Glycol Mix | 1" | no data
no data | 02-V-ARM-972C | no data | no data | no data | LRVP GLYCOL SYSTEM DRAIN | MANUAL | HLTCACC | 11737.0 | no data | no data | Glycol Mix | 1" | no data
no data | 02-V-ARM-972D | no data | no data | no data | FIN FAN GLYCOL SYSTEM DRAIN | MANUAL | HLTCACC | 11737.0 | no data | no data | Glycol Mix | 1" | no data
no data | 02-V-ARM-972E | no data | no data | no data | FIN FAN GLYCOL SYSTEM VENT | MANUAL | HLTCACC | 11737.0 | no data | no data | Glycol Mix | 1" | no data
no data | 02-VAXS101 | no data | no data | no data | VENT | no data | AXS | PD-123B | no data | no data | Steam | 0.75" | no data
no data | 02-VAXS102 | no data | no data | no data | INSTRUMENT | no data | AXS | PD-050B | no data | no data | Steam | 0.75" | no data
no data | 02-VAXS103 | no data | no data | no data | TRAP ISOLATION | no data | AXS | PD-122B | no data | no data | Steam | 0.75" | no data
no data | 02-VAXS104 | no data | no data | no data | TRAP ISOLATION | no data | AXS | PD-123B | no data | no data | Steam | 0.75" | no data
no data | 02-VAXS105 | no data | no data | no data | TRAP ISOLATION | no data | AXS | PD-123B | no data | no data | Steam | 0.75" | no data
no data | 02-VAXS106 | no data | no data | no data | DRAIN | no data | AXS | PD-123B | no data | no data | Steam | 0.75" | no data
no data | 02-VAXS107 | no data | no data | no data | TRAP BYPASS | no data | AXS | PD-123B | no data | no data | Steam | 0.75" | no data
no data | 02-VAXS109 | no data | no data | no data | INSTRUMENT | no data | AXS | PD-123B | no data | no data | Steam | 2" | no data
no data | 02-VAXS110 | no data | no data | no data | INSTRUMENT | no data | AXS | PD-123B | no data | no data | Steam | 2" | no data
no data | 02-VAXS113 | no data | no data | no data | TRAP DRAIN | no data | AXS | PD-122B | no data | no data | Steam | 2" | no data
no data | 02-VAXS117 | no data | no data | no data | TRAP ISOLATION | no data | AXS | PD-123B | no data | no data | Steam | 0.75" | no data
no data | 02-VAXS118 | no data | no data | no data | TRAP ISOLATION | no data | AXS | PD-122B | no data | no data | Steam | 0.75" | no data
no data | 02-VAXS119 | no data | no data | no data | DRAIN | no data | AXS | PD-123B | no data | no data | Steam | 0.75" | no data
no data | 02-VAXS120 | no data | no data | no data | TRAP BYPASS | no data | AXS | PD-123B | no data | no data | Steam | 0.75" | no data
no data | 02-VAXS121 | no data | no data | no data | VENT | no data | AXS | PD-123B | no data | no data | Steam | 0.75" | no data
no data | 02-VAXS122 | no data | no data | no data | INSTRUMENT | no data | AXS | PD-050B | no data | no data | Steam | 0.75" | no data
no data | 02-VAXS123 | no data | no data | no data | FG STARTUP FEEDWATER HX OUTLET CHECK VALVE | no data | AXS | PD-123B | no data | no data | Water | 2" | no data
no data | 02-VAXS124 | no data | no data | no data | FG STARTUP FEEDWATER HX OUTLET CONTROL VALVE ISOLATION | no data | AXS | PD-123B | no data | no data | Water | 2" | no data
no data | 02-VAXS125 | no data | no data | no data | FG STARTUP FEEDWATER HX OUTLET CONTROL VALVE ISOLATION | no data | AXS | PD-123B | no data | no data | Steam/Water | 2" | no data
no data | 02-VAXS126 | no data | no data | no data | DRAIN | no data | AXS | PD-123B | no data | no data | Water | 0.75" | no data
no data | 02-VAXS127 | no data | no data | no data | FG STARTUP FEEDWATER HX OUTLET CONTROL VALVE BYPASS | no data | AXS | PD-123B | no data | no data | Steam/Water | 0.75" | no data
no data | 02-VAXS130 | no data | no data | no data | DRIP LEG DRAIN | no data | AXS | PD-122B | no data | no data | Steam | 2" | no data
no data | 02-VAXS132 | no data | no data | no data | VENT | no data | AXS | PD-123B | no data | no data | Steam | 0.75" | no data
no data | 02-VAXS133 | no data | no data | no data | VENT | no data | AXS | PD-122B | no data | no data | Steam | 0.75" | no data
no data | 02-VAXS135 | no data | no data | no data | TRAP ISOLATION | no data | AXS | PD-122B | no data | no data | Steam | 0.75" | no data
no data | 02-VAXS136 | no data | no data | no data | TRAP ISOLATION | no data | AXS | PD-122B | no data | no data | Steam | 0.75" | no data
no data | 02-VAXS137 | no data | no data | no data | DRAIN | no data | AXS | PD-122B | no data | no data | Steam | 0.75" | no data
no data | 02-VAXS138 | no data | no data | no data | TRAP BYPASS | no data | AXS | PD-122B | no data | no data | Steam | 0.75" | no data
no data | 02-VAXS144 | no data | no data | no data | DRAIN | no data | AXS | PD-122B | no data | no data | Steam | 0.75" | no data
no data | 02-VAXS145 | no data | no data | no data | ACC SPRAGING MODULATING CONTROL VALVE BYPASS | no data | AXS | PD-050B | no data | no data | Steam | 2.5" | no data
no data | 02-VAXS147 | no data | no data | no data | DRAIN | no data | AXS | PD-050B | no data | no data | Steam | 0.75" | no data
no data | 02-VAXS148 | no data | no data | no data | SEAL STEAM REGULATION VALVE ISOLATION | no data | AXS | PD-300B | no data | no data | Steam | 3" | no data
no data | 02-VAXS149 | no data | no data | no data | SEAL STEAM REGULATION VALVE ISOLATION | no data | AXS | PD-300B | no data | no data | Steam | 4" | no data
no data | 02-VAXS152 | no data | no data | no data | DA EJECTOR SUPPLY CONTROL VALVE BYPASS | no data | AXS | PD-050B | no data | no data | Steam | 1" | no data
no data | 02-VAXS153 | no data | no data | no data | DRAIN | no data | AXS | PD-050B | no data | no data | Steam | 0.75" | no data
no data | 02-VAXS156 | no data | no data | no data | FG STARTUP FEEDWATER HX OUTLET CONTROL VALVE BYPASS | no data | AXS | PD-123B | no data | no data | Water | 2" | no data
no data | 02-VAXS157 | no data | no data | no data | INSTRUMENT | no data | AXS | PD-123B | no data | no data | Water | 0.75" | no data
no data | 02-VAXS158 | no data | no data | no data | INSTRUMENT | no data | AXS | PD-123B | no data | no data | Steam | 0.75" | no data
no data | 02-VAXS159 | no data | no data | no data | SUPERHEATER/SEPARATOR ISOLATION | no data | AXS | PD-123B | no data | no data | Steam | 3" | no data
no data | 02-VAXS160 | no data | no data | no data | DRAIN | no data | AXS | PD-122B | no data | no data | Steam | 0.75" | no data
no data | 02-VAXS161 | no data | no data | no data | TRAP ISOLATION | no data | AXS | PD-122B | no data | no data | Steam | 0.75" | no data
no data | 02-VAXS164 | no data | no data | no data | TRAP BYPASS | no data | AXS | PD-122B | no data | no data | Steam | 0.75" | no data
no data | 02-VAXS165 | no data | no data | no data | ACC SPRAGING MODULATING CONTROL VALVE ISOLATION | no data | AXS | PD-050B | no data | no data | Steam | 8" | no data
no data | 02-VAXS166 | no data | no data | no data | TRAP ISOLATION | no data | AXS | PD-122B | no data | no data | Steam | 0.75" | no data
no data | 02-VAXS167 | no data | no data | no data | TRAP BYPASS | no data | AXS | PD-122B | no data | no data | Steam | 0.75" | no data
no data | 02-VAXS168 | no data | no data | no data | ACC SPARGING MODULATING CONTROL VALVE ISOLATION | no data | AXS | PD-050B | no data | no data | Steam | 6" | no data
no data | 02-VAXS171 | no data | no data | no data | FG STARTUP FEEDWATER HX/ SEPARATOR ISOLATION | no data | AXS | PD-123B | no data | no data | Steam | 3" | no data
no data | 02-VAXS174 | no data | no data | no data | DA EJECTOR CONTROL VALVE ISOLATION | no data | AXS | PD-050B | no data | no data | Steam | 2" | no data
no data | 02-VAXS175 | no data | no data | no data | DA EJECTOR CONTROL VALVE ISOLATION | no data | AXS | PD-050B | no data | no data | Steam | 2" | no data
no data | 02-VAXS182 | no data | no data | no data | VENT | no data | AXS | PD-050B | no data | no data | Steam | 1" | no data
no data | 02-VAXS183 | no data | no data | no data | VENT | no data | AXS | PD-050B | no data | no data | Steam | 0.75" | no data
no data | 02-VAXS186 | no data | no data | no data | INSTRUMENT | no data | AXS | PD-050B | no data | no data | Steam | 0.75" | no data
no data | 02-VAXS187 | no data | no data | no data | INSTRUMENT | no data | AXS | PD-123B | no data | no data | Steam | 0.75" | no data
no data | 02-VAXS188 | no data | no data | no data | INSTRUMENT | no data | AXS | PD-123B | no data | no data | Steam | 0.75" | no data
no data | 02-VAXS189 | no data | no data | no data | TRAP ISOLATION | no data | AXS | PD-122B | no data | no data | Steam | 0.75" | no data
no data | 02-VAXS190 | no data | no data | no data | TRAP ISOLATION | no data | AXS | PD-123B | no data | no data | Steam | 2" | no data
no data | 02-VAXS191 | no data | no data | no data | TRAP BYPASS | no data | AXS | PD-123B | no data | no data | Steam | 0.75" | no data
no data | 02-VAXS194 | no data | no data | no data | TRAP ISOLATION | no data | AXS | PD-123B | no data | no data | Steam | 0.75" | no data
no data | 02-VAXS195 | no data | no data | no data | DRAIN | no data | AXS | PD-123B | no data | no data | Steam | 0.75" | no data
no data | 02-VAXS196 | no data | no data | no data | SEAL STEAM CONTROL VALVE WARMING LINE ISOLATION | no data | AXS | PD-123B | no data | no data | Steam | 0.75" | no data
no data | 02-VAXS197 | no data | no data | no data | SEAL STEAM CONTROL VALVE WARMING LINE THROTTLING | no data | AXS | PD-123B | no data | no data | Steam | 0.75" | no data
no data | 02-VAXS198 | no data | no data | no data | SEAL STEAM CONTROL VALVE WARMING LINE ISOLATION | no data | AXS | PD-123B | no data | no data | Steam | 0.75" | no data
no data | 02-VAXS199 | no data | no data | no data | DRIP LEG DRAIN | no data | AXS | PD-122B | no data | no data | Steam | 2" | no data
no data | 02-VAXS200 | no data | no data | no data | DRIP LEG DRAIN | no data | AXS | PD-123B | no data | no data | Steam | 2" | no data
no data | 02-VAXS201 | no data | no data | no data | TRAP ISOLATION | no data | AXS | PD-123B | no data | no data | Steam | 0.75" | no data
no data | 02-VAXS202 | no data | no data | no data | TRAP BYPASS | no data | AXS | PD-123B | no data | no data | Steam | 0.75" | no data
no data | 02-VAXS203 | no data | no data | no data | DRAIN | no data | AXS | PD-122B | no data | no data | Steam | 0.75" | no data
no data | 02-VAXS204 | no data | no data | no data | SEAL STEAM REGULATING VALVE BYPASS | no data | AXS | PD-300B | no data | no data | Steam | 2" | no data
no data | 02-VAXS289 | no data | no data | no data | TRAP BYPASS | no data | AXS | PD-122B | no data | no data | Steam | 0.75" | no data
no data | 02-VAXS290 | no data | no data | no data | TRAP ISOLATION | no data | AXS | PD-122B | no data | no data | Steam | 0.75" | no data
no data | 02-VAXS291 | no data | no data | no data | DRIP LEG DRAIN | no data | AXS | PD-122B | no data | no data | Steam | 2" | no data
| 02-VAXS292 | Aux steam header vent | HRSG lower West | no data | VENT | no data | AXS | PD-122B | no data | no data | Steam | 0.75" | no data
no data | 02-VBDN200 | no data | no data | no data | INSTRUMENT ROOT VALVE | no data | BDN | PD-090B | no data | no data | Water | 0.5" | no data
no data | 02-VBDN201 | no data | no data | no data | INSTRUMENT ROOT VALVE | no data | BDN | PD-090B | no data | no data | Water | 0.5" | no data
no data | 02-VBDN204 | no data | no data | no data | VENT ROOT VALVE | no data | BDN | PD-090B | no data | no data | Water | 0.75" | no data
no data | 02-VBDN219 | no data | no data | no data | UNIT 2 BDN PUMP B DISCHARGE CHECK | no data | BDN | PD-090B | no data | no data | Water | 8" | no data
no data | 02-VBDN220 | no data | no data | no data | UNIT 2 BDN PUMP A DISCHARGE CHECK | no data | BDN | PD-090B | no data | no data | Water | 8" | no data
no data | 02-VBDN223 | no data | no data | no data | UNIT 2 BDN PUMP B DISCHARGE ISOLATION | no data | BDN | PD-090B | no data | no data | Water | 8" | no data
no data | 02-VBDN224 | no data | no data | no data | UNIT 2 BDN PUMP A DISCHARGE ISOLATION | no data | BDN | PD-090B | no data | no data | Water | 8" | no data
no data | 02-VBDN800 | no data | no data | no data | Isolation Valve | Ball | HRSGBD | JJ05792-06-PI | no data | no data | Service Water | 1/2" | no data
no data | 02-VBDN802 | no data | no data | no data | Root Valve | Ball | HRSGBD | JJ05792-06-PI | no data | no data | Service Water | 1/2" | no data
no data | 02-VBDN802 | no data | no data | no data | Throttling Valve | Needle | HRSGBD | JJ05792-06-PI | no data | no data | Service Water | 1/2" | no data
no data | 02-VBDN803 | no data | no data | no data | Isolation Valve | Ball | HRSGBD | JJ05792-06-PI | no data | no data | Service Water | 1/2" | no data
no data | 02-VBDN804 | no data | no data | no data | Root Valve | Ball | HRSGBD | JJ05792-06-PI | no data | no data | Service Water | 1/2" | no data
no data | 02-VBDN805 | no data | no data | no data | Throttling Valve | Needle | HRSGBD | JJ05792-06-PI | no data | no data | Service Water | 1/2" | no data
no data | 02-VBFW101 | no data | no data | no data | DRAIN VALVE | no data | BFW | PD-062B | no data | no data | Water | 1" | no data
no data | 02-VBFW103 | no data | no data | no data | HRH TA SPRAY DRAIN | no data | BFW | PD-034B | no data | no data | Water | 0.75" | no data
no data | 02-VBFW105 | no data | no data | no data | SHARED SPRAY SUPPLY STRAINER ISOLATION | no data | BFW | PD-062B | no data | no data | Water | 6" | no data
no data | 02-VBFW106 | no data | no data | no data | SHARED SPRAY SUPPLY STRAINER ISOLATION | no data | BFW | PD-062B | no data | no data | Water | 6" | no data
no data | 02-VBFW107 | no data | no data | no data | SHARED SPRAY SUPPLY STRAINER ISOLATION | no data | BFW | PD-062B | no data | no data | Water | 6" | no data
no data | 02-VBFW108 | no data | no data | no data | SHARED SPRAY SUPPLY STRAINER ISOLATION | no data | BFW | PD-062B | no data | no data | Water | 6" | no data
no data | 02-VBFW109 | no data | no data | no data | SHARED SPRAY SUPPLY STRAINER ISOLATION | no data | BFW | PD-062B | no data | no data | Water | 6" | no data
no data | 02-VBFW110 | no data | no data | no data | VENT VALVE | no data | BFW | PD-064B | no data | no data | Water | 0.75" | no data
no data | 02-VBFW111 | no data | no data | no data | HRH TA SPRAY STRAINER ISOLATION | no data | BFW | PD-062B | no data | no data | Water | 6" | no data
no data | 02-VBFW112 | no data | no data | no data | INSTRUMENT ISOLATION | no data | BFW | PD-020B | no data | no data | Water | 0.5" | no data
no data | 02-VBFW113 | no data | no data | no data | STRAINER DRAIN | no data | BFW | PD-062B | no data | no data | Water | 1" | no data
no data | 02-VBFW114 | no data | no data | no data | INSTRUMENT ISOLATION | no data | BFW | PD-020B | no data | no data | Water | 0.5" | no data
no data | 02-VBFW115 | no data | no data | no data | STRAINER DRAIN | no data | BFW | PD-062B | no data | no data | Water | 1" | no data
no data | 02-VBFW116 | no data | no data | no data | DRAIN VALVE | no data | BFW | PD-061B | no data | no data | Water | 1" | no data
no data | 02-VBFW117 | no data | no data | no data | VENT VALVE | no data | BFW | PD-064B | no data | no data | Water | 0.75" | no data
no data | 02-VBFW118 | no data | no data | no data | HRH TA SPRAY SUPPLY ISOLATION | no data | BFW | PD-034B | no data | no data | Water | 3" | no data
no data | 02-VBFW119 | no data | no data | no data | DRAIN VALVE | no data | BFW | PD-020B | no data | no data | Water | 0.75" | no data
no data | 02-VBFW120 | no data | no data | no data | DRAIN VALVE | no data | BFW | PD-064B | no data | no data | Water | 0.75" | no data
no data | 02-VBFW121 | no data | no data | no data | DRAIN VALVE | no data | BFW | PD-064B | no data | no data | Water | 0.75" | no data
no data | 02-VBFW123 | no data | no data | no data | DRAIN VALVE | no data | BFW | PD-062B | no data | no data | Water | 1" | no data
no data | 02-VBFW128 | no data | no data | no data | HPS BYPASS SPRAY ISOLATION | no data | BFW | PD-062B | no data | no data | Water | 3" | no data
no data | 02-VBFW129 | no data | no data | no data | HPS BYPASS SPRAY ISOLATION | no data | BFW | PD-062B | no data | no data | Water | 3" | no data
no data | 02-VBFW130 | no data | no data | no data | DRAIN VALVE | no data | BFW | PD-062B | no data | no data | Water | 0.75" | no data
no data | 02-VBFW131 | no data | no data | no data | DRAIN VALVE | no data | BFW | PD-062B | no data | no data | Water | 0.75" | no data
no data | 02-VBFW132 | no data | no data | no data | INSTRUMENT ISOLATION | no data | BFW | PD-060B | no data | no data | Water | 0.75" | no data
no data | 02-VBFW138 | no data | no data | no data | DRAIN VALVE | no data | BFW | PD-061B | no data | no data | Water | 0.75" | no data
no data | 02-VBFW139 | no data | no data | no data | DRAIN VALVE | no data | BFW | PD-061B | no data | no data | Water | 0.75" | no data
no data | 02-VBFW140 | no data | no data | no data | INSTRUMENT ISOLATION | no data | BFW | PD-124B | no data | no data | Water | 0.75" | no data
no data | 02-VBFW141 | no data | no data | no data | INSTRUMENT ISOLATION | no data | BFW | PD-124B | no data | no data | Water | 0.75" | no data
no data | 02-VBFW142 | no data | no data | no data | INSTRUMENT ISOLATION | no data | BFW | PD-124B | no data | no data | Water | 0.75" | no data
no data | 02-VBFW143 | no data | no data | no data | INSTRUMENT ISOLATION | no data | BFW | PD-124B | no data | no data | Water | 0.75" | no data
no data | 02-VBFW144 | no data | no data | no data | DRAIN VALVE | no data | BFW | PD-124B | no data | no data | Water | 0.75" | no data
no data | 02-VBFW145 | no data | no data | no data | DRAIN VALVE | no data | BFW | PD-124B | no data | no data | Water | 0.75" | no data
no data | 02-VBFW146 | no data | no data | no data | CRH LETDOWN SPRAY SUPPLY ISOLATION | no data | BFW | PD-124B | no data | no data | Water | 1" | no data
no data | 02-VBFW147 | no data | no data | no data | VENT VALVE | no data | BFW | PD-061B | no data | no data | Water | 0.75" | no data
no data | 02-VBFW148 | no data | no data | no data | CRH LETDOWN SPRAY SUPPLY CHECK | no data | BFW | PD-124B | no data | no data | Water | 1" | no data
no data | 02-VBFW149 | no data | no data | no data | DRAIN VALVE | no data | BFW | PD-060B | no data | no data | Water | 1" | no data
no data | 02-VBFW150 | no data | no data | no data | VENT VALVE | no data | BFW | PD-061B | no data | no data | Water | 0.75" | no data
no data | 02-VBFW151 | no data | no data | no data | VENT VALVE | no data | BFW | PD-062B | no data | no data | Water | 1" | no data
no data | 02-VBFW152 | no data | no data | no data | BFW SUCTION LP DRUM ISOLATION | no data | BFW | PD-060B | no data | no data | Water | 12" | no data
no data | 02-VBFW153 | no data | no data | no data | VENT VALVE | no data | BFW | PD-064B | no data | no data | Water | 0.75" | no data
no data | 02-VBFW154 | no data | no data | no data | INSTRUMENT ISOLATION | no data | BFW | PD-060B | no data | no data | Water | 0.75" | no data
no data | 02-VBFW155 | no data | no data | no data | INSTRUMENT ISOLATION | no data | BFW | PD-060B | no data | no data | Water | 0.75" | no data
no data | 02-VBFW156 | no data | no data | no data | INSTRUMENT ISOLATION | no data | BFW | PD-124B | no data | no data | Water | 0.75" | no data
no data | 02-VBFW157 | no data | no data | no data | INSTRUMENT ISOLATION | no data | BFW | PD-124B | no data | no data | Water | 0.75" | no data
no data | 02-VBFW161 | no data | no data | no data | VENT VALVE | no data | BFW | PD-062B | no data | no data | Water | 1" | no data
no data | 02-VBFW162 | no data | no data | no data | INSTRUMENT ISOLATION | no data | BFW | PD-062B | no data | no data | Water | 1" | no data
no data | 02-VBFW163 | no data | no data | no data | INSTRUMENT ISOLATION | no data | BFW | PD-062B | no data | no data | Water | 1" | no data
no data | 02-VBFW164 | no data | no data | no data | CRH AUX STEAM DSH SPRAY CHECK | no data | BFW | PD-124B | no data | no data | Water | 1" | no data
no data | 02-VBFW165 | no data | no data | no data | DRAIN VALVE | no data | BFW | PD-063B | no data | no data | Water | 0.75" | no data
no data | 02-VBFW166 | no data | no data | no data | DRAIN VALVE | no data | BFW | PD-063B | no data | no data | Water | 0.75" | no data
no data | 02-VBFW167 | no data | no data | no data | BFP A IP DISCHARGE CHECK | no data | BFW | PD-060B | no data | no data | Water | 6" | no data
no data | 02-VBFW168 | no data | no data | no data | DRAIN VALVE | no data | BFW | PD-060B | no data | no data | Water | 0.75" | no data
no data | 02-VBFW169 | no data | no data | no data | DRAIN VALVE | no data | BFW | PD-060B | no data | no data | Water | 0.75" | no data
no data | 02-VBFW170 | no data | no data | no data | INSTRUMENT ISOLATION | no data | BFW | PD-060B | no data | no data | Water | 0.75" | no data
no data | 02-VBFW171 | no data | no data | no data | INSTRUMENT ISOLATION | no data | BFW | PD-060B | no data | no data | Water | 0.75" | no data
no data | 02-VBFW172 | no data | no data | no data | VENT VALVE | no data | BFW | PD-060B | no data | no data | Water | 0.75" | no data
no data | 02-VBFW173 | no data | no data | no data | VENT VALVE | no data | BFW | PD-060B | no data | no data | Water | 0.75" | no data
no data | 02-VBFW174 | no data | no data | no data | BFP B IP DISCHARGE CHECK | no data | BFW | PD-060B | no data | no data | Water | 6" | no data
no data | 02-VBFW175 | no data | no data | no data | DRAIN VALVE | no data | BFW | PD-060B | no data | no data | Water | 0.75" | no data
no data | 02-VBFW176 | no data | no data | no data | DRAIN VALVE | no data | BFW | PD-060B | no data | no data | Water | 0.75" | no data
no data | 02-VBFW177 | no data | no data | no data | INSTRUMENT ISOLATION | no data | BFW | PD-060B | no data | no data | Water | 0.75" | no data
no data | 02-VBFW178 | no data | no data | no data | INSTRUMENT ISOLATION | no data | BFW | PD-060B | no data | no data | Water | 0.75" | no data
no data | 02-VBFW181 | no data | no data | no data | INSTRUMENT ISOLATION | no data | BFW | PD-061B | no data | no data | Water | 0.75" | no data
no data | 02-VBFW182 | no data | no data | no data | INSTRUMENT ISOLATION | no data | BFW | PD-061B | no data | no data | Water | 0.75" | no data
no data | 02-VBFW183 | no data | no data | no data | INSTRUMENT ISOLATION | no data | BFW | PD-061B | no data | no data | Water | 0.75" | no data
no data | 02-VBFW184 | no data | no data | no data | INSTRUMENT ISOLATION | no data | BFW | PD-061B | no data | no data | Water | 0.75" | no data
no data | 02-VBFW185 | no data | no data | no data | INSTRUMENT ISOLATION | no data | BFW | PD-061B | no data | no data | Water | 0.75" | no data
no data | 02-VBFW186 | no data | no data | no data | INSTRUMENT ISOLATION | no data | BFW | PD-061B | no data | no data | Water | 0.75" | no data
no data | 02-VBFW187 | no data | no data | no data | INSTRUMENT ISOLATION | no data | BFW | PD-061B | no data | no data | Water | 0.75" | no data
no data | 02-VBFW188 | no data | no data | no data | INSTRUMENT ISOLATION | no data | BFW | PD-061B | no data | no data | Water | 0.75" | no data
no data | 02-VBFW189 | no data | no data | no data | VENT VALVE | no data | BFW | PD-061B | no data | no data | Water | 0.75" | no data
no data | 02-VBFW190 | no data | no data | no data | VENT VALVE | no data | BFW | PD-061B | no data | no data | Water | 0.75" | no data
no data | 02-VBFW191 | no data | no data | no data | BFP A HP DISCHARGE CHECK | no data | BFW | PD-061B | no data | no data | Water | 10" | no data
no data | 02-VBFW192 | no data | no data | no data | DRAIN VALVE | no data | BFW | PD-061B | no data | no data | Water | 0.75" | no data
no data | 02-VBFW193 | no data | no data | no data | DRAIN VALVE | no data | BFW | PD-061B | no data | no data | Water | 0.75" | no data
no data | 02-VBFW194 | no data | no data | no data | DRAIN VALVE | no data | BFW | PD-061B | no data | no data | Water | 1" | no data
no data | 02-VBFW195 | no data | no data | no data | DRAIN VALVE | no data | BFW | PD-061B | no data | no data | Water | 1" | no data
no data | 02-VBFW196 | no data | no data | no data | HP BFW FILL FROM CONDENSATE CHECK | no data | BFW | PD-061B | no data | no data | Water | 2" | no data
no data | 02-VBFW197 | no data | no data | no data | HP BFW FILL FROM CONDENSATE STOP CHECK | no data | BFW | PD-061B | no data | no data | Water | 2" | no data
no data | 02-VBFW198 | no data | no data | no data | HP BFW FILL FROM CONDENSATE BLOCK | no data | BFW | PD-061B | no data | no data | Water | 2" | no data
no data | 02-VBFW199 | no data | no data | no data | INSTRUMENT ISOLATION | no data | BFW | PD-061B | no data | no data | Water | 0.75" | no data
no data | 02-VBFW200 | no data | no data | no data | INSTRUMENT ISOLATION | no data | BFW | PD-061B | no data | no data | Water | 0.75" | no data
no data | 02-VBFW209 | no data | no data | no data | VENT VALVE | no data | BFW | PD-061B | no data | no data | Water | 0.75" | no data
no data | 02-VBFW210 | no data | no data | no data | VENT VALVE | no data | BFW | PD-061B | no data | no data | Water | 0.75" | no data
no data | 02-VBFW211 | no data | no data | no data | DRAIN VALVE | no data | BFW | PD-061B | no data | no data | Water | 0.75" | no data
no data | 02-VBFW212 | no data | no data | no data | DRAIN VALVE | no data | BFW | PD-061B | no data | no data | Water | 0.75" | no data
no data | 02-VBFW213 | no data | no data | no data | VENT VALVE | no data | BFW | PD-061B | no data | no data | Water | 0.75" | no data
no data | 02-VBFW214 | no data | no data | no data | VENT VALVE | no data | BFW | PD-061B | no data | no data | Water | 0.75" | no data
no data | 02-VBFW215 | no data | no data | no data | BFP A MIN RECIRC STRAINER ISOLATION | no data | BFW | PD-061B | no data | no data | Water | 6" | no data
no data | 02-VBFW216 | no data | no data | no data | STRAINER DRAIN | no data | BFW | PD-061B | no data | no data | Water | 1.5" | no data
no data | 02-VBFW217 | no data | no data | no data | STRAINER DRAIN | no data | BFW | PD-061B | no data | no data | Water | 1.5" | no data
no data | 02-VBFW218 | no data | no data | no data | BFP A MIN RECIRC ACC ISOLATION | no data | BFW | PD-061B | no data | no data | Water | 6" | no data
no data | 02-VBFW219 | no data | no data | no data | INSTRUMENT ISOLATION | no data | BFW | PD-061B | no data | no data | Water | 0.75" | no data
no data | 02-VBFW220 | no data | no data | no data | INSTRUMENT ISOLATION | no data | BFW | PD-061B | no data | no data | Water | 0.75" | no data
no data | 02-VBFW221 | no data | no data | no data | INSTRUMENT ISOLATION | no data | BFW | PD-061B | no data | no data | Water | 0.75" | no data
no data | 02-VBFW222 | no data | no data | no data | INSTRUMENT ISOLATION | no data | BFW | PD-061B | no data | no data | Water | 0.75" | no data
no data | 02-VBFW223 | no data | no data | no data | INSTRUMENT ISOLATION | no data | BFW | PD-061B | no data | no data | Water | 0.75" | no data
no data | 02-VBFW224 | no data | no data | no data | INSTRUMENT ISOLATION | no data | BFW | PD-061B | no data | no data | Water | 0.75" | no data
no data | 02-VBFW225 | no data | no data | no data | INSTRUMENT ISOLATION | no data | BFW | PD-061B | no data | no data | Water | 0.75" | no data
no data | 02-VBFW226 | no data | no data | no data | INSTRUMENT ISOLATION | no data | BFW | PD-061B | no data | no data | Water | 0.75" | no data
no data | 02-VBFW227 | no data | no data | no data | VENT VALVE | no data | BFW | PD-061B | no data | no data | Water | 0.75" | no data
no data | 02-VBFW228 | no data | no data | no data | VENT VALVE | no data | BFW | PD-061B | no data | no data | Water | 0.75" | no data
no data | 02-VBFW229 | no data | no data | no data | BFP B HP DISCHARGE CHECK | no data | BFW | PD-061B | no data | no data | Water | 10" | no data
no data | 02-VBFW230 | no data | no data | no data | VENT VALVE | no data | BFW | PD-061B | no data | no data | Water | 0.75" | no data
no data | 02-VBFW231 | no data | no data | no data | VENT VALVE | no data | BFW | PD-061B | no data | no data | Water | 0.75" | no data
no data | 02-VBFW232 | no data | no data | no data | BFP B MIN RECIRC STRAINER ISOLATION | no data | BFW | PD-061B | no data | no data | Water | 6" | no data
no data | 02-VBFW233 | no data | no data | no data | STRAINER DRAIN | no data | BFW | PD-061B | no data | no data | Water | 1.5" | no data
no data | 02-VBFW234 | no data | no data | no data | STRAINER DRAIN | no data | BFW | PD-061B | no data | no data | Water | 1.5" | no data
no data | 02-VBFW235 | no data | no data | no data | DRAIN VALVE | no data | BFW | PD-061B | no data | no data | Water | 0.75" | no data
no data | 02-VBFW236 | no data | no data | no data | DRAIN VALVE | no data | BFW | PD-061B | no data | no data | Water | 0.75" | no data
no data | 02-VBFW237 | no data | no data | no data | DRAIN VALVE | no data | BFW | PD-061B | no data | no data | Water | 1" | no data
no data | 02-VBFW238 | no data | no data | no data | DRAIN VALVE | no data | BFW | PD-061B | no data | no data | Water | 1" | no data
no data | 02-VBFW239 | no data | no data | no data | BFP B MIN RECIRC ACC ISOLATION | no data | BFW | PD-061B | no data | no data | Water | 6" | no data
no data | 02-VBFW240 | no data | no data | no data | DRAIN VALVE | no data | BFW | PD-020B | no data | no data | Water | 0.75" | no data
no data | 02-VBFW241 | no data | no data | no data | DRAIN VALVE | no data | BFW | PD-020B | no data | no data | Water | 0.75" | no data
no data | 02-VBFW242 | no data | no data | no data | INSTRUMENT ISOLATION | no data | BFW | PD-020B | no data | no data | Water | 0.75" | no data
no data | 02-VBFW243 | no data | no data | no data | INSTRUMENT ISOLATION | no data | BFW | PD-020B | no data | no data | Water | 0.75" | no data
no data | 02-VBFW244 | no data | no data | no data | INSTRUMENT ISOLATION | no data | BFW | PD-020B | no data | no data | Water | 0.75" | no data
no data | 02-VBFW245 | no data | no data | no data | INSTRUMENT ISOLATION | no data | BFW | PD-020B | no data | no data | Water | 0.75" | no data
no data | 02-VBFW246 | no data | no data | no data | VENT VALVE | no data | BFW | PD-020B | no data | no data | Water | 1" | no data
no data | 02-VBFW247 | no data | no data | no data | VENT VALVE | no data | BFW | PD-020B | no data | no data | Water | 1" | no data
no data | 02-VBFW248 | no data | no data | no data | VENT VALVE | no data | BFW | PD-020B | no data | no data | Water | 1" | no data
no data | 02-VBFW249 | no data | no data | no data | VENT VALVE | no data | BFW | PD-020B | no data | no data | Water | 1" | no data
no data | 02-VBFW250 | no data | no data | no data | INSTRUMENT ISOLATION | no data | BFW | PD-062B | no data | no data | Water | 0.75" | no data
no data | 02-VBFW251 | no data | no data | no data | INSTRUMENT ISOLATION | no data | BFW | PD-062B | no data | no data | Water | 0.75" | no data
no data | 02-VBFW252 | no data | no data | no data | INSTRUMENT ISOLATION | no data | BFW | PD-062B | no data | no data | Water | 0.75" | no data
no data | 02-VBFW253 | no data | no data | no data | INSTRUMENT ISOLATION | no data | BFW | PD-062B | no data | no data | Water | 0.75" | no data
no data | 02-VBFW254 | no data | no data | no data | INSTRUMENT ISOLATION | no data | BFW | PD-061B | no data | no data | Water | 0.75" | no data
no data | 02-VBFW255 | no data | no data | no data | INSTRUMENT ISOLATION | no data | BFW | PD-061B | no data | no data | Water | 0.75" | no data
no data | 02-VBFW256 | no data | no data | no data | INSTRUMENT ISOLATION | no data | BFW | PD-061B | no data | no data | Water | 0.75" | no data
no data | 02-VBFW257 | no data | no data | no data | INSTRUMENT ISOLATION | no data | BFW | PD-061B | no data | no data | Water | 0.75" | no data
no data | 02-VBFW258 | no data | no data | no data | INSTRUMENT ISOLATION | no data | BFW | PD-061B | no data | no data | Water | 0.75" | no data
no data | 02-VBFW259 | no data | no data | no data | INSTRUMENT ISOLATION | no data | BFW | PD-061B | no data | no data | Water | 0.75" | no data
no data | 02-VBFW260 | no data | no data | no data | INSTRUMENT ISOLATION | no data | BFW | PD-061B | no data | no data | Water | 0.75" | no data
no data | 02-VBFW261 | no data | no data | no data | INSTRUMENT ISOLATION | no data | BFW | PD-061B | no data | no data | Water | 0.75" | no data
no data | 02-VBFW262 | no data | no data | no data | INSTRUMENT ISOLATION | no data | BFW | PD-064B | no data | no data | Water | 0.75" | no data
no data | 02-VBFW263 | no data | no data | no data | BFP SUCTION FROM LPEC BYPASS CHECK | no data | BFW | PD-060B | no data | no data | Water | 8" | no data
no data | 02-VBFW264 | no data | no data | no data | BFP SUCTION ISOLATION FROM LPEC BYPASS | no data | BFW | PD-060B | no data | no data | Water | 8" | no data
no data | 02-VBFW265 | no data | no data | no data | BFP A SUCTION ISOLATION | no data | BFW | PD-060B | no data | no data | Water | 12" | no data
no data | 02-VBFW266 | no data | no data | no data | BFP B SUCTION ISOLATION | no data | BFW | PD-060B | no data | no data | Water | 12" | no data
no data | 02-VBFW267 | no data | no data | no data | DRAIN VALVE | no data | BFW | PD-061B | no data | no data | Water | 0.75" | no data
no data | 02-VBFW269 | no data | no data | no data | BFP A IP DISCHARGE ISOLATION | no data | BFW | PD-060B | no data | no data | Water | 6" | no data
no data | 02-VBFW270 | no data | no data | no data | BFP B IP DISCHARGE ISOLATION | no data | BFW | PD-060B | no data | no data | Water | 6" | no data
no data | 02-VBFW271 | no data | no data | no data | BFP A HP DISCHARGE ISOLATION | no data | BFW | PD-061B | no data | no data | Water | 10" | no data
no data | 02-VBFW272 | no data | no data | no data | BFP B HP DISCHARGE ISOLATION | no data | BFW | PD-061B | no data | no data | Water | 10" | no data
no data | 02-VBFW273 | no data | no data | no data | INSTRUMENT ISOLATION | no data | BFW | PD-064B | no data | no data | Water | 0.75" | no data
no data | 02-VBFW274 | no data | no data | no data | INSTRUMENT ISOLATION | no data | BFW | PD-064B | no data | no data | Water | 0.75" | no data
no data | 02-VBFW275 | no data | no data | no data | INSTRUMENT ISOLATION | no data | BFW | PD-064B | no data | no data | Water | 0.75" | no data
no data | 02-VBFW276 | no data | no data | no data | INSTRUMENT ISOLATION | no data | BFW | PD-064B | no data | no data | Water | 0.75" | no data
no data | 02-VBFW277 | no data | no data | no data | VENT VALVE | no data | BFW | PD-064B | no data | no data | Water | 0.75" | no data
no data | 02-VBFW278 | no data | no data | no data | INSTRUMENT ISOLATION | no data | BFW | PD-064B | no data | no data | Water | 0.75" | no data
no data | 02-VBFW279 | no data | no data | no data | INSTRUMENT ISOLATION | no data | BFW | PD-064B | no data | no data | Water | 0.75" | no data
no data | 02-VBFW280 | no data | no data | no data | INSTRUMENT ISOLATION | no data | BFW | PD-064B | no data | no data | Water | 0.75" | no data
no data | 02-VBFW281 | no data | no data | no data | INSTRUMENT ISOLATION | no data | BFW | PD-064B | no data | no data | Water | 0.75" | no data
no data | 02-VBFW282 | no data | no data | no data | INSTRUMENT ISOLATION | no data | BFW | PD-064B | no data | no data | Water | 0.75" | no data
no data | 02-VBFW283 | no data | no data | no data | VENT VALVE | no data | BFW | PD-064B | no data | no data | Water | 0.75" | no data
no data | 02-VBFW284 | no data | no data | no data | INSTRUMENT ISOLATION | no data | BFW | PD-064B | no data | no data | Water | 0.75" | no data
no data | 02-VBFW285 | no data | no data | no data | N2 CONNECTION | no data | BFW | PD-064B | no data | no data | Water | 0.75" | no data
no data | 02-VBFW286 | no data | no data | no data | DRAIN VALVE | no data | BFW | PD-064B | no data | no data | Water | 0.75" | no data
no data | 02-VBFW287 | no data | no data | no data | INSTRUMENT ISOLATION | no data | BFW | PD-064B | no data | no data | Water | 0.75" | no data
no data | 02-VBFW288 | no data | no data | no data | INSTRUMENT ISOLATION | no data | BFW | PD-064B | no data | no data | Water | 0.75" | no data
no data | 02-VBFW289 | no data | no data | no data | DRAIN VALVE | no data | BFW | PD-064B | no data | no data | Water | 0.75" | no data
no data | 02-VBFW290 | no data | no data | no data | FGH OUTLET RECIRC CV ISOLATION | no data | BFW | PD-064B | no data | no data | Water | 4" | no data
no data | 02-VBFW291 | no data | no data | no data | DRAIN VALVE | no data | BFW | PD-064B | no data | no data | Water | 0.75" | no data
no data | 02-VBFW292 | no data | no data | no data | STRAINER DRAIN | no data | BFW | PD-064B | no data | no data | Water | 0.75" | no data
no data | 02-VBFW293 | no data | no data | no data | INSTRUMENT ISOLATION | no data | BFW | PD-064B | no data | no data | Water | 0.75" | no data
no data | 02-VBFW294 | no data | no data | no data | DRAIN VALVE | no data | BFW | PD-063B | no data | no data | Water | 0.75" | no data
no data | 02-VBFW295 | no data | no data | no data | INSTRUMENT ISOLATION | no data | BFW | PD-063B | no data | no data | Water | 0.75" | no data
no data | 02-VBFW296 | no data | no data | no data | INSTRUMENT ISOLATION | no data | BFW | PD-063B | no data | no data | Water | 0.75" | no data
no data | 02-VBFW297 | no data | no data | no data | INSTRUMENT ISOLATION | no data | BFW | PD-063B | no data | no data | Water | 0.75" | no data
no data | 02-VBFW298 | no data | no data | no data | INSTRUMENT ISOLATION | no data | BFW | PD-063B | no data | no data | Water | 0.75" | no data
no data | 02-VBFW299 | no data | no data | no data | INSTRUMENT ISOLATION | no data | BFW | PD-063B | no data | no data | Water | 0.75" | no data
no data | 02-VBFW300 | no data | no data | no data | CT TCA COOLER BFW INLET ISOLATION | no data | BFW | PD-063B | no data | no data | Water | 6" | no data
no data | 02-VBFW301 | no data | no data | no data | DRAIN VALVE | no data | BFW | PD-063B | no data | no data | Water | 0.75" | no data
no data | 02-VBFW302 | no data | no data | no data | DRAIN VALVE | no data | BFW | PD-063B | no data | no data | Water | 0.75" | no data
no data | 02-VBFW303 | no data | no data | no data | DRAIN VALVE | no data | BFW | PD-063B | no data | no data | Water | 0.75" | no data
no data | 02-VBFW304 | no data | no data | no data | DRAIN VALVE | no data | BFW | PD-063B | no data | no data | Water | 0.75" | no data
no data | 02-VBFW305 | no data | no data | no data | DRAIN VALVE | no data | BFW | PD-063B | no data | no data | Water | 0.75" | no data
no data | 02-VBFW306 | no data | no data | no data | CT TCA COOLER BFW OUTLET ISOLATION | no data | BFW | PD-063B | no data | no data | Water | 6" | no data
no data | 02-VBFW307 | no data | no data | no data | INSTRUMENT ISOLATION | no data | BFW | PD-063B | no data | no data | Water | 0.75" | no data
no data | 02-VBFW308 | no data | no data | no data | INSTRUMENT ISOLATION | no data | BFW | PD-063B | no data | no data | Water | 0.75" | no data
no data | 02-VBFW309 | no data | no data | no data | INSTRUMENT ISOLATION | no data | BFW | PD-063B | no data | no data | Water | 0.75" | no data
no data | 02-VBFW310 | no data | no data | no data | INSTRUMENT ISOLATION | no data | BFW | PD-063B | no data | no data | Water | 0.75" | no data
no data | 02-VBFW311 | no data | no data | no data | INSTRUMENT ISOLATION | no data | BFW | PD-063B | no data | no data | Water | 0.75" | no data
no data | 02-VBFW312 | no data | no data | no data | INSTRUMENT ISOLATION | no data | BFW | PD-063B | no data | no data | Water | 0.75" | no data
no data | 02-VBFW313 | no data | no data | no data | INSTRUMENT ISOLATION | no data | BFW | PD-063B | no data | no data | Water | 0.75" | no data
no data | 02-VBFW314 | no data | no data | no data | INSTRUMENT ISOLATION | no data | BFW | PD-063B | no data | no data | Water | 0.75" | no data
no data | 02-VBFW315 | no data | no data | no data | INSTRUMENT ISOLATION | no data | BFW | PD-063B | no data | no data | Water | 0.75" | no data
no data | 02-VBFW316 | no data | no data | no data | INSTRUMENT ISOLATION | no data | BFW | PD-063B | no data | no data | Water | 0.75" | no data
no data | 02-VBFW317 | no data | no data | no data | INSTRUMENT ISOLATION | no data | BFW | PD-063B | no data | no data | Water | 0.75" | no data
no data | 02-VBFW318 | no data | no data | no data | INSTRUMENT ISOLATION | no data | BFW | PD-063B | no data | no data | Water | 0.75" | no data
no data | 02-VBFW319 | no data | no data | no data | CRH LETDOWN SPRAY ISOLATION | no data | BFW | PD-124B | no data | no data | Water | 1" | no data
no data | 02-VBFW320 | no data | no data | no data | INSTRUMENT ISOLATION | no data | BFW | PD-063B | no data | no data | Water | 0.75" | no data
no data | 02-VBFW321 | no data | no data | no data | INSTRUMENT ISOLATION | no data | BFW | PD-063B | no data | no data | Water | 0.75" | no data
no data | 02-VBFW322 | no data | no data | no data | VENT VALVE | no data | BFW | PD-063B | no data | no data | Water | 0.75" | no data
no data | 02-VBFW323 | no data | no data | no data | VENT VALVE | no data | BFW | PD-063B | no data | no data | Water | 0.75" | no data
no data | 02-VBFW324 | no data | no data | no data | VENT VALVE | no data | BFW | PD-063B | no data | no data | Water | 0.75" | no data
no data | 02-VBFW325 | no data | no data | no data | VENT VALVE | no data | BFW | PD-063B | no data | no data | Water | 0.75" | no data
no data | 02-VBFW326 | no data | no data | no data | INSTRUMENT ISOLATION | no data | BFW | PD-063B | no data | no data | Water | 0.75" | no data
no data | 02-VBFW327 | no data | no data | no data | INSTRUMENT ISOLATION | no data | BFW | PD-063B | no data | no data | Water | 0.75" | no data
no data | 02-VBFW328 | no data | no data | no data | DRAIN VALVE | no data | BFW | PD-063B | no data | no data | Water | 0.75" | no data
no data | 02-VBFW329 | no data | no data | no data | DRAIN VALVE | no data | BFW | PD-063B | no data | no data | Water | 0.75" | no data
no data | 02-VBFW330 | no data | no data | no data | CT TCA COOLER BFW ISOLATION TO RECIRC | no data | BFW | PD-063B | no data | no data | Water | 6" | no data
no data | 02-VBFW331 | no data | no data | no data | VENT VALVE | no data | BFW | PD-063B | no data | no data | Water | 0.75" | no data
no data | 02-VBFW332 | no data | no data | no data | VENT VALVE | no data | BFW | PD-063B | no data | no data | Water | 0.75" | no data
no data | 02-VBFW333 | no data | no data | no data | DRAIN VALVE | no data | BFW | PD-063B | no data | no data | Water | 0.75" | no data
no data | 02-VBFW334 | no data | no data | no data | DRAIN VALVE | no data | BFW | PD-063B | no data | no data | Water | 0.75" | no data
no data | 02-VBFW335 | no data | no data | no data | DRAIN VALVE | no data | BFW | PD-063B | no data | no data | Water | 0.75" | no data
no data | 02-VBFW336 | no data | no data | no data | DRAIN VALVE | no data | BFW | PD-063B | no data | no data | Water | 0.75" | no data
no data | 02-VBFW337 | no data | no data | no data | DRAIN VALVE | no data | BFW | PD-061B | no data | no data | Water | 0.75" | no data
no data | 02-VBFW338 | no data | no data | no data | DRAIN VALVE | no data | BFW | PD-061B | no data | no data | Water | 0.75" | no data
no data | 02-VBFW339 | no data | no data | no data | CT TCA COOLER RECIRC ACC ISOLATION | no data | BFW | PD-063B | no data | no data | Water | 6" | no data
no data | 02-VBFW340 | no data | no data | no data | INSTRUMENT ISOLATION | no data | BFW | PD-064B | no data | no data | Water | 0.75" | no data
no data | 02-VBFW341 | no data | no data | no data | INSTRUMENT ISOLATION | no data | BFW | PD-064B | no data | no data | Water | 0.75" | no data
no data | 02-VBFW342 | no data | no data | no data | INSTRUMENT ISOLATION | no data | BFW | PD-064B | no data | no data | Water | 0.75" | no data
no data | 02-VBFW343 | no data | no data | no data | INSTRUMENT ISOLATION | no data | BFW | PD-064B | no data | no data | Water | 0.75" | no data
no data | 02-VBFW344 | no data | no data | no data | FG HX AUTOMATIC BLOCK VALVE ISOLATION | no data | BFW | PD-064B | no data | no data | Water | 4" | no data
no data | 02-VBFW345 | no data | no data | no data | FG HX AUTOMATIC BLOCK VALVE ISOLATION | no data | BFW | PD-064B | no data | no data | Water | 4" | no data
no data | 02-VBFW346 | no data | no data | no data | FG HX WARMING VALVE ISOLATION | no data | BFW | PD-064B | no data | no data | Water | 1" | no data
no data | 02-VBFW347 | no data | no data | no data | FG HX WARMING VALVE ISOLATION | no data | BFW | PD-064B | no data | no data | Water | 1" | no data
no data | 02-VBFW348 | no data | no data | no data | N2 PURGE CONNECTION | no data | BFW | PD-064B | no data | no data | Water | 0.75" | no data
no data | 02-VBFW349 | no data | no data | no data | VENT VALVE | no data | BFW | PD-064B | no data | no data | Water | 0.75" | no data
no data | 02-VBFW350 | no data | no data | no data | FG HX BFW UPSTREAM ISOLATION | no data | BFW | PD-064B | no data | no data | Water | 4" | no data
no data | 02-VBFW351 | no data | no data | no data | DRAIN VALVE | no data | BFW | PD-064B | no data | no data | Water | 0.75" | no data
no data | 02-VBFW352 | no data | no data | no data | FG HX BFW UPSTREAM ISOLATION | no data | BFW | PD-064B | no data | no data | Water | 4" | no data
no data | 02-VBFW353 | no data | no data | no data | FG HX LEAK DETECTION VENT | no data | BFW | PD-064B | no data | no data | Water | 0.75" | no data
no data | 02-VBFW354 | no data | no data | no data | INSTRUMENT ISOLATION | no data | BFW | PD-064B | no data | no data | Water | 0.75" | no data
no data | 02-VBFW355 | no data | no data | no data | INSTRUMENT ISOLATION | no data | BFW | PD-064B | no data | no data | Water | 0.75" | no data
no data | 02-VBFW356 | no data | no data | no data | INSTRUMENT ISOLATION | no data | BFW | PD-064B | no data | no data | Water | 0.75" | no data
no data | 02-VBFW357 | no data | no data | no data | INSTRUMENT ISOLATION | no data | BFW | PD-064B | no data | no data | Water | 0.75" | no data
no data | 02-VBFW359 | no data | no data | no data | INSTRUMENT ISOLATION | no data | BFW | PD-064B | no data | no data | Water | 0.75" | no data
no data | 02-VBFW360 | no data | no data | no data | DRAIN VALVE | no data | BFW | PD-064B | no data | no data | Water | 0.75" | no data
no data | 02-VBFW361 | no data | no data | no data | FG HX RECIRC ISOLATION | no data | BFW | PD-064B | no data | no data | Water | 4" | no data
no data | 02-VBFW362 | no data | no data | no data | DRAIN VALVE | no data | BFW | PD-034B | no data | no data | Water | 0.75" | no data
no data | 02-VBFW363 | no data | no data | no data | DRAIN VALVE | no data | BFW | PD-034B | no data | no data | Water | 0.75" | no data
no data | 02-VBFW364 | no data | no data | no data | DRAIN VALVE | no data | BFW | PD-064B | no data | no data | Water | 0.75" | no data
no data | 02-VBFW365 | no data | no data | no data | DRAIN VALVE | no data | BFW | PD-061B | no data | no data | Water | 0.75" | no data
no data | 02-VBFW366 | no data | no data | no data | DRAIN VALVE | no data | BFW | PD-064B | no data | no data | Water | 0.75" | no data
no data | 02-VBFW367 | no data | no data | no data | FG HX OUTLET ISOLATION TO CND | no data | BFW | PD-064B | no data | no data | Water | 4" | no data
no data | 02-VBFW368 | no data | no data | no data | FG HX OUTLET TO CND CHECK | no data | BFW | PD-064B | no data | no data | Water | 4" | no data
no data | 02-VBFW369 | no data | no data | no data | FG HX LEAK DETECTION VENT | no data | BFW | PD-064B | no data | no data | Water | 0.75" | no data
no data | 02-VBFW370 | no data | no data | no data | INSTRUMENT ISOLATION | no data | BFW | PD-064B | no data | no data | Water | 0.75" | no data
no data | 02-VBFW371 | no data | no data | no data | INSTRUMENT ISOLATION | no data | BFW | PD-064B | no data | no data | Water | 0.75" | no data
no data | 02-VBFW372 | no data | no data | no data | INSTRUMENT ISOLATION | no data | BFW | PD-064B | no data | no data | Water | 0.75" | no data
no data | 02-VBFW373 | no data | no data | no data | INSTRUMENT ISOLATION | no data | BFW | PD-064B | no data | no data | Water | 0.75" | no data
no data | 02-VBFW374 | no data | no data | no data | HPS TA SPRAY SUPPLY CHECK | no data | BFW | PD-020B | no data | no data | Water | 3" | no data
no data | 02-VBFW375 | no data | no data | no data | HPS TA SPRAY STRAINER ISOLATION | no data | BFW | PD-020B | no data | no data | Water | 3" | no data
no data | 02-VBFW376 | no data | no data | no data | HPS TA SPRAY STRAINER ISOLATION | no data | BFW | PD-020B | no data | no data | Water | 3" | no data
no data | 02-VBFW377 | no data | no data | no data | DRAIN VALVE | no data | BFW | PD-020B | no data | no data | Water | 1" | no data
no data | 02-VBFW378 | no data | no data | no data | INSTRUMENT ISOLATION | no data | BFW | PD-020B | no data | no data | Water | 0.5" | no data
no data | 02-VBFW379 | no data | no data | no data | FG HX OUTLET RECIRC CV OUTLET ISOLATION | no data | BFW | PD-064B | no data | no data | Water | 4" | no data
no data | 02-VBFW380 | no data | no data | no data | STRAINER DRAIN | no data | BFW | PD-020B | no data | no data | Water | 1" | no data
no data | 02-VBFW381 | no data | no data | no data | DRAIN VALVE | no data | BFW | PD-061B | no data | no data | Water | 0.75" | no data
no data | 02-VBFW382 | no data | no data | no data | DRAIN VALVE | no data | BFW | PD-053B | no data | no data | Water | 0.75" | no data
no data | 02-VBFW383 | no data | no data | no data | HPS TA SPRAY STRAINER ISOLATION | no data | BFW | PD-020B | no data | no data | Water | 3" | no data
no data | 02-VBFW384 | no data | no data | no data | INSTRUMENT ISOLATION | no data | BFW | PD-063B | no data | no data | Water | 0.75" | no data
no data | 02-VBFW386 | no data | no data | no data | INSTRUMENT ISOLATION | no data | BFW | PD-063B | no data | no data | Water | 0.75" | no data
no data | 02-VBFW387 | no data | no data | no data | DRAIN VALVE | no data | BFW | PD-020B | no data | no data | Water | 0.75" | no data
no data | 02-VBFW388 | no data | no data | no data | SHARED SPRAY SUPPLY STRAINER ISOLATION | no data | BFW | PD-062B | no data | no data | Water | 6" | no data
no data | 02-VBFW389 | no data | no data | no data | HRH TA SPRAY SUPPLY DRAIN | no data | BFW | PD-034B | no data | no data | Water | 0.75" | no data
no data | 02-VBFW390 | no data | no data | no data | STRAINER DRAIN | no data | BFW | PD-062B | no data | no data | Water | 1" | no data
no data | 02-VBFW391 | no data | no data | no data | SHARED SPRAY SUPPLY STRAINER ISOLATION | no data | BFW | PD-062B | no data | no data | Water | 6" | no data
no data | 02-VBFW392 | no data | no data | no data | HRH TA SPRAY SUPPLY CHECK | no data | BFW | PD-034B | no data | no data | Water | 3" | no data
no data | 02-VBFW402 | no data | no data | no data | DRAIN VALVE | no data | BFW | PD-064B | no data | no data | Water | 0.75" | no data
no data | 02-VBFW403 | no data | no data | no data | DRAIN VALVE | no data | BFW | PD-064B | no data | no data | Water | 0.75" | no data
no data | 02-VBFW404 | no data | no data | no data | INSTRUMENT ISOLATION | no data | BFW | PD-060B | no data | no data | Water | 0.75" | no data
no data | 02-VBFW405 | no data | no data | no data | INSTRUMENT ISOLATION | no data | BFW | PD-060B | no data | no data | Water | 0.75" | no data
no data | 02-VBFW406 | no data | no data | no data | INSTRUMENT ISOLATION | no data | BFW | PD-060B | no data | no data | Water | 0.75" | no data
no data | 02-VBFW407 | no data | no data | no data | INSTRUMENT ISOLATION | no data | BFW | PD-060B | no data | no data | Water | 0.75" | no data
no data | 02-VBFW408 | no data | no data | no data | IP BFW FILL FROM CONDENSATE CHECK | no data | BFW | PD-062B | no data | no data | Water | 2" | no data
no data | 02-VBFW409 | no data | no data | no data | IP BFW FILL FROM CONDENSATE STOP CHECK | no data | BFW | PD-062B | no data | no data | Water | 2" | no data
no data | 02-VBFW410 | no data | no data | no data | IP BFW FILL FROM CONDENSATE BLOCK | no data | BFW | PD-062B | no data | no data | Water | 2" | no data
no data | 02-VBFW411 | no data | no data | no data | STRAINER VENT | no data | BFW | PD-061B | no data | no data | Water | 1.5" | no data
no data | 02-VBFW412 | no data | no data | no data | STRAINER VENT | no data | BFW | PD-061B | no data | no data | Water | 1.5" | no data
no data | 02-VBFW415 | no data | no data | no data | DRAIN VALVE | no data | BFW | PD-061B | no data | no data | Water | 0.75" | no data
no data | 02-VBFW416 | no data | no data | no data | VENT VALVE | no data | BFW | PD-062B | no data | no data | Water | 0.75" | no data
no data | 02-VBFW417 | no data | no data | no data | VENT VALVE | no data | BFW | PD-062B | no data | no data | Water | 0.75" | no data
no data | 02-VBFW422 | no data | no data | no data | DRAIN VALVE | no data | BFW | PD-061B | no data | no data | Water | 0.75" | no data
no data | 02-VBFW423 | no data | no data | no data | DRAIN VALVE | no data | BFW | PD-061B | no data | no data | Water | 0.75" | no data
no data | 02-VBFW424 | no data | no data | no data | INSTRUMENT ISOLATION | no data | BFW | PD-062B | no data | no data | Water | 0.75" | no data
no data | 02-VBFW425 | no data | no data | no data | VENT VALVE | no data | BFW | PD-061B | no data | no data | Water | 0.75" | no data
no data | 02-VBFW426 | no data | no data | no data | VENT VALVE | no data | BFW | PD-061B | no data | no data | Water | 0.75" | no data
no data | 02-VBFW427 | no data | no data | no data | STRAINER VENT | no data | BFW | PD-061B | no data | no data | Water | 1.5" | no data
no data | 02-VBFW428 | no data | no data | no data | STRAINER VENT | no data | BFW | PD-061B | no data | no data | Water | 1.5" | no data
no data | 02-VBFW429 | no data | no data | no data | BFW SUCTION LP DRUM SUPPLY CHECK | no data | BFW | PD-060B | no data | no data | Water | 12" | no data
no data | 02-VBFW430 | no data | no data | no data | VENT VALVE | no data | BFW | PD-060B | no data | no data | Water | 0.75" | no data
no data | 02-VBFW431 | no data | no data | no data | INSTRUMENT ISOLATION | no data | BFW | PD-124B | no data | no data | Water | 0.75" | no data
no data | 02-VBFW432 | no data | no data | no data | INSTRUMENT ISOLATION | no data | BFW | PD-124B | no data | no data | Water | 0.75" | no data
no data | 02-VBFW433 | no data | no data | no data | IP BFW TO CRH LETDOWN SPRAY ISOLATION | no data | BFW | PD-124B | no data | no data | Water | 1" | no data
no data | 02-VBFW434 | no data | no data | no data | IP BFW TO CRH LETDOWN SPRAY ISOLATION | no data | BFW | PD-124B | no data | no data | Water | 1" | no data
no data | 02-VBFW435 | no data | no data | no data | INSTRUMENT ISOLATION | no data | BFW | PD-063B | no data | no data | Water | 0.75" | no data
no data | 02-VBFW436 | no data | no data | no data | DRAIN VALVE | no data | BFW | PD-124B | no data | no data | Water | 0.75" | no data
no data | 02-VBFW437 | no data | no data | no data | DRAIN VALVE | no data | BFW | PD-124B | no data | no data | Water | 0.75" | no data
no data | 02-VBFW438 | no data | no data | no data | INSTRUMENT ISOLATION | no data | BFW | PD-062B | no data | no data | Water | 0.75" | no data
no data | 02-VBFW439 | no data | no data | no data | INSTRUMENT ISOLATION | no data | BFW | PD-064B | no data | no data | Water | 0.75" | no data
no data | 02-VBFW440 | no data | no data | no data | STRAINER VENT | no data | BFW | PD-064B | no data | no data | Water | 0.75" | no data
no data | 02-VBFW441 | no data | no data | no data | STRAINER VENT | no data | BFW | PD-064B | no data | no data | Water | 0.75" | no data
no data | 02-VBFW442 | no data | no data | no data | INSTRUMENT ISOLATION | no data | BFW | PD-064B | no data | no data | Water | 0.75" | no data
no data | 02-VBFW443 | no data | no data | no data | INSTRUMENT ISOLATION | no data | BFW | PD-064B | no data | no data | Water | 0.75" | no data
no data | 02-VBFW444 | no data | no data | no data | INSTRUMENT ISOLATION | no data | BFW | PD-064B | no data | no data | Water | 0.75" | no data
no data | 02-VBFW445 | no data | no data | no data | INSTRUMENT ISOLATION | no data | BFW | PD-064B | no data | no data | Water | 0.75" | no data
no data | 02-VBFW447 | no data | no data | no data | DRAIN VALVE | no data | BFW | PD-124B | no data | no data | Water | 0.75" | no data
no data | 02-VBFW448 | no data | no data | no data | DRAIN VALVE | no data | BFW | PD-124B | no data | no data | Water | 0.75" | no data
no data | 02-VBFW449 | no data | no data | no data | DRAIN VALVE | no data | BFW | PD-064B | no data | no data | Water | 0.75" | no data
no data | 02-VBFW450 | no data | no data | no data | DRAIN VALVE | no data | BFW | PD-064B | no data | no data | Water | 0.75" | no data
no data | 02-VBFW451 | no data | no data | no data | DRAIN VALVE | no data | BFW | PD-124B | no data | no data | Water | 0.75" | no data
no data | 02-VBFW452 | no data | no data | no data | DRAIN VALVE | no data | BFW | PD-124B | no data | no data | Water | 0.75" | no data
no data | 02-VBFW453 | no data | no data | no data | DRAIN VALVE | no data | BFW | PD-124B | no data | no data | Water | 0.75" | no data
no data | 02-VBFW454 | no data | no data | no data | DRAIN VALVE | no data | BFW | PD-124B | no data | no data | Water | 0.75" | no data
no data | 02-VBFW459 | no data | no data | no data | VENT VALVE | no data | BFW | PD-064B | no data | no data | Water | 0.75" | no data
no data | 02-VBFW460 | no data | no data | no data | VENT VALVE | no data | BFW | PD-064B | no data | no data | Water | 0.75" | no data
no data | 02-VBFW461 | no data | no data | no data | DRAIN VALVE | no data | BFW | PD-064B | no data | no data | Water | 0.75" | no data
no data | 02-VBFW462 | no data | no data | no data | DRAIN VALVE | no data | BFW | PD-064B | no data | no data | Water | 0.75" | no data
no data | 02-VBFW503 | no data | no data | no data | STRAINER DRAIN | no data | BFW | PD-020B | no data | no data | Water | 1" | no data
no data | 02-VBFW505 | no data | no data | no data | HPS TA SPRAY SUPPLY ISOLATION | no data | BFW | PD-020B | no data | no data | Water | 3" | no data
no data | 02-VBFW506 | no data | no data | no data | VENT VALVE | no data | BFW | PD-060B | no data | no data | Water | 0.75" | no data
no data | 02-VBFW509 | no data | no data | no data | STRAINER DRAIN | no data | BFW | PD-020B | no data | no data | Water | 1" | no data
no data | 02-VBFW513 | no data | no data | no data | HPS BYPASS SPRAY SUPPLY ISOLATION | no data | BFW | PD-020B | no data | no data | Water | 3" | no data
no data | 02-VBFW519 | no data | no data | no data | INSTRUMENT ISOLATION | no data | BFW | PD-020B | no data | no data | Water | 0.5" | no data
no data | 02-VBFW521 | no data | no data | no data | HPS TA SPRAY STRAINER ISOLATION | no data | BFW | PD-020B | no data | no data | Water | 3" | no data
no data | 02-VBFW523 | no data | no data | no data | HPS TA SPRAY STRAINER ISOLATION | no data | BFW | PD-020B | no data | no data | Water | 3" | no data
no data | 02-VBFW525 | no data | no data | no data | HPS TA SPRAY STRAINER ISOLATION | no data | BFW | PD-020B | no data | no data | Water | 3" | no data
no data | 02-VBFW529 | no data | no data | no data | DRAIN VALVE | no data | BFW | PD-020B | no data | no data | Water | 0.75" | no data
no data | 02-VBFW531 | no data | no data | no data | HPS TA SPRAY SUPPLY ISOLATION | no data | BFW | PD-020B | no data | no data | Water | 3" | no data
no data | 02-VBFW532 | no data | no data | no data | STRAINER VENT | no data | BFW | PD-063B | no data | no data | Water | 0.75" | no data
no data | 02-VBFW539 | no data | no data | no data | HPS BYPASS SPRAY SUPPLY CHECK | no data | BFW | PD-020B | no data | no data | Water | 3" | no data
no data | 02-VBFW545 | no data | no data | no data | DRAIN VALVE | no data | BFW | PD-020B | no data | no data | Water | 0.75" | no data
no data | 02-VBFW547 | no data | no data | no data | DRAIN VALVE | no data | BFW | PD-020B | no data | no data | Water | 0.75" | no data
no data | 02-VBFW549 | no data | no data | no data | HPS TA SPRAY STRAINER ISOLATION | no data | BFW | PD-020B | no data | no data | Water | 3" | no data
no data | 02-VBFW551 | no data | no data | no data | DRAIN VALVE | no data | BFW | PD-020B | no data | no data | Water | 0.75" | no data
no data | 02-VBFW553 | no data | no data | no data | DRAIN VALVE | no data | BFW | PD-020B | no data | no data | Water | 0.75" | no data
no data | 02-VBFW555 | no data | no data | no data | HPS TA SPRAY STRAINER ISOLATION | no data | BFW | PD-020B | no data | no data | Water | 3" | no data
no data | 02-VBFW557 | no data | no data | no data | DRAIN VALVE | no data | BFW | PD-020B | no data | no data | Water | 0.75" | no data
no data | 02-VBFW567 | no data | no data | no data | VENT VALVE | no data | BFW | PD-020B | no data | no data | Water | 0.75" | no data
no data | 02-VBFW569 | no data | no data | no data | VENT VALVE | no data | BFW | PD-020B | no data | no data | Water | 0.75" | no data
no data | 02-VBFW570 | no data | no data | no data | ISOLATION TO CRH LETDOWN ATTEMPERATORS | no data | BFW | PD-124B | no data | no data | Water | 1" | no data
no data | 02-VBFW571 | no data | no data | no data | ISOLATION TO CRH LETDOWN ATTEMPERATORS | no data | BFW | PD-124B | no data | no data | Water | 1" | no data
no data | 02-VBFW572 | no data | no data | no data | DRAIN VALVE | no data | BFW | PD-124B | no data | no data | Water | 0.75" | no data
no data | 02-VBFW573 | no data | no data | no data | DRAIN VALVE | no data | BFW | PD-124B | no data | no data | Water | 0.75" | no data
no data | 02-VBFW574 | no data | no data | no data | ISOLATION TO HRH TA SPRAY | no data | BFW | PD-062B | no data | no data | Water | 3" | no data
no data | 02-VBFW575 | no data | no data | no data | ISOLATION TO HRH TA SPRAY | no data | BFW | PD-062B | no data | no data | Water | 3" | no data
no data | 02-VBFW576 | no data | no data | no data | DRAIN VALVE | no data | BFW | PD-062B | no data | no data | Water | 0.75" | no data
no data | 02-VBFW577 | no data | no data | no data | DRAIN VALVE | no data | BFW | PD-062B | no data | no data | Water | 0.75" | no data
no data | 02-VBFW578 | no data | no data | no data | VENT VALVE | no data | BFW | PD-064B | no data | no data | Water | 0.75" | no data
no data | 02-VBFW579 | no data | no data | no data | VENT VALVE | no data | BFW | PD-064B | no data | no data | Water | 0.75" | no data
no data | 02-VBFW600 | no data | no data | no data | VENT VALVE | no data | BFW | PD-064B | no data | no data | Water | 0.75" | no data
no data | 02-VBFW601 | no data | no data | no data | VENT VALVE | no data | BFW | PD-064B | no data | no data | Water | 0.75" | no data
no data | 02-VBFW602 | no data | no data | no data | DRAIN VALVE | no data | BFW | PD-064B | no data | no data | Water | 0.75" | no data
no data | 02-VBFW603 | no data | no data | no data | DRAIN VALVE | no data | BFW | PD-064B | no data | no data | Water | 0.75" | no data
no data | 02-VBFW604 | no data | no data | no data | VENT VALVE | no data | BFW | PD-061B | no data | no data | Water | 0.75" | no data
no data | 02-VBFW605 | no data | no data | no data | VENT VALVE | no data | BFW | PD-061B | no data | no data | Water | 0.75" | no data
no data | 02-VBFW606 | no data | no data | no data | VENT VALVE | no data | BFW | PD-061B | no data | no data | Water | 0.75" | no data
no data | 02-VBFW607 | no data | no data | no data | VENT VALVE | no data | BFW | PD-061B | no data | no data | Water | 0.75" | no data
no data | 02-VBFW608 | no data | no data | no data | VENT VALVE | no data | BFW | PD-061B | no data | no data | Water | 0.75" | no data
no data | 02-VBFW609 | no data | no data | no data | VENT VALVE | no data | BFW | PD-061B | no data | no data | Water | 0.75" | no data
no data | 02-VBFW610 | no data | no data | no data | DRAIN VALVE | no data | BFW | PD-063B | no data | no data | Water | 0.75" | no data
no data | 02-VBFW611 | no data | no data | no data | DRAIN VALVE | no data | BFW | PD-063B | no data | no data | Water | 0.75" | no data
no data | 02-VBFW612 | no data | no data | no data | VENT VALVE | no data | BFW | PD-020B | no data | no data | Water | 0.75" | no data
no data | 02-VBFW613 | no data | no data | no data | VENT VALVE | no data | BFW | PD-020B | no data | no data | Water | 0.75" | no data
no data | 02-VBFW614 | no data | no data | no data | VENT VALVE | no data | BFW | PD-063B | no data | no data | Water | 0.75" | no data
no data | 02-VBFW615 | no data | no data | no data | VENT VALVE | no data | BFW | PD-063B | no data | no data | Water | 0.75" | no data
no data | 02-VBFW616 | no data | no data | no data | DRAIN VALVE | no data | BFW | PD-064B | no data | no data | Water | 0.75" | no data
no data | 02-VBFW617 | no data | no data | no data | DRAIN VALVE | no data | BFW | PD-064B | no data | no data | Water | 0.75" | no data
no data | 02-VBFW618 | no data | no data | no data | VENT VALVE | no data | BFW | PD-034B | no data | no data | Water | 0.75" | no data
no data | 02-VBFW619 | no data | no data | no data | VENT VALVE | no data | BFW | PD-034B | no data | no data | Water | 0.75" | no data
no data | 02-VBFW622 | no data | no data | no data | VENT VALVE | no data | BFW | PD-124B | no data | no data | Water | 0.75" | no data
no data | 02-VBFW623 | no data | no data | no data | VENT VALVE | no data | BFW | PD-124B | no data | no data | Water | 0.75" | no data
no data | 02-VBFW624 | no data | no data | no data | VENT VALVE | no data | BFW | PD-124B | no data | no data | Water | 0.75" | no data
no data | 02-VBFW625 | no data | no data | no data | VENT VALVE | no data | BFW | PD-124B | no data | no data | Water | 0.75" | no data
no data | 02-VBFW626 | no data | no data | no data | DRAIN VALVE | no data | BFW | PD-124B | no data | no data | Water | 0.75" | no data
no data | 02-VBFW627 | no data | no data | no data | DRAIN VALVE | no data | BFW | PD-124B | no data | no data | Water | 0.75" | no data
no data | 02-VBFW628 | no data | no data | no data | DRAIN VALVE | no data | BFW | PD-124B | no data | no data | Water | 0.75" | no data
no data | 02-VBFW629 | no data | no data | no data | DRAIN VALVE | no data | BFW | PD-124B | no data | no data | Water | 0.75" | no data
no data | 02-VBFW630 | no data | no data | no data | INSTRUMENT ISOLATION | no data | BFW | PD-064B | no data | no data | Water | 0.75" | no data
no data | 02-VBFW631 | no data | no data | no data | INSTRUMENT ISOLATION | no data | BFW | PD-064B | no data | no data | Water | 0.75" | no data
no data | 02-VBFW700 | no data | no data | no data | INSTRUMENT ISOLATION | no data | BFW | PD-063B | no data | no data | Water | 0.75" | no data
no data | 02-VBFW701 | no data | no data | no data | INSTRUMENT ISOLATION | no data | BFW | PD-063B | no data | no data | Water | 0.75" | no data
no data | 02-VBFW922 | no data | no data | no data | CTA COOLER BFW OUTLET RECIRC CV ISOLATION | no data | BFW | PD-063B | no data | no data | Water | 6" | no data
no data | 02-VBFW923 | no data | no data | no data | STRAINER VENT | no data | BFW | PD-063B | no data | no data | Water | 0.75" | no data
no data | 02-VBFW924 | no data | no data | no data | INSTRUMENT ISOLATION | no data | BFW | PD-063B | no data | no data | Water | 0.75" | no data
no data | 02-VBFW925 | no data | no data | no data | INSTRUMENT ISOLATION | no data | BFW | PD-063B | no data | no data | Water | 0.75" | no data
no data | 02-VBFW926 | no data | no data | no data | INSTRUMENT ISOLATION | no data | BFW | PD-063B | no data | no data | Water | 0.75" | no data
no data | 02-VBFW927 | no data | no data | no data | INSTRUMENT ISOLATION | no data | BFW | PD-063B | no data | no data | Water | 0.75" | no data
no data | 02-VBFW928 | no data | no data | no data | INSTRUMENT ISOLATION | no data | BFW | PD-063B | no data | no data | Water | 0.75" | no data
no data | 02-VBFW929 | no data | no data | no data | INSTRUMENT ISOLATION | no data | BFW | PD-063B | no data | no data | Water | 0.75" | no data
no data | 02-VBFW933 | no data | no data | no data | INSTRUMENT ISOLATION | no data | BFW | PD-064B | no data | no data | Water | 0.75" | no data
no data | 02-VBFW934 | no data | no data | no data | INSTRUMENT ISOLATION | no data | BFW | PD-064B | no data | no data | Water | 0.75" | no data
no data | 02-VBFW935 | no data | no data | no data | INSTRUMENT ISOLATION | no data | BFW | PD-064B | no data | no data | Water | 0.75" | no data
no data | 02-VBFW936 | no data | no data | no data | INSTRUMENT ISOLATION | no data | BFW | PD-064B | no data | no data | Water | 0.75" | no data
no data | 02-VCCF104 | no data | no data | no data | UNIT 2 ENCLOSURE CONTAINMENT DRAIN ISOLATION VALVE | no data | CCF | PD-520B | no data | no data | 19% Aqueous Ammonia and | 2" | no data
no data | 02-VCCF105 | no data | no data | no data | UNIT 2 CONDENSATE AMMONIA FEED ISOLATION VALVE | no data | CCF | PD-053B | no data | no data | 19% Aqueous Ammonia | 0.375" | no data
no data | 02-VCCW100 | no data | no data | no data | INSTRUMENTATION | no data | CCW | PD-271B | no data | no data | WATER/GLYCOL | 0.75" | no data
no data | 02-VCCW101 | no data | no data | no data | INSTRUMENTATION | no data | CCW | PD-271B | no data | no data | WATER/GLYCOL | 0.75" | no data
no data | 02-VCCW102 | no data | no data | no data | HEAD TANK TO PUMP SUCTION ISOLATION | no data | CCW | PD-270B | no data | no data | WATER/GLYCOL | 2" | no data
no data | 02-VCCW103 | no data | no data | no data | CCW HEAD TANK DRAIN | no data | CCW | PD-270B | no data | no data | WATER/GLYCOL | 2" | no data
no data | 02-VCCW104 | no data | no data | no data | INSTRUMENTATION | no data | CCW | PD-270B | no data | no data | WATER/GLYCOL | 0.75" | no data
no data | 02-VCCW105 | no data | no data | no data | ACHE OUTLET ISOLATION/THROTTLING | no data | CCW | PD-271B | no data | no data | WATER/GLYCOL | 12" | no data
no data | 02-VCCW106 | no data | no data | no data | PUMP SUCTION ISOLATION | no data | CCW | PD-270B | no data | no data | WATER/GLYCOL | 24" | no data
no data | 02-VCCW107 | no data | no data | no data | PUMP DISCHARGE ISOLATION | no data | CCW | PD-270B | no data | no data | WATER/GLYCOL | 24" | no data
no data | 02-VCCW108 | no data | no data | no data | ACHE OUTLET ISOLATION/THROTTLING | no data | CCW | PD-271B | no data | no data | WATER/GLYCOL | 12" | no data
no data | 02-VCCW109 | no data | no data | no data | PUMP DISCHARGE ISOLATION | no data | CCW | PD-270B | no data | no data | WATER/GLYCOL | 24" | no data
no data | 02-VCCW110 | no data | no data | no data | VENT | no data | CCW | PD-271B | no data | no data | WATER/GLYCOL | 0.75" | no data
no data | 02-VCCW111 | no data | no data | no data | VENT | no data | CCW | PD-270B | no data | no data | WATER/GLYCOL | 0.75" | no data
no data | 02-VCCW112 | no data | no data | no data | VENT | no data | CCW | PD-270B | no data | no data | WATER/GLYCOL | 0.75" | no data
no data | 02-VCCW113 | no data | no data | no data | DRAIN | no data | CCW | PD-270B | no data | no data | WATER/GLYCOL | 0.75" | no data
no data | 02-VCCW114 | no data | no data | no data | POT FEEDER INLET ISOLATION | no data | CCW | PD-270B | no data | no data | WATER/GLYCOL | 2" | no data
no data | 02-VCCW115 | no data | no data | no data | INSTRUMENTATION | no data | CCW | PD-270B | no data | no data | WATER/GLYCOL | 0.75" | no data
no data | 02-VCCW116 | no data | no data | no data | INSTRUMENTATION | no data | CCW | PD-272B | no data | no data | WATER/GLYCOL | 0.75" | no data
no data | 02-VCCW117 | no data | no data | no data | DRAIN | no data | CCW | PD-270B | no data | no data | WATER/GLYCOL | 0.75" | no data
no data | 02-VCCW118 | no data | no data | no data | PUMP DISCHARGE CHECK | no data | CCW | PD-270B | no data | no data | WATER/GLYCOL | 24" | no data
no data | 02-VCCW119 | no data | no data | no data | INSTRUMENTATION | no data | CCW | PD-270B | no data | no data | WATER/GLYCOL | 0.75" | no data
no data | 02-VCCW120 | no data | no data | no data | ACHE INLET ISOLATION | no data | CCW | PD-271B | no data | no data | WATER/GLYCOL | 12" | no data
no data | 02-VCCW121 | no data | no data | no data | PUMP SUCTION ISOLATION | no data | CCW | PD-270B | no data | no data | WATER/GLYCOL | 24" | no data
no data | 02-VCCW122 | no data | no data | no data | INSTRUMENTATION | no data | CCW | PD-270B | no data | no data | WATER/GLYCOL | 0.75" | no data
no data | 02-VCCW123 | no data | no data | no data | ACHE INLET ISOLATION | no data | CCW | PD-271B | no data | no data | WATER/GLYCOL | 12" | no data
no data | 02-VCCW124 | no data | no data | no data | VENT | no data | CCW | PD-271B | no data | no data | WATER/GLYCOL | 0.75" | no data
no data | 02-VCCW125 | no data | no data | no data | ACHE OUTLET ISOLATION/THROTTLING | no data | CCW | PD-271B | no data | no data | WATER/GLYCOL | 12" | no data
no data | 02-VCCW126 | no data | no data | no data | BYPASS FOR ACHE BYPASS CV | no data | CCW | PD-270B | no data | no data | WATER/GLYCOL | 24" | no data
no data | 02-VCCW127 | no data | no data | no data | PUMP DISCHARGE CHECK | no data | CCW | PD-270B | no data | no data | WATER/GLYCOL | 24" | no data
no data | 02-VCCW128 | no data | no data | no data | INSTRUMENTATION | no data | CCW | PD-275B | no data | no data | WATER/GLYCOL | 0.75" | no data
no data | 02-VCCW129 | no data | no data | no data | ACHE INLET HEADER ISOLATION | no data | CCW | PD-271B | no data | no data | WATER/GLYCOL | 24" | no data
no data | 02-VCCW130 | no data | no data | no data | INSTRUMENTATION | no data | CCW | PD-270B | no data | no data | WATER/GLYCOL | 2" | no data
no data | 02-VCCW131 | no data | no data | no data | INSTRUMENTATION | no data | CCW | PD-270B | no data | no data | WATER/GLYCOL | 0.75" | no data
no data | 02-VCCW132 | no data | no data | no data | DRAIN | no data | CCW | PD-270B | no data | no data | WATER/GLYCOL | 2" | no data
no data | 02-VCCW133 | no data | no data | no data | POT FEEDER OUTLET ISOLATION/THROTTLING | no data | CCW | PD-270B | no data | no data | WATER/GLYCOL | 2" | no data
no data | 02-VCCW134 | no data | no data | no data | DRAIN | no data | CCW | PD-270B | no data | no data | WATER/GLYCOL | 0.75" | no data
no data | 02-VCCW135 | no data | no data | no data | INSTRUMENTATION | no data | CCW | PD-270B | no data | no data | WATER/GLYCOL | 0.75" | no data
no data | 02-VCCW136 | no data | no data | no data | VENT | no data | CCW | PD-270B | no data | no data | WATER/GLYCOL | 0.75" | no data
no data | 02-VCCW137 | no data | no data | no data | INSTRUMENTATION | no data | CCW | PD-270B | no data | no data | WATER/GLYCOL | 0.75" | no data
no data | 02-VCCW138 | no data | no data | no data | INSTRUMENTATION | no data | CCW | PD-270B | no data | no data | WATER/GLYCOL | 0.75" | no data
no data | 02-VCCW139 | no data | no data | no data | DRAIN | no data | CCW | PD-270B | no data | no data | WATER/GLYCOL | 0.75" | no data
no data | 02-VCCW140 | no data | no data | no data | DRAIN | no data | CCW | PD-270B | no data | no data | WATER/GLYCOL | 0.75" | no data
no data | 02-VCCW141 | no data | no data | no data | DRAIN | no data | CCW | PD-270B | no data | no data | WATER/GLYCOL | 0.75" | no data
no data | 02-VCCW142 | no data | no data | no data | POT FEEDER OUTLET ISOLATION/THROTTLING | no data | CCW | PD-270B | no data | no data | WATER/GLYCOL | 0.75" | no data
no data | 02-VCCW143 | no data | no data | no data | VENT | no data | CCW | PD-271B | no data | no data | WATER/GLYCOL | 0.75" | no data
no data | 02-VCCW144 | no data | no data | no data | ACHE INLET ISOLATION | no data | CCW | PD-271B | no data | no data | WATER/GLYCOL | 12" | no data
no data | 02-VCCW145 | no data | no data | no data | ACHE INLET ISOLATION | no data | CCW | PD-271B | no data | no data | WATER/GLYCOL | 12" | no data
no data | 02-VCCW146 | no data | no data | no data | VENT | no data | CCW | PD-271B | no data | no data | WATER/GLYCOL | 0.75" | no data
no data | 02-VCCW147 | no data | no data | no data | VENT | no data | CCW | PD-275B | no data | no data | WATER/GLYCOL | 0.75" | no data
no data | 02-VCCW148 | no data | no data | no data | ACHE BYPASS CV ISOLATION | no data | CCW | PD-270B | no data | no data | WATER/GLYCOL | 24" | no data
no data | 02-VCCW149 | no data | no data | no data | ACHE BYPASS CV ISOLATION | no data | CCW | PD-270B | no data | no data | WATER/GLYCOL | 24" | no data
no data | 02-VCCW150 | no data | no data | no data | VENT | no data | CCW | PD-271B | no data | no data | WATER/GLYCOL | 0.75" | no data
no data | 02-VCCW151 | no data | no data | no data | DRAIN | no data | CCW | PD-270B | no data | no data | WATER/GLYCOL | 0.75" | no data
no data | 02-VCCW152 | no data | no data | no data | DRAIN | no data | CCW | PD-270B | no data | no data | WATER/GLYCOL | 2" | no data
no data | 02-VCCW153 | no data | no data | no data | SYSTEM BALANCING CV ISOLATION | no data | CCW | PD-270B | no data | no data | WATER/GLYCOL | 16" | no data
no data | 02-VCCW154 | no data | no data | no data | SYSTEM BALANCING CV ISOLATION | no data | CCW | PD-270B | no data | no data | WATER/GLYCOL | 16" | no data
no data | 02-VCCW155 | no data | no data | no data | SYSTEM BALANCING CV BYPASS | no data | CCW | PD-270B | no data | no data | WATER/GLYCOL | 10" | no data
no data | 02-VCCW156 | no data | no data | no data | DRAIN | no data | CCW | PD-270B | no data | no data | WATER/GLYCOL | 0.75" | no data
no data | 02-VCCW157 | no data | no data | no data | INSTRUMENTATION | no data | CCW | PD-271B | no data | no data | WATER/GLYCOL | 0.75" | no data
no data | 02-VCCW158 | no data | no data | no data | VENT | no data | CCW | PD-270B | no data | no data | WATER/GLYCOL | 0.75" | no data
no data | 02-VCCW159 | no data | no data | no data | VENT | no data | CCW | PD-270B | no data | no data | WATER/GLYCOL | 0.75" | no data
no data | 02-VCCW160 | no data | no data | no data | ACHE INLET ISOLATION | no data | CCW | PD-271B | no data | no data | WATER/GLYCOL | 12" | no data
no data | 02-VCCW161 | no data | no data | no data | VENT | no data | CCW | PD-275B | no data | no data | WATER/GLYCOL | 0.75" | no data
no data | 02-VCCW162 | no data | no data | no data | INSTRUMENTATION | no data | CCW | PD-275B | no data | no data | WATER/GLYCOL | 0.75" | no data
no data | 02-VCCW163 | no data | no data | no data | INSTRUMENTATION | no data | CCW | PD-275B | no data | no data | WATER/GLYCOL | 0.75" | no data
no data | 02-VCCW164 | no data | no data | no data | VENT | no data | CCW | PD-272B | no data | no data | WATER/GLYCOL | 0.75" | no data
no data | 02-VCCW165 | no data | no data | no data | DRAIN | no data | CCW | PD-275B | no data | no data | WATER/GLYCOL | 0.75" | no data
no data | 02-VCCW166 | no data | no data | no data | INSTRUMENTATION | no data | CCW | PD-275B | no data | no data | WATER/GLYCOL | 0.75" | no data
no data | 02-VCCW167 | no data | no data | no data | ACHE OUTLET ISOLATION/THROTTLING | no data | CCW | PD-271B | no data | no data | WATER/GLYCOL | 12" | no data
no data | 02-VCCW168 | no data | no data | no data | DRAIN | no data | CCW | PD-272B | no data | no data | WATER/GLYCOL | 0.75" | no data
no data | 02-VCCW169 | no data | no data | no data | INSTRUMENTATION | no data | CCW | PD-275B | no data | no data | WATER/GLYCOL | 0.75" | no data
no data | 02-VCCW170 | no data | no data | no data | ACHE OUTLET ISOLATION/THROTTLING | no data | CCW | PD-271B | no data | no data | WATER/GLYCOL | 12" | no data
no data | 02-VCCW171 | no data | no data | no data | INSTRUMENTATION | no data | CCW | PD-271B | no data | no data | WATER/GLYCOL | 0.75" | no data
no data | 02-VCCW172 | no data | no data | no data | BFP SUPPLY ISOLATION | no data | CCW | PD-272B | no data | no data | WATER/GLYCOL | 3" | no data
no data | 02-VCCW173 | no data | no data | no data | INSTRUMENTATION | no data | CCW | PD-272B | no data | no data | WATER/GLYCOL | 0.75" | no data
no data | 02-VCCW174 | no data | no data | no data | INSTRUMENTATION | no data | CCW | PD-271B | no data | no data | WATER/GLYCOL | 0.75" | no data
no data | 02-VCCW175 | no data | no data | no data | SAMPLE PANEL FLOW THROTTLING | no data | CCW | PD-272B | no data | no data | WATER/GLYCOL | 4" | no data
no data | 02-VCCW176 | no data | no data | no data | VENT | no data | CCW | PD-272B | no data | no data | WATER/GLYCOL | 0.75" | no data
no data | 02-VCCW177 | no data | no data | no data | BFP SUPPLY ISOLATION | no data | CCW | PD-272B | no data | no data | WATER/GLYCOL | 3" | no data
no data | 02-VCCW178 | no data | no data | no data | DRAIN | no data | CCW | PD-272B | no data | no data | WATER/GLYCOL | 0.75" | no data
no data | 02-VCCW179 | no data | no data | no data | INSTRUMENTATION | no data | CCW | PD-272B | no data | no data | WATER/GLYCOL | 0.75" | no data
no data | 02-VCCW180 | no data | no data | no data | INSTRUMENTATION | no data | CCW | PD-272B | no data | no data | WATER/GLYCOL | 0.75" | no data
no data | 02-VCCW181 | no data | no data | no data | BFP FLOW THROTTLING | no data | CCW | PD-272B | no data | no data | WATER/GLYCOL | 3" | no data
no data | 02-VCCW182 | no data | no data | no data | BFP FLOW THROTTLING | no data | CCW | PD-272B | no data | no data | WATER/GLYCOL | 3" | no data
no data | 02-VCCW183 | no data | no data | no data | SAMPLE PANEL SUPPLY ISOLATION | no data | CCW | PD-272B | no data | no data | WATER/GLYCOL | 4" | no data
no data | 02-VCCW184 | no data | no data | no data | VENT | no data | CCW | PD-272B | no data | no data | WATER/GLYCOL | 0.75" | no data
no data | 02-VCCW185 | no data | no data | no data | TCU RETURN ISOLATION | no data | CCW | PD-272B | no data | no data | WATER/GLYCOL | 3" | no data
no data | 02-VCCW186 | no data | no data | no data | TCU SUPPLY ISOLATION | no data | CCW | PD-272B | no data | no data | WATER/GLYCOL | 3" | no data
no data | 02-VCCW187 | no data | no data | no data | INSTRUMENTATION | no data | CCW | PD-272B | no data | no data | WATER/GLYCOL | 0.75" | no data
no data | 02-VCCW188 | no data | no data | no data | DRAIN | no data | CCW | PD-272B | no data | no data | WATER/GLYCOL | 0.75" | no data
no data | 02-VCCW189 | no data | no data | no data | VENT | no data | CCW | PD-272B | no data | no data | WATER/GLYCOL | 0.75" | no data
no data | 02-VCCW190 | no data | no data | no data | INSTRUMENTATION | no data | CCW | PD-270B | no data | no data | WATER/GLYCOL | 2" | no data
no data | 02-VCCW191 | no data | no data | no data | INSTRUMENTATION | no data | CCW | PD-270B | no data | no data | WATER/GLYCOL | 2" | no data
no data | 02-VCCW192 | no data | no data | no data | VENT | no data | CCW | PD-270B | no data | no data | WATER/GLYCOL | 0.75" | no data
no data | 02-VCCW193 | no data | no data | no data | VENT | no data | CCW | PD-270B | no data | no data | WATER/GLYCOL | 0.75" | no data
no data | 02-VCCW194 | no data | no data | no data | VENT | no data | CCW | PD-272B | no data | no data | WATER/GLYCOL | 0.75" | no data
no data | 02-VCCW195 | no data | no data | no data | DRAIN | no data | CCW | PD-275B | no data | no data | WATER/GLYCOL | 0.75" | no data
no data | 02-VCCW196 | no data | no data | no data | DRAIN | no data | CCW | PD-270B | no data | no data | WATER/GLYCOL | 0.75" | no data
no data | 02-VCCW200 | no data | no data | no data | VENT | no data | CCW | PD-270B | no data | no data | WATER/GLYCOL | 0.75" | no data
no data | 02-VCCW201 | no data | no data | no data | VENT | no data | CCW | PD-270B | no data | no data | WATER/GLYCOL | 0.75" | no data
no data | 02-VCCW211 | no data | no data | no data | INSTRUMENTATION | no data | CCW | PD-274B | no data | no data | WATER/GLYCOL | 0.75" | no data
no data | 02-VCCW212 | no data | no data | no data | INSTRUMENTATION | no data | CCW | PD-274B | no data | no data | WATER/GLYCOL | 0.75" | no data
no data | 02-VCCW213 | no data | no data | no data | INSTRUMENTATION | no data | CCW | PD-274B | no data | no data | WATER/GLYCOL | 0.75" | no data
no data | 02-VCCW214 | no data | no data | no data | INSTRUMENTATION | no data | CCW | PD-274B | no data | no data | WATER/GLYCOL | 0.75" | no data
no data | 02-VCCW215 | no data | no data | no data | INSTRUMENTATION | no data | CCW | PD-274B | no data | no data | WATER/GLYCOL | 0.75" | no data
no data | 02-VCCW216 | no data | no data | no data | DRAIN | no data | CCW | PD-271B | no data | no data | WATER/GLYCOL | 0.75" | no data
no data | 02-VCCW217 | no data | no data | no data | DRAIN | no data | CCW | PD-271B | no data | no data | WATER/GLYCOL | 0.75" | no data
no data | 02-VCCW218 | no data | no data | no data | DRAIN | no data | CCW | PD-271B | no data | no data | WATER/GLYCOL | 0.75" | no data
no data | 02-VCCW219 | no data | no data | no data | DRAIN | no data | CCW | PD-271B | no data | no data | WATER/GLYCOL | 0.75" | no data
no data | 02-VCCW220 | no data | no data | no data | DRAIN | no data | CCW | PD-271B | no data | no data | WATER/GLYCOL | 0.75" | no data
no data | 02-VCCW221 | no data | no data | no data | INSTRUMENTATION | no data | CCW | PD-274B | no data | no data | WATER/GLYCOL | 0.75" | no data
no data | 02-VCCW222 | no data | no data | no data | INSTRUMENTATION | no data | CCW | PD-274B | no data | no data | WATER/GLYCOL | 0.75" | no data
no data | 02-VCCW224 | no data | no data | no data | INSTRUMENTATION | no data | CCW | PD-274B | no data | no data | WATER/GLYCOL | 0.75" | no data
no data | 02-VCCW225 | no data | no data | no data | INSTRUMENTATION | no data | CCW | PD-274B | no data | no data | WATER/GLYCOL | 0.75" | no data
no data | 02-VCCW226 | no data | no data | no data | DRAIN | no data | CCW | PD-271B | no data | no data | WATER/GLYCOL | 0.75" | no data
no data | 02-VCCW227 | no data | no data | no data | DRAIN | no data | CCW | PD-271B | no data | no data | WATER/GLYCOL | 0.75" | no data
no data | 02-VCCW228 | no data | no data | no data | DRAIN | no data | CCW | PD-271B | no data | no data | WATER/GLYCOL | 0.75" | no data
no data | 02-VCCW229 | no data | no data | no data | DRAIN | no data | CCW | PD-271B | no data | no data | WATER/GLYCOL | 0.75" | no data
no data | 02-VCCW230 | no data | no data | no data | DRAIN | no data | CCW | PD-271B | no data | no data | WATER/GLYCOL | 0.75" | no data
no data | 02-VCCW300 | no data | no data | no data | INSTRUMENTATION | no data | CCW | PD-271B | no data | no data | WATER/GLYCOL | 0.75" | no data
no data | 02-VCCW301 | no data | no data | no data | VENT | no data | CCW | PD-273B | no data | no data | WATER/GLYCOL | 0.75" | no data
no data | 02-VCCW302 | no data | no data | no data | VENT | no data | CCW | PD-273B | no data | no data | WATER/GLYCOL | 0.75" | no data
no data | 02-VCCW304 | no data | no data | no data | LUBE OIL MODULE SUPPLY ISOLATION | no data | CCW | PD-273B | no data | no data | WATER/GLYCOL | 14" | no data
no data | 02-VCCW305 | no data | no data | no data | LUBE OIL MODULE OUTLET ISOLATION/THROTTLING | no data | CCW | PD-273B | no data | no data | WATER/GLYCOL | 14" | no data
no data | 02-VCCW306 | no data | no data | no data | GLYCOL FILL CHECK | no data | CCW | PD-270B | no data | no data | WATER/GLYCOL | 2" | no data
no data | 02-VCCW307 | no data | no data | no data | INSTRUMENTATION | no data | CCW | PD-273B | no data | no data | WATER/GLYCOL | 0.75" | no data
no data | 02-VCCW308 | no data | no data | no data | DRAIN | no data | CCW | PD-273B | no data | no data | WATER/GLYCOL | 0.75" | no data
no data | 02-VCCW318 | no data | no data | no data | DRAIN | no data | CCW | PD-274B | no data | no data | WATER/GLYCOL | 0.75" | no data
no data | 02-VCCW319 | no data | no data | no data | DRAIN | no data | CCW | PD-274B | no data | no data | WATER/GLYCOL | 0.75" | no data
no data | 02-VCCW320 | no data | no data | no data | GENERATOR COOLER SUPPLY ISOLATION | no data | CCW | PD-274B | no data | no data | WATER/GLYCOL | 6" | no data
no data | 02-VCCW321 | no data | no data | no data | INSTRUMENTATION | no data | CCW | PD-274B | no data | no data | WATER/GLYCOL | 0.75" | no data
no data | 02-VCCW322 | no data | no data | no data | DRAIN | no data | CCW | PD-273B | no data | no data | WATER/GLYCOL | 0.75" | no data
no data | 02-VCCW323 | no data | no data | no data | INSTRUMENTATION | no data | CCW | PD-273B | no data | no data | WATER/GLYCOL | 0.75" | no data
no data | 02-VCCW324 | no data | no data | no data | DRAIN | no data | CCW | PD-273B | no data | no data | WATER/GLYCOL | 0.75" | no data
no data | 02-VCCW325 | no data | no data | no data | LUBE OIL MODULE SUPPLY ISOLATION | no data | CCW | PD-273B | no data | no data | WATER/GLYCOL | 14" | no data
no data | 02-VCCW326 | no data | no data | no data | DRAIN | no data | CCW | PD-273B | no data | no data | WATER/GLYCOL | 0.75" | no data
no data | 02-VCCW327 | no data | no data | no data | INSTRUMENTATION | no data | CCW | PD-273B | no data | no data | WATER/GLYCOL | 0.75" | no data
no data | 02-VCCW328 | no data | no data | no data | VENT | no data | CCW | PD-273B | no data | no data | WATER/GLYCOL | 0.75" | no data
no data | 02-VCCW329 | no data | no data | no data | INSTRUMENTATION | no data | CCW | PD-273B | no data | no data | WATER/GLYCOL | 0.75" | no data
no data | 02-VCCW330 | no data | no data | no data | GENERATOR COOLER SUPPLY ISOLATION | no data | CCW | PD-274B | no data | no data | WATER/GLYCOL | 6" | no data
no data | 02-VCCW331 | no data | no data | no data | INSTRUMENTATION | no data | CCW | PD-271B | no data | no data | WATER/GLYCOL | 0.75" | no data
no data | 02-VCCW332 | no data | no data | no data | GENERATOR COOLER SUPPLY ISOLATION | no data | CCW | PD-274B | no data | no data | WATER/GLYCOL | 6" | no data
no data | 02-VCCW333 | no data | no data | no data | INSTRUMENTATION | no data | CCW | PD-271B | no data | no data | WATER/GLYCOL | 0.75" | no data
no data | 02-VCCW334 | no data | no data | no data | GENERATOR COOLER SUPPLY ISOLATION | no data | CCW | PD-274B | no data | no data | WATER/GLYCOL | 6" | no data
no data | 02-VCCW335 | no data | no data | no data | INSTRUMENTATION | no data | CCW | PD-271B | no data | no data | WATER/GLYCOL | 0.75" | no data
no data | 02-VCCW336 | no data | no data | no data | GENERATOR COOLER SUPPLY ISOLATION | no data | CCW | PD-274B | no data | no data | WATER/GLYCOL | 6" | no data
no data | 02-VCCW337 | no data | no data | no data | INSTRUMENTATION | no data | CCW | PD-271B | no data | no data | WATER/GLYCOL | 0.75" | no data
no data | 02-VCCW338 | no data | no data | no data | GENERATOR COOLER SUPPLY ISOLATION | no data | CCW | PD-274B | no data | no data | WATER/GLYCOL | 6" | no data
no data | 02-VCCW339 | no data | no data | no data | INSTRUMENTATION | no data | CCW | PD-271B | no data | no data | WATER/GLYCOL | 0.75" | no data
no data | 02-VCCW340 | no data | no data | no data | VENT | no data | CCW | PD-273B | no data | no data | WATER/GLYCOL | 0.75" | no data
no data | 02-VCCW341 | no data | no data | no data | LUBE OIL MODULE OUTLET ISOLATION/THROTTLING | no data | CCW | PD-273B | no data | no data | WATER/GLYCOL | 14" | no data
no data | 02-VCCW342 | no data | no data | no data | GENERATOR COOLER SUPPLY ISOLATION | no data | CCW | PD-274B | no data | no data | WATER/GLYCOL | 6" | no data
no data | 02-VCCW343 | no data | no data | no data | INSTRUMENTATION | no data | CCW | PD-274B | no data | no data | WATER/GLYCOL | 0.75" | no data
no data | 02-VCCW344 | no data | no data | no data | GENERATOR COOLER SUPPLY ISOLATION | no data | CCW | PD-274B | no data | no data | WATER/GLYCOL | 6" | no data
no data | 02-VCCW345 | no data | no data | no data | GLYCOL FILL ISOLATION | no data | CCW | PD-270B | no data | no data | WATER/GLYCOL | 2" | no data
no data | 02-VCCW346 | no data | no data | no data | ECA COMPRESSOR RETURN ISOLATION | no data | CCW | PD-275B | no data | no data | WATER/GLYCOL | 3" | no data
no data | 02-VCCW347 | no data | no data | no data | GENERATOR COOLER RETURN ISOLATION/THROTTLING | no data | CCW | PD-274B | no data | no data | WATER/GLYCOL | 6" | no data
no data | 02-VCCW348 | no data | no data | no data | DRAIN | no data | CCW | PD-274B | no data | no data | WATER/GLYCOL | 0.75" | no data
no data | 02-VCCW349 | no data | no data | no data | GENERATOR COOLER RETURN HEADER ISOLATION/THROTTLING | no data | CCW | PD-274B | no data | no data | WATER/GLYCOL | 14" | no data
no data | 02-VCCW350 | no data | no data | no data | INSTRUMENTATION | no data | CCW | PD-274B | no data | no data | WATER/GLYCOL | 0.75" | no data
no data | 02-VCCW351 | no data | no data | no data | GENERATOR COOLER RETURN ISOLATION/THROTTLING | no data | CCW | PD-274B | no data | no data | WATER/GLYCOL | 6" | no data
no data | 02-VCCW352 | no data | no data | no data | INSTRUMENTATION | no data | CCW | PD-274B | no data | no data | WATER/GLYCOL | 0.75" | no data
no data | 02-VCCW353 | no data | no data | no data | GENERATOR COOLER RETURN ISOLATION/THROTTLING | no data | CCW | PD-274B | no data | no data | WATER/GLYCOL | 6" | no data
no data | 02-VCCW354 | no data | no data | no data | INSTRUMENTATION | no data | CCW | PD-274B | no data | no data | WATER/GLYCOL | 0.75" | no data
no data | 02-VCCW355 | no data | no data | no data | GENERATOR COOLER RETURN ISOLATION/THROTTLING | no data | CCW | PD-274B | no data | no data | WATER/GLYCOL | 6" | no data
no data | 02-VCCW356 | no data | no data | no data | INSTRUMENTATION | no data | CCW | PD-274B | no data | no data | WATER/GLYCOL | 0.75" | no data
no data | 02-VCCW357 | no data | no data | no data | GENERATOR COOLER RETURN ISOLATION/THROTTLING | no data | CCW | PD-274B | no data | no data | WATER/GLYCOL | 6" | no data
no data | 02-VCCW358 | no data | no data | no data | INSTRUMENTATION | no data | CCW | PD-274B | no data | no data | WATER/GLYCOL | 0.75" | no data
no data | 02-VCCW359 | no data | no data | no data | GENERATOR COOLER RETURN ISOLATION/THROTTLING | no data | CCW | PD-274B | no data | no data | WATER/GLYCOL | 6" | no data
no data | 02-VCCW360 | no data | no data | no data | INSTRUMENTATION | no data | CCW | PD-275B | no data | no data | WATER/GLYCOL | 0.75" | no data
no data | 02-VCCW361 | no data | no data | no data | GENERATOR COOLER RETURN ISOLATION/THROTTLING | no data | CCW | PD-274B | no data | no data | WATER/GLYCOL | 6" | no data
no data | 02-VCCW362 | no data | no data | no data | ECA COMPRESSOR SUPPLY ISOLATION | no data | CCW | PD-275B | no data | no data | WATER/GLYCOL | 3" | no data
no data | 02-VCCW363 | no data | no data | no data | GENERATOR COOLER RETURN ISOLATION/THROTTLING | no data | CCW | PD-274B | no data | no data | WATER/GLYCOL | 6" | no data
no data | 02-VCCW364 | no data | no data | no data | GENERATOR COOLER SUPPLY HEADER ISOLATION | no data | CCW | PD-274B | no data | no data | WATER/GLYCOL | 14" | no data
no data | 02-VCCW365 | no data | no data | no data | VENT | no data | CCW | PD-270B | no data | no data | WATER/GLYCOL | 0.75" | no data
no data | 02-VCCW366 | no data | no data | no data | ACHE OUTLET HEADER ISOLATION | no data | CCW | PD-271B | no data | no data | WATER/GLYCOL | 24" | no data
no data | 02-VCCW367 | no data | no data | no data | INSTRUMENTATION | no data | CCW | PD-270B | no data | no data | WATER/GLYCOL | 0.75" | no data
no data | 02-VCCW368 | no data | no data | no data | INSTRUMENTATION | no data | CCW | PD-270B | no data | no data | WATER/GLYCOL | 0.75" | no data
no data | 02-VCCW369 | no data | no data | no data | ECA COMPRESSOR FLOW THROTTLING | no data | CCW | PD-275B | no data | no data | WATER/GLYCOL | 3" | no data
no data | 02-VCCW370 | no data | no data | no data | ECA COMPRESSOR RETURN ISOLATION | no data | CCW | PD-275B | no data | no data | WATER/GLYCOL | 3" | no data
no data | 02-VCCW371 | no data | no data | no data | DRAIN | no data | CCW | PD-274B | no data | no data | WATER/GLYCOL | 0.75" | no data
no data | 02-VCCW372 | no data | no data | no data | DRAIN | no data | CCW | PD-274B | no data | no data | WATER/GLYCOL | 0.75" | no data
no data | 02-VCCW373 | no data | no data | no data | DRAIN | no data | CCW | PD-274B | no data | no data | WATER/GLYCOL | 0.75" | no data
no data | 02-VCCW374 | no data | no data | no data | DRAIN | no data | CCW | PD-274B | no data | no data | WATER/GLYCOL | 0.75" | no data
no data | 02-VCCW375 | no data | no data | no data | DRAIN | no data | CCW | PD-274B | no data | no data | WATER/GLYCOL | 0.75" | no data
no data | 02-VCCW376 | no data | no data | no data | DRAIN | no data | CCW | PD-274B | no data | no data | WATER/GLYCOL | 0.75" | no data
no data | 02-VCCW377 | no data | no data | no data | DRAIN | no data | CCW | PD-274B | no data | no data | WATER/GLYCOL | 0.75" | no data
no data | 02-VCCW378 | no data | no data | no data | DRAIN | no data | CCW | PD-274B | no data | no data | WATER/GLYCOL | 0.75" | no data
no data | 02-VCCW379 | no data | no data | no data | DRAIN | no data | CCW | PD-274B | no data | no data | WATER/GLYCOL | 0.75" | no data
no data | 02-VCCW380 | no data | no data | no data | ECA COMPRESSOR SUPPLY ISOLATION | no data | CCW | PD-275B | no data | no data | WATER/GLYCOL | 3" | no data
no data | 02-VCCW381 | no data | no data | no data | ECA COMPRESSOR FLOW THROTTLING | no data | CCW | PD-275B | no data | no data | WATER/GLYCOL | 3" | no data
no data | 02-VCCW382 | no data | no data | no data | VENT | no data | CCW | PD-274B | no data | no data | WATER/GLYCOL | 0.75" | no data
no data | 02-VCCW383 | no data | no data | no data | VENT | no data | CCW | PD-274B | no data | no data | WATER/GLYCOL | 0.75" | no data
no data | 02-VCCW384 | no data | no data | no data | VENT | no data | CCW | PD-274B | no data | no data | WATER/GLYCOL | 0.75" | no data
no data | 02-VCCW385 | no data | no data | no data | VENT | no data | CCW | PD-274B | no data | no data | WATER/GLYCOL | 0.75" | no data
no data | 02-VCCW386 | no data | no data | no data | VENT | no data | CCW | PD-274B | no data | no data | WATER/GLYCOL | 0.75" | no data
no data | 02-VCCW387 | no data | no data | no data | VENT | no data | CCW | PD-274B | no data | no data | WATER/GLYCOL | 0.75" | no data
no data | 02-VCCW388 | no data | no data | no data | VENT | no data | CCW | PD-274B | no data | no data | WATER/GLYCOL | 0.75" | no data
no data | 02-VCCW389 | no data | no data | no data | VENT | no data | CCW | PD-274B | no data | no data | WATER/GLYCOL | 0.75" | no data
no data | 02-VCCW391 | no data | no data | no data | VENT | no data | CCW | PD-275B | no data | no data | WATER/GLYCOL | 0.75" | no data
no data | 02-VCCW392 | no data | no data | no data | DRAIN | no data | CCW | PD-275B | no data | no data | WATER/GLYCOL | 0.75" | no data
no data | 02-VCCW393 | no data | no data | no data | DRAIN | no data | CCW | PD-275B | no data | no data | WATER/GLYCOL | 0.75" | no data
no data | 02-VCCW396 | no data | no data | no data | VENT | no data | CCW | PD-275B | no data | no data | WATER/GLYCOL | 0.75" | no data
no data | 02-VCCW398 | no data | no data | no data | DRAIN | no data | CCW | PD-274B | no data | no data | WATER/GLYCOL | 0.75" | no data
no data | 02-VCCW399 | no data | no data | no data | DRAIN | no data | CCW | PD-274B | no data | no data | WATER/GLYCOL | 0.75" | no data
no data | 02-VCCW400 | no data | no data | no data | DRAIN | no data | CCW | PD-274B | no data | no data | WATER/GLYCOL | 0.75" | no data
no data | 02-VCCW401 | no data | no data | no data | DRAIN | no data | CCW | PD-274B | no data | no data | WATER/GLYCOL | 0.75" | no data
no data | 02-VCCW402 | no data | no data | no data | DRAIN | no data | CCW | PD-274B | no data | no data | WATER/GLYCOL | 0.75" | no data
no data | 02-VCCW403 | no data | no data | no data | DRAIN | no data | CCW | PD-274B | no data | no data | WATER/GLYCOL | 0.75" | no data
no data | 02-VCCW404 | no data | no data | no data | DRAIN | no data | CCW | PD-274B | no data | no data | WATER/GLYCOL | 0.75" | no data
no data | 02-VCCW405 | no data | no data | no data | DRAIN | no data | CCW | PD-274B | no data | no data | WATER/GLYCOL | 0.75" | no data
no data | 02-VCCW406 | no data | no data | no data | DRAIN | no data | CCW | PD-274B | no data | no data | WATER/GLYCOL | 0.75" | no data
no data | 02-VCCW407 | no data | no data | no data | DRAIN | no data | CCW | PD-274B | no data | no data | WATER/GLYCOL | 0.75" | no data
no data | 02-VCCW408 | no data | no data | no data | DRAIN | no data | CCW | PD-274B | no data | no data | WATER/GLYCOL | 0.75" | no data
no data | 02-VCCW409 | no data | no data | no data | DRAIN | no data | CCW | PD-274B | no data | no data | WATER/GLYCOL | 0.75" | no data
no data | 02-VCCW410 | no data | no data | no data | VENT | no data | CCW | PD-274B | no data | no data | WATER/GLYCOL | 0.75" | no data
no data | 02-VCCW411 | no data | no data | no data | VENT | no data | CCW | PD-274B | no data | no data | WATER/GLYCOL | 0.75" | no data
no data | 02-VCCW412 | no data | no data | no data | BFP RETURN ISOLATION | no data | CCW | PD-272B | no data | no data | WATER/GLYCOL | 3" | no data
no data | 02-VCCW413 | no data | no data | no data | BFP RETURN ISOLATION | no data | CCW | PD-272B | no data | no data | WATER/GLYCOL | 3" | no data
no data | 02-VCCW414 | no data | no data | no data | TCU FILL ISOLATION | no data | CCW | PD-272B | no data | no data | WATER/GLYCOL | 0.75" | no data
no data | 02-VCCW415 | no data | no data | no data | SAMPLE PANEL RETURN ISOLATION | no data | CCW | PD-272B | no data | no data | WATER/GLYCOL | 4" | no data
no data | 02-VCCW453 | no data | no data | no data | INSTRUMENTATION | no data | CCW | PD-272B | no data | no data | WATER/GLYCOL | 0.75" | no data
no data | 02-VCMG202 | no data | no data | no data | INSTRUMENTATION | no data | CMG | PD-571 | no data | no data | CARBON DIOXIDE | 0.75" | no data
no data | 02-VCMG203 | no data | no data | no data | H2 ISOLATION | no data | CMG | PD-571 | no data | no data | HYDROGEN | 1.5" | no data
no data | 02-VCMG206 | no data | no data | no data | INSTRUMENTATION | no data | CMG | PD-570 | no data | no data | NITROGEN | 0.75" | no data
no data | 02-VCMG213 | no data | no data | no data | H2 ISOLATION | no data | CMG | PD-571 | no data | no data | HYDROGEN | 1.5" | no data
no data | 02-VCMG219 | no data | no data | no data | INSTRUMENTATION | no data | CMG | PD-570 | no data | no data | NITROGEN | 0.75" | no data
no data | 02-VCMG222 | no data | no data | no data | INSTRUMENTATION | no data | CMG | PD-571 | no data | no data | CARBON DIOXIDE | 0.75" | no data
no data | 02-VCMG601 | no data | no data | no data | VENT | no data | CMG | PD-571 | no data | no data | HYDROGEN | 0.75" | no data
no data | 02-VCMG603 | no data | no data | no data | N2 PURGE CONNECTION | no data | CMG | PD-571 | no data | no data | HYDROGEN | 0.75" | no data
no data | 02-VCND100 | no data | no data | no data | STRAINER VENT VALVE | no data | CND | PD-051B | no data | no data | Water | 0.5" | no data
no data | 02-VCND101 | no data | no data | no data | IRON FILTER DRAIN | no data | CND | PD-052B | no data | no data | Water | 0.75" | no data
no data | 02-VCND103 | no data | no data | no data | CONDENSATE EMERGENCY DUMP CV ISOLATION | no data | CND | PD-053B | no data | no data | Water | 6" | no data
no data | 02-VCND104 | no data | no data | no data | INSTRUMENT ISOLATION | no data | CND | PD-051B | no data | no data | Water | 0.75" | no data
no data | 02-VCND105 | no data | no data | no data | CRH VENTILATOR SPRAY SUPPLY STRAINER ISOLATION | no data | CND | PD-040B | no data | no data | Water | 0.75" | no data
no data | 02-VCND106 | no data | no data | no data | VENT VALVE | no data | CND | PD-050B | no data | no data | Water | 0.75" | no data
no data | 02-VCND108 | no data | no data | no data | DRAIN VALVE | no data | CND | PD-030B | no data | no data | Water | 0.75" | no data
no data | 02-VCND109 | no data | no data | no data | CRH VENTILATOR SPRAY SUPPLY ISOLATION | no data | CND | PD-030B | no data | no data | Water | 3" | no data
no data | 02-VCND110 | no data | no data | no data | VENT VALVE | no data | CND | PD-030B | no data | no data | Water | 0.75" | no data
no data | 02-VCND111 | no data | no data | no data | CRH VENTILATOR SPRAY SUPPLY CHECK VALVE | no data | CND | PD-030B | no data | no data | Water | 3" | no data
no data | 02-VCND112 | no data | no data | no data | INSTRUMENT ISOLATION | no data | CND | PD-051B | no data | no data | Water | 0.75" | no data
no data | 02-VCND113 | no data | no data | no data | CND PUMP CAN VENT VALVE | no data | CND | PD-051B | no data | no data | Water | 1" | no data
no data | 02-VCND114 | no data | no data | no data | STRAINER DRAIN | no data | CND | PD-052B | no data | no data | Water | 0.75" | no data
no data | 02-VCND115 | no data | no data | no data | LPS BYPASS SPRAY SUPPLY CHECK VALVE | no data | CND | PD-040B | no data | no data | Water | 1.5" | no data
no data | 02-VCND116 | no data | no data | no data | DRAIN VALVE | no data | CND | PD-034B | no data | no data | Water | 0.75" | no data
no data | 02-VCND117 | no data | no data | no data | CND PUMP DISCHARGE CHECK VALVE | no data | CND | PD-051B | no data | no data | Water | 10" | no data
no data | 02-VCND118 | no data | no data | no data | DRAIN VALVE | no data | CND | PD-051B | no data | no data | Water | 0.5" | no data
no data | 02-VCND119 | no data | no data | no data | HRH BYPASS SPRAY SUPPLY ISOLATION | no data | CND | PD-034B | no data | no data | Water | 6" | no data
no data | 02-VCND121 | no data | no data | no data | HRH BYPASS SPRAY SUPPLY CHECK VALVE | no data | CND | PD-034B | no data | no data | Water | 6" | no data
no data | 02-VCND123 | no data | no data | no data | INSTRUMENT ISOLATION | no data | CND | PD-052B | no data | no data | Water | 0.75" | no data
no data | 02-VCND124 | no data | no data | no data | INSTRUMENT ISOLATION | no data | CND | PD-052B | no data | no data | Water | 0.5" | no data
no data | 02-VCND125 | no data | no data | no data | INSTRUMENT ISOLATION | no data | CND | PD-034B | no data | no data | Water | 0.5" | no data
no data | 02-VCND126 | no data | no data | no data | ST HOOD SPRAY SUPPLY ISOLATION | no data | CND | PD-052B | no data | no data | Water | 1.5" | no data
no data | 02-VCND127 | no data | no data | no data | INSTRUMENT ISOLATION | no data | CND | PD-051B | no data | no data | Water | 0.75" | no data
no data | 02-VCND128 | no data | no data | no data | CND PUMP DISCHARGE ISOLATION | no data | CND | PD-051B | no data | no data | Water | 10" | no data
no data | 02-VCND129 | no data | no data | no data | DRAIN VALVE | no data | CND | PD-051B | no data | no data | Water | 0.5" | no data
no data | 02-VCND130 | no data | no data | no data | INSTRUMENT ISOLATION | no data | CND | PD-051B | no data | no data | Water | 0.75" | no data
no data | 02-VCND131 | no data | no data | no data | INSTRUMENT ISOLATION | no data | CND | PD-051B | no data | no data | Water | 0.75" | no data
no data | 02-VCND132 | no data | no data | no data | CONDENSATE RECIRC CV DOWNSTREAM ISOLATION | no data | CND | PD-053B | no data | no data | Water | 8" | no data
no data | 02-VCND133 | no data | no data | no data | STRAINER VENT VALVE | no data | CND | PD-051B | no data | no data | Water | 0.5" | no data
no data | 02-VCND134 | no data | no data | no data | CND TO ACC CURTAIN SPRAY FE ISOLATION | no data | CND | PD-052B | no data | no data | Water | 4" | no data
no data | 02-VCND135 | no data | no data | no data | STRAINER VENT VALVE | no data | CND | PD-051B | no data | no data | Water | 0.5" | no data
no data | 02-VCND136 | no data | no data | no data | DRAIN VALVE | no data | CND | PD-052B | no data | no data | Water | 0.75" | no data
no data | 02-VCND137 | no data | no data | no data | INSTRUMENT ISOLATION | no data | CND | PD-051B | no data | no data | Water | 0.75" | no data
no data | 02-VCND138 | no data | no data | no data | VENT VALVE | no data | CND | PD-052B | no data | no data | Water | 0.75" | no data
no data | 02-VCND139 | no data | no data | no data | INSTRUMENT ISOLATION | no data | CND | PD-052B | no data | no data | Water | 0.75" | no data
no data | 02-VCND140 | no data | no data | no data | IRON FILTER VENT VALVE | no data | CND | PD-052B | no data | no data | Water | 0.75" | no data
no data | 02-VCND141 | no data | no data | no data | LPS BYPASS SPRAY SUPPLY ISOLATION | no data | CND | PD-040B | no data | no data | Water | 1.5" | no data
no data | 02-VCND142 | no data | no data | no data | INSTRUMENT ISOLATION | no data | CND | PD-051B | no data | no data | Water | 0.75" | no data
no data | 02-VCND143 | no data | no data | no data | INSTRUMENT ISOLATION | no data | CND | PD-051B | no data | no data | Water | 0.75" | no data
no data | 02-VCND144 | no data | no data | no data | IRON FILTER DRAIN VALVE | no data | CND | PD-052B | no data | no data | Water | 0.75" | no data
no data | 02-VCND145 | no data | no data | no data | ST HOOD SPRAY SUPPLY ISOLATION | no data | CND | PD-052B | no data | no data | Water | 1.5" | no data
no data | 02-VCND146 | no data | no data | no data | INSTRUMENT ISOLATION | no data | CND | PD-052B | no data | no data | Water | 0.75" | no data
no data | 02-VCND147 | no data | no data | no data | ST HOOD SPRAY BYPASS VALVE | no data | CND | PD-052B | no data | no data | Water | 1.5" | no data
no data | 02-VCND148 | no data | no data | no data | CND PUMP DISCHARGE CHECK VALVE | no data | CND | PD-051B | no data | no data | Water | 10" | no data
no data | 02-VCND149 | no data | no data | no data | VENT VALVE | no data | CND | PD-053B | no data | no data | Water | 0.75" | no data
no data | 02-VCND150 | no data | no data | no data | CND DISCHARGE SAMPLE ISOLATION | no data | CND | PD-053B | no data | no data | Water | 0.5" | no data
no data | 02-VCND151 | no data | no data | no data | INSTRUMENT ISOLATION | no data | CND | PD-052B | no data | no data | Water | 0.75" | no data
no data | 02-VCND152 | no data | no data | no data | DRAIN VALVE | no data | CND | PD-053B | no data | no data | Water | 0.75" | no data
no data | 02-VCND153 | no data | no data | no data | DRAIN VALVE | no data | CND | PD-053B | no data | no data | Water | 0.75" | no data
no data | 02-VCND154 | no data | no data | no data | STRAINER VENT VALVE | no data | CND | PD-051B | no data | no data | Water | 0.5" | no data
no data | 02-VCND155 | no data | no data | no data | CND DISCHARGE SAMPLE ISOLATION | no data | CND | PD-053B | no data | no data | Water | 0.5" | no data
no data | 02-VCND156 | no data | no data | no data | INSTRUMENT ISOLATION | no data | CND | PD-040B | no data | no data | Water | 0.5" | no data
no data | 02-VCND157 | no data | no data | no data | CND PUMP CAN VENT VALVE | no data | CND | PD-051B | no data | no data | Water | 1" | no data
no data | 02-VCND158 | no data | no data | no data | DRAIN VALVE | no data | CND | PD-040B | no data | no data | Water | 0.75" | no data
no data | 02-VCND159 | no data | no data | no data | INSTRUMENT ISOLATION | no data | CND | PD-030B | no data | no data | Water | 0.5" | no data
no data | 02-VCND160 | no data | no data | no data | CONDENSATE IRON FILTER BYPASS VALVE ISOLATION | no data | CND | PD-052B | no data | no data | Water | 12" | no data
no data | 02-VCND162 | no data | no data | no data | INSTRUMENT ISOLATION | no data | CND | PD-030B | no data | no data | Water | 0.5" | no data
no data | 02-VCND163 | no data | no data | no data | CONDENSATE IRON FILTER BYPASS VALVE ISOLATION | no data | CND | PD-052B | no data | no data | Water | 12" | no data
no data | 02-VCND164 | no data | no data | no data | INSTRUMENT ISOLATION | no data | CND | PD-051B | no data | no data | Water | 0.75" | no data
no data | 02-VCND165 | no data | no data | no data | STRAINER VENT VALVE | no data | CND | PD-051B | no data | no data | Water | 0.5" | no data
no data | 02-VCND166 | no data | no data | no data | STRAINER DRAIN | no data | CND | PD-051B | no data | no data | Water | 2" | no data
no data | 02-VCND167 | no data | no data | no data | DRAIN VALVE | no data | CND | PD-051B | no data | no data | Water | 0.75" | no data
no data | 02-VCND168 | no data | no data | no data | STRAINER VENT VALVE | no data | CND | PD-051B | no data | no data | Water | 0.5" | no data
no data | 02-VCND169 | no data | no data | no data | INSTRUMENT ISOLATION | no data | CND | PD-040B | no data | no data | Water | 0.5" | no data
no data | 02-VCND170 | no data | no data | no data | INSTRUMENT ISOLATION | no data | CND | PD-034B | no data | no data | Water | 0.5" | no data
no data | 02-VCND171 | no data | no data | no data | STRAINER DRAIN | no data | CND | PD-051B | no data | no data | Water | 2" | no data
no data | 02-VCND172 | no data | no data | no data | CONDENSATE IRON FILTER MANUAL ISOLATION | no data | CND | PD-052B | no data | no data | Water | 12" | no data
no data | 02-VCND173 | no data | no data | no data | STRAINER DRAIN | no data | CND | PD-051B | no data | no data | Water | 2" | no data
no data | 02-VCND174 | no data | no data | no data | CONDENSATE IRON FILTER MANUAL ISOLATION | no data | CND | PD-052B | no data | no data | Water | 12" | no data
no data | 02-VCND175 | no data | no data | no data | INSTRUMENT ISOLATION | no data | CND | PD-052B | no data | no data | Water | 0.5" | no data
no data | 02-VCND176 | no data | no data | no data | STRAINER DRAIN | no data | CND | PD-051B | no data | no data | Water | 2" | no data
no data | 02-VCND177 | no data | no data | no data | IRON FILTER VENT | no data | CND | PD-052B | no data | no data | Water | 0.75" | no data
no data | 02-VCND178 | no data | no data | no data | STRAINER DRAIN | no data | CND | PD-051B | no data | no data | Water | 2" | no data
no data | 02-VCND179 | no data | no data | no data | INSTRUMENT ISOLATION | no data | CND | PD-051B | no data | no data | Water | 0.75" | no data
no data | 02-VCND180 | no data | no data | no data | INSTRUMENT ISOLATION | no data | CND | PD-052B | no data | no data | Water | 0.75" | no data
no data | 02-VCND181 | no data | no data | no data | INSTRUMENT ISOLATION | no data | CND | PD-051B | no data | no data | Water | 0.75" | no data
no data | 02-VCND182 | no data | no data | no data | VENT VALVE | no data | CND | PD-052B | no data | no data | Water | 2" | no data
no data | 02-VCND183 | no data | no data | no data | INSTRUMENT ISOLATION | no data | CND | PD-051B | no data | no data | Water | 0.75" | no data
no data | 02-VCND184 | no data | no data | no data | INSTRUMENT ISOLATION | no data | CND | PD-052B | no data | no data | Water | 0.75" | no data
no data | 02-VCND185 | no data | no data | no data | CND PUMP DISCHARGE CHECK VALVE | no data | CND | PD-051B | no data | no data | Water | 10" | no data
no data | 02-VCND186 | no data | no data | no data | VENT VALVE | no data | CND | PD-052B | no data | no data | Water | 0.75" | no data
no data | 02-VCND187 | no data | no data | no data | INSTRUMENT ISOLATION | no data | CND | PD-052B | no data | no data | Water | 0.75" | no data
no data | 02-VCND188 | no data | no data | no data | DRAIN VALVE | no data | CND | PD-052B | no data | no data | Water | 0.75" | no data
no data | 02-VCND189 | no data | no data | no data | DRAIN VALVE | no data | CND | PD-051B | no data | no data | Water | 0.75" | no data
no data | 02-VCND190 | no data | no data | no data | INSTRUMENT ISOLATION | no data | CND | PD-052B | no data | no data | Water | 0.5" | no data
no data | 02-VCND191 | no data | no data | no data | STRAINER VENT | no data | CND | PD-051B | no data | no data | Water | 0.5" | no data
no data | 02-VCND192 | no data | no data | no data | INSTRUMENT ISOLATION | no data | CND | PD-051B | no data | no data | Water | 0.75" | no data
no data | 02-VCND193 | no data | no data | no data | INSTRUMENT ISOLATION | no data | CND | PD-052B | no data | no data | Water | 0.75" | no data
no data | 02-VCND194 | no data | no data | no data | CND PUMP DISCHARGE ISOLATION | no data | CND | PD-051B | no data | no data | Water | 10" | no data
no data | 02-VCND195 | no data | no data | no data | DRAIN VALVE | no data | CND | PD-053B | no data | no data | Water | 0.75" | no data
no data | 02-VCND196 | no data | no data | no data | DRAIN VALVE | no data | CND | PD-051B | no data | no data | Water | 0.75" | no data
no data | 02-VCND197 | no data | no data | no data | DRAIN VALVE | no data | CND | PD-054B | no data | no data | Water | 0.75" | no data
no data | 02-VCND198 | no data | no data | no data | HP DRAINS TANK QUENCH SPRAY VALVE ISOLATION | no data | CND | PD-304B | no data | no data | Water | 3" | no data
no data | 02-VCND200 | no data | no data | no data | DRAIN VALVE | no data | CND | PD-304B | no data | no data | Water | 0.75" | no data
no data | 02-VCND201 | no data | no data | no data | GLAND STEAM DSH SPRAY ISOLATION | no data | CND | PD-300B | no data | no data | Water | 1" | no data
no data | 02-VCND207 | no data | no data | no data | VENT VALVE | no data | CND | PD-300B | no data | no data | Water | 0.5" | no data
no data | 02-VCND209 | no data | no data | no data | VENT VALVE | no data | CND | PD-300B | no data | no data | Water | 0.5" | no data
no data | 02-VCND210 | no data | no data | no data | VENT VALVE | no data | CND | PD-054B | no data | no data | Water | 0.75" | no data
no data | 02-VCND211 | no data | no data | no data | DRAIN VALVE | no data | CND | PD-300B | no data | no data | Water | 0.75" | no data
no data | 02-VCND212 | no data | no data | no data | GLAND STEAM DSH SPRAY SUPPLY ISOLATION | no data | CND | PD-300B | no data | no data | Water | 1" | no data
no data | 02-VCND213 | no data | no data | no data | GLAND STEAM DSH SPRAY CHECK | no data | CND | PD-300B | no data | no data | Water | 1" | no data
no data | 02-VCND214 | no data | no data | no data | LP DRAINS TANK SPRAY SUPPLY CV ISOLATION | no data | CND | PD-305B | no data | no data | Water | 2.5" | no data
no data | 02-VCND215 | no data | no data | no data | DRAIN VALVE | no data | CND | PD-305B | no data | no data | Water | 0.75" | no data
no data | 02-VCND221 | no data | no data | no data | LP BYPASS SPRAY SUPPLY ISOLATION | no data | CND | PD-052B | no data | no data | Water | 1.5" | no data
no data | 02-VCND223 | no data | no data | no data | CND TO CRH VENTILATOR SPRAY ISOLATION | no data | CND | PD-052B | no data | no data | Water | 3" | no data
no data | 02-VCND224 | no data | no data | no data | HRH BYPASS SPRAY SUPPLY ISOLATION | no data | CND | PD-052B | no data | no data | Water | 6" | no data
no data | 02-VCND225 | no data | no data | no data | CND STRAINER ISOLATION | no data | CND | PD-052B | no data | no data | Water | 8" | no data
no data | 02-VCND226 | no data | no data | no data | STRAINER DRAIN | no data | CND | PD-052B | no data | no data | Water | 1.5" | no data
no data | 02-VCND227 | no data | no data | no data | CND STRAINER ISOLATION | no data | CND | PD-052B | no data | no data | Water | 8" | no data
no data | 02-VCND228 | no data | no data | no data | CND STRAINER ISOLATION | no data | CND | PD-052B | no data | no data | Water | 8" | no data
no data | 02-VCND229 | no data | no data | no data | STRAINER DRAIN VALVE | no data | CND | PD-052B | no data | no data | Water | 1.5" | no data
no data | 02-VCND230 | no data | no data | no data | CND STRAINER ISOLATION | no data | CND | PD-052B | no data | no data | Water | 8" | no data
no data | 02-VCND231 | no data | no data | no data | STRAINER VENT VALVE | no data | CND | PD-052B | no data | no data | Water | 1.5" | no data
no data | 02-VCND232 | no data | no data | no data | STRAINER VENT VALVE | no data | CND | PD-052B | no data | no data | Water | 1.5" | no data
no data | 02-VCND233 | no data | no data | no data | INSTRUMENT ISOLATION | no data | CND | PD-052B | no data | no data | Water | 0.75" | no data
no data | 02-VCND234 | no data | no data | no data | INSTRUMENT ISOLATION | no data | CND | PD-052B | no data | no data | Water | 0.75" | no data
no data | 02-VCND235 | no data | no data | no data | DEMIN FILL TO CND CHECK | no data | CND | PD-052B | no data | no data | Water | 3" | no data
no data | 02-VCND236 | no data | no data | no data | DEMIN FILL TO CND STOP CHECK | no data | CND | PD-052B | no data | no data | Water | 3" | no data
no data | 02-VCND237 | no data | no data | no data | DRAIN/HYDRO FILL VALVE | no data | CND | PD-052B | no data | no data | Water | 0.75" | no data
no data | 02-VCND238 | no data | no data | no data | DEMIN FILL TO CND ISOLATION | no data | CND | PD-052B | no data | no data | Water | 3" | no data
no data | 02-VCND239 | no data | no data | no data | ECA COOLER PUMP DISCHARGE CHECK | no data | CND | PD-054B | no data | no data | Water | 6" | no data
no data | 02-VCND240 | no data | no data | no data | INSTRUMENT ISOLATION | no data | CND | PD-054B | no data | no data | Water | 0.75" | no data
no data | 02-VCND241 | no data | no data | no data | ECA COOLER PUMP DISCHARGE CHECK | no data | CND | PD-054B | no data | no data | Water | 6" | no data
no data | 02-VCND242 | no data | no data | no data | ECA COOLING LOOP SUPPLY CHECK | no data | CND | PD-054B | no data | no data | Water | 6" | no data
no data | 02-VCND243 | no data | no data | no data | ECA COOLING LOOP MANUAL FLOW THROTTLING VALVE | no data | CND | PD-054B | no data | no data | Water | 6" | no data
no data | 02-VCND244 | no data | no data | no data | STEAM DRAINS PUMP SEAL WATER SUPPLY ISOLATION | no data | CND | PD-306B | no data | no data | Water | 0.5" | no data
no data | 02-VCND245 | no data | no data | no data | STEAM DRAINS PUMP SEAL WATER SUPPLY THROTTLING VALVE | no data | CND | PD-306B | no data | no data | Water | 0.5" | no data
no data | 02-VCND247 | no data | no data | no data | INSTRUMENT ISOLATION | no data | CND | PD-306B | no data | no data | Water | 0.5" | no data
no data | 02-VCND248 | no data | no data | no data | STEAM DRAINS PUMP SEAL WATER SUPPLY CHECK | no data | CND | PD-306B | no data | no data | Water | 0.5" | no data
no data | 02-VCND258 | no data | no data | no data | VENT VALVE | no data | CND | PD-050B | no data | no data | Water | 0.75" | no data
no data | 02-VCND259 | no data | no data | no data | DRAIN VALVE | no data | CND | PD-050B | no data | no data | Water | 0.75" | no data
no data | 02-VCND260 | no data | no data | no data | DRAIN VALVE | no data | CND | PD-034B | no data | no data | Water | 0.75" | no data
no data | 02-VCND261 | no data | no data | no data | LP DRAINS TANK QUENCH TCV ISOLATION | no data | CND | PD-305B | no data | no data | Water | 2.5" | no data
no data | 02-VCND262 | no data | no data | no data | LP DRAINS TANK QUENCH TCV BYPASS VALVE | no data | CND | PD-305B | no data | no data | Water | 2" | no data
no data | 02-VCND271 | no data | no data | no data | STRAINER DRAIN | no data | CND | PD-052B | no data | no data | Water | 0.5" | no data
no data | 02-VCND272 | no data | no data | no data | STEAM DRAINS PUMP SEAL WATER SUPPLY THROTTLING VALVE | no data | CND | PD-306B | no data | no data | Water | 0.5" | no data
no data | 02-VCND273 | no data | no data | no data | VENT VALVE | no data | CND | PD-306B | no data | no data | Water | 0.5" | no data
no data | 02-VCND274 | no data | no data | no data | INSTRUMENT ISOLATION | no data | CND | PD-306B | no data | no data | Water | 0.5" | no data
no data | 02-VCND275 | no data | no data | no data | INSTRUMENT ISOLATION | no data | CND | PD-306B | no data | no data | Water | 0.5" | no data
no data | 02-VCND277 | no data | no data | no data | STEAM DRAINS PUMP SEAL WATER SUPPLY CHECK | no data | CND | PD-306B | no data | no data | Water | 0.5" | no data
no data | 02-VCND278 | no data | no data | no data | INSTRUMENT ISOLATION | no data | CND | PD-306B | no data | no data | Water | 0.5" | no data
no data | 02-VCND279 | no data | no data | no data | STEAM DRAINS PUMP SEAL WATER SUPPLY THROTTLING VALVE | no data | CND | PD-306B | no data | no data | Water | 0.5" | no data
no data | 02-VCND280 | no data | no data | no data | STEAM DRAINS PUMP SEAL WATER SUPPLY ISOLATION | no data | CND | PD-306B | no data | no data | Water | 0.5" | no data
no data | 02-VCND301 | no data | no data | no data | INSTRUMENT ISOLATION | no data | CND | PD-034B | no data | no data | Water | 0.5" | no data
no data | 02-VCND302 | no data | no data | no data | INSTRUMENT ISOLATION | no data | CND | PD-034B | no data | no data | Water | 0.5" | no data
no data | 02-VCND307 | no data | no data | no data | VENT VALVE | no data | CND | PD-034B | no data | no data | Water | 0.75" | no data
no data | 02-VCND308 | no data | no data | no data | INSTRUMENT ISOLATION | no data | CND | PD-052B | no data | no data | Water | 0.5" | no data
no data | 02-VCND309 | no data | no data | no data | LP ECONOMIZER BYPASS CV ISOLATION | no data | CND | PD-053B | no data | no data | Water | 8" | no data
no data | 02-VCND311 | no data | no data | no data | ECA COOLER PUMP SUCTION ISOLATION | no data | CND | PD-054B | no data | no data | Water | 6" | no data
no data | 02-VCND312 | no data | no data | no data | INSTRUMENT ISOLATION | no data | CND | PD-054B | no data | no data | Water | 0.75" | no data
no data | 02-VCND313 | no data | no data | no data | ECA COOLER PUMP SUCTION ISOLATION | no data | CND | PD-054B | no data | no data | Water | 6" | no data
no data | 02-VCND314 | no data | no data | no data | ECA COOLER PUMP DISCHARGE ISOLATION | no data | CND | PD-054B | no data | no data | Water | 6" | no data
no data | 02-VCND315 | no data | no data | no data | INSTRUMENT ISOLATION | no data | CND | PD-054B | no data | no data | Water | 0.75" | no data
no data | 02-VCND320 | no data | no data | no data | STRAINER VENT VALVE | no data | CND | PD-051B | no data | no data | Water | 0.5" | no data
no data | 02-VCND321 | no data | no data | no data | INSTRUMENT ISOLATION | no data | CND | PD-052B | no data | no data | Water | 0.5" | no data
no data | 02-VCND322 | no data | no data | no data | INSTRUMENT ISOLATION | no data | CND | PD-052B | no data | no data | Water | 0.5" | no data
no data | 02-VCND323 | no data | no data | no data | CONDENSATE RECIRC STRAINER ISOLATION | no data | CND | PD-053B | no data | no data | Water | 8" | no data
no data | 02-VCND324 | no data | no data | no data | ACC CURTAIN SPRAY CV ISOLATION | no data | CND | PD-052B | no data | no data | Water | 4" | no data
no data | 02-VCND326 | no data | no data | no data | ACC CURTAIN SPRAY CV ISOLATION | no data | CND | PD-052B | no data | no data | Water | 4" | no data
no data | 02-VCND327 | no data | no data | no data | ACC CURTAIN SPRAY CV BYPASS VALVE | no data | CND | PD-052B | no data | no data | Water | 2" | no data
no data | 02-VCND328 | no data | no data | no data | INSTRUMENT ISOLATION | no data | CND | PD-052B | no data | no data | Water | 0.75" | no data
no data | 02-VCND329 | no data | no data | no data | CONDENSATE PUMP DISCHARGE ISOLATION | no data | CND | PD-051B | no data | no data | Water | 10" | no data
no data | 02-VCND330 | no data | no data | no data | STRAINER VENT VALVE | no data | CND | PD-051B | no data | no data | Water | 0.5" | no data
no data | 02-VCND333 | no data | no data | no data | CND PUMP VENT VALVE | no data | CND | PD-051B | no data | no data | Water | 1" | no data
no data | 02-VCND335 | no data | no data | no data | INSTRUMENT ISOLATION | no data | CND | PD-054B | no data | no data | Water | 0.75" | no data
no data | 02-VCND337 | no data | no data | no data | INSTRUMENT ISOLATION | no data | CND | PD-053B | no data | no data | Water | 0.75" | no data
no data | 02-VCND338 | no data | no data | no data | INSTRUMENT ISOLATION | no data | CND | PD-053B | no data | no data | Water | 0.75" | no data
no data | 02-VCND339 | no data | no data | no data | INSTRUMENT ISOLATION | no data | CND | PD-053B | no data | no data | Water | 0.75" | no data
no data | 02-VCND340 | no data | no data | no data | ECA COOLER LOOP RETURN VALVE ISOLATION | no data | CND | PD-054B | no data | no data | Water | 6" | no data
no data | 02-VCND341 | no data | no data | no data | DRAIN VALVE | no data | CND | PD-054B | no data | no data | Water | 0.75" | no data
no data | 02-VCND342 | no data | no data | no data | INSTRUMENT ISOLATION | no data | CND | PD-054B | no data | no data | Water | 0.75" | no data
no data | 02-VCND343 | no data | no data | no data | ECA COOLER LOOP RETURN VALVE ISOLATION | no data | CND | PD-054B | no data | no data | Water | 6" | no data
no data | 02-VCND344 | no data | no data | no data | INSTRUMENT ISOLATION | no data | CND | PD-054B | no data | no data | Water | 0.75" | no data
no data | 02-VCND348 | no data | no data | no data | DRAIN VALVE | no data | CND | PD-054B | no data | no data | Water | 0.75" | no data
no data | 02-VCND349 | no data | no data | no data | DRAIN VALVE | no data | CND | PD-054B | no data | no data | Water | 0.75" | no data
no data | 02-VCND352 | no data | no data | no data | ECA COOLER LOOP SUPPLY VALVE ISOLATION | no data | CND | PD-054B | no data | no data | Water | 6" | no data
no data | 02-VCND357 | no data | no data | no data | INSTRUMENT ISOLATION | no data | CND | PD-054B | no data | no data | Water | 0.75" | no data
no data | 02-VCND359 | no data | no data | no data | ECA COOLER PUMP DISCHARGE ISOLATION | no data | CND | PD-054B | no data | no data | Water | 6" | no data
no data | 02-VCND360 | no data | no data | no data | STRAINER VENT VALVE | no data | CND | PD-051B | no data | no data | Water | 0.5" | no data
no data | 02-VCND361 | no data | no data | no data | STRAINER DRAIN VALVE | no data | CND | PD-051B | no data | no data | Water | 2" | no data
no data | 02-VCND362 | no data | no data | no data | IRON FILTER DRAIN VALVE | no data | CND | PD-052B | no data | no data | Water | 0.75" | no data
no data | 02-VCND363 | no data | no data | no data | DRAIN VALVE | no data | CND | PD-030B | no data | no data | Water | 0.75" | no data
no data | 02-VCND366 | no data | no data | no data | HP DRAINS TANK QUENCH TCV BYPASS VALVE | no data | CND | PD-304B | no data | no data | Water | 1.5" | no data
no data | 02-VCND367 | no data | no data | no data | HP DRAINS TANK QUENCH TCV ISOLATION | no data | CND | PD-304B | no data | no data | Water | 3" | no data
no data | 02-VCND375 | no data | no data | no data | INSTRUMENT ISOLATION | no data | CND | PD-053B | no data | no data | Water | 0.75" | no data
no data | 02-VCND376 | no data | no data | no data | VENT VALVE | no data | CND | PD-053B | no data | no data | Water | 0.75" | no data
no data | 02-VCND377 | no data | no data | no data | DRAIN VALVE | no data | CND | PD-053B | no data | no data | Water | 0.75" | no data
no data | 02-VCND378 | no data | no data | no data | VENT VALVE | no data | CND | PD-053B | no data | no data | Water | 0.75" | no data
no data | 02-VCND379 | no data | no data | no data | VENT VALVE | no data | CND | PD-053B | no data | no data | Water | 0.75" | no data
no data | 02-VCND380 | no data | no data | no data | DRAIN VALVE | no data | CND | PD-034B | no data | no data | Water | 0.75" | no data
no data | 02-VCND381 | no data | no data | no data | VENT VALVE | no data | CND | PD-034B | no data | no data | Water | 0.75" | no data
no data | 02-VCND400 | no data | no data | no data | VENT VALVE | no data | CND | PD-052B | no data | no data | Water | 1" | no data
no data | 02-VCND401 | no data | no data | no data | VENT | no data | CND | PD-052B | no data | no data | Water | 1" | no data
no data | 02-VCND402 | no data | no data | no data | DRAIN VALVE | no data | CND | PD-052B | no data | no data | Water | 1" | no data
no data | 02-VCND403 | no data | no data | no data | DRAIN VALVE | no data | CND | PD-052B | no data | no data | Water | 1" | no data
no data | 02-VCND404 | no data | no data | no data | VENT VALVE | no data | CND | PD-053B | no data | no data | Water | 0.5" | no data
no data | 02-VCND405 | no data | no data | no data | VENT VALVE | no data | CND | PD-053B | no data | no data | Water | 0.75" | no data
no data | 02-VCND406 | no data | no data | no data | STRAINER DRAIN VALVE | no data | CND | PD-300B | no data | no data | Water | 0.75" | no data
no data | 02-VCND407 | no data | no data | no data | VENT VALVE | no data | CND | PD-054B | no data | no data | Water | 0.75" | no data
no data | 02-VCND408 | no data | no data | no data | DRAIN VALVE | no data | CND | PD-054B | no data | no data | Water | 0.75" | no data
no data | 02-VCND410 | no data | no data | no data | VENT VALVE | no data | CND | PD-054B | no data | no data | Water | 0.75" | no data
no data | 02-VCND411 | no data | no data | no data | VENT VALVE | no data | CND | PD-054B | no data | no data | Water | 0.75" | no data
no data | 02-VCND420 | no data | no data | no data | ECA COOLER PUMP DRAIN | no data | CND | PD-054B | no data | no data | Water | 0.75" | no data
no data | 02-VCND421 | no data | no data | no data | ECA COOLER PUMP DRAIN | no data | CND | PD-054B | no data | no data | Water | 0.75" | no data
no data | 02-VCND576 | no data | no data | no data | DRAIN VALVE | no data | CND | PD-053B | no data | no data | Water | 0.75" | no data
no data | 02-VCND577 | no data | no data | no data | DRAIN | no data | CND | PD-053B | no data | no data | Water | 0.75" | no data
no data | 02-V-CND-814A | no data | no data | no data | TRAP BYPASS VALVE | LEVER | HLTCACC | 11737.0 | no data | no data | WATER | 3/4" | no data
no data | 02-V-CND-814B | no data | no data | no data | TRAP ISOLATION VALVE | LEVER | HLTCACC | 11737.0 | no data | no data | WATER | 3/4" | no data
no data | 02-V-CND-814C | no data | no data | no data | TRAP ISOLATION VALVE | LEVER | HLTCACC | 11737.0 | no data | no data | WATER | 3/4" | no data
no data | 02-V-CND-815A | no data | no data | no data | TRAP BYPASS VALVE | LEVER | HLTCACC | 11737.0 | no data | no data | WATER | 3/4" | no data
no data | 02-V-CND-815B | no data | no data | no data | TRAP ISOLATION VALVE | LEVER | HLTCACC | 11737.0 | no data | no data | WATER | 3/4" | no data
no data | 02-V-CND-815C | no data | no data | no data | TRAP ISOLATION VALVE | LEVER | HLTCACC | 11737.0 | no data | no data | WATER | 3/4" | no data
no data | 02-V-CND-868 | no data | no data | no data | CONDENSATE TANK DRAIN VALVE | LEVER | HLTCACC | 11737.0 | no data | no data | WATER | 3" | no data
no data | 02-V-CND-981B | no data | no data | no data | SYSTEM DRAIN VALVE | LEVER | HLTCACC | 11737.0 | no data | no data | STEAM | 1" | no data
no data | 02-V-CND-983A | no data | no data | no data | BRANCH VALVE | LEVER | HLTCACC | 11737.0 | no data | no data | STEAM | 1" | no data
no data | 02-V-CND-983B | no data | no data | no data | BRANCH VALVE | LEVER | HLTCACC | 11737.0 | no data | no data | STEAM | 1" | no data
no data | 02-V-CND-983C | no data | no data | no data | BRANCH VALVE | LEVER | HLTCACC | 11737.0 | no data | no data | STEAM | 1" | no data
no data | 02-V-CND-983D | no data | no data | no data | BRANCH VALVE | LEVER | HLTCACC | 11737.0 | no data | no data | STEAM | 1" | no data
no data | 02-V-CND-983E | no data | no data | no data | BRANCH VALVE | LEVER | HLTCACC | 11737.0 | no data | no data | STEAM | 1" | no data
no data | 02-VCRH101 | no data | no data | no data | CRH TO AXS BLOCK/CONTROL VALVE DRAIN VALVE | no data | CRH | PD-030B | no data | no data | Steam | 0.75" | no data
no data | 02-VCRH102 | no data | no data | no data | PIT CONNECTION ROOT VALVE | no data | CRH | PD-030B | no data | no data | Steam | 0.75" | no data
no data | 02-VCRH103 | no data | no data | no data | PIT CONNECTION BLOCK VALVE | no data | CRH | PD-030B | no data | no data | Steam | 0.75" | no data
no data | 02-VCRH104 | no data | no data | no data | DRIP LEG LS ROOT VALVE | no data | CRH | PD-030B | no data | no data | Steam | 1" | no data
no data | 02-VCRH105 | no data | no data | no data | DRIP LEG LS ROOT VALVE | no data | CRH | PD-030B | no data | no data | Steam | 1" | no data
no data | 02-VCRH106 | no data | no data | no data | DRIP LEG LS ROOT VALVE | no data | CRH | PD-030B | no data | no data | Steam | 1" | no data
no data | 02-VCRH107 | no data | no data | no data | DRIP LEG LS ROOT VALVE | no data | CRH | PD-030B | no data | no data | Steam | 1" | no data
no data | 02-VCRH108 | no data | no data | no data | DRIP LEG LS ROOT VALVE | no data | CRH | PD-030B | no data | no data | Steam | 1" | no data
no data | 02-VCRH109 | no data | no data | no data | DRIP LEG LS ROOT VALVE | no data | CRH | PD-030B | no data | no data | Steam | 1" | no data
no data | 02-VCRH110 | no data | no data | no data | DRIP LEG LS ROOT VALVE | no data | CRH | PD-030B | no data | no data | Steam | 1" | no data
no data | 02-VCRH111 | no data | no data | no data | DRIP LEG DRAIN | no data | CRH | PD-031B | no data | no data | Steam | 2" | no data
no data | 02-VCRH112 | no data | no data | no data | DRIP LEG LS VENT/DRAIN VALVE | no data | CRH | PD-030B | no data | no data | Steam | 1" | no data
no data | 02-VCRH115 | no data | no data | no data | HYDRO/VENT CONNECTION VALVE | no data | CRH | PD-031B | no data | no data | Steam | 0.75" | no data
no data | 02-VCRH117 | no data | no data | no data | DRIP LEG LS ROOT VALVE | no data | CRH | PD-031B | no data | no data | Steam | 1" | no data
no data | 02-VCRH120 | no data | no data | no data | CRH TO AXS VENT VALVE | no data | CRH | PD-124B | no data | no data | Steam | 0.75" | no data
no data | 02-VCRH121 | no data | no data | no data | CRH TO AXS VENT VALVE | no data | CRH | PD-124B | no data | no data | Steam | 0.75" | no data
no data | 02-VCRH122 | no data | no data | no data | DRIP LEG LS ROOT VALVE | no data | CRH | PD-031B | no data | no data | Steam | 1" | no data
no data | 02-VCRH123 | no data | no data | no data | DRIP LEG LS VENT/DRAIN VALVE | no data | CRH | PD-030B | no data | no data | Steam | 0.75" | no data
no data | 02-VCRH124 | no data | no data | no data | DRIP LEG LS VENT/DRAIN VALVE | no data | CRH | PD-031B | no data | no data | Steam | 0.75" | no data
no data | 02-VCRH125 | no data | no data | no data | DRIP LEG LS VENT/DRAIN VALVE | no data | CRH | PD-030B | no data | no data | Steam | 0.75" | no data
no data | 02-VCRH127 | no data | no data | no data | DRIP LEG DRAIN | no data | CRH | PD-030B | no data | no data | Steam | 2" | no data
no data | 02-VCRH128 | no data | no data | no data | PIT CONNECTION BLOCK VALVE | no data | CRH | PD-030B | no data | no data | Steam | 0.75" | no data
no data | 02-VCRH130 | no data | no data | no data | DRIP LEG DRAIN | no data | CRH | PD-030B | no data | no data | Steam | 2" | no data
no data | 02-VCRH131 | no data | no data | no data | VENTILATOR VALVE BLOCK VALVE | no data | CRH | PD-030B | no data | no data | Steam | 10" | no data
no data | 02-VCRH133 | no data | no data | no data | DRIP LEG DRAIN VALVE | no data | CRH | PD-030B | no data | no data | Steam | 2" | no data
no data | 02-VCRH134 | no data | no data | no data | DRIP LEG DRAIN VALVE | no data | CRH | PD-030B | no data | no data | Steam | 2" | no data
no data | 02-VCRH135 | no data | no data | no data | DRIP LEG DRAIN VALVE | no data | CRH | PD-030B | no data | no data | Steam | 2" | no data
no data | 02-VCRH136 | no data | no data | no data | DRIP LEG DRAIN VALVE | no data | CRH | PD-031B | no data | no data | Steam | 2" | no data
no data | 02-VCRH137 | no data | no data | no data | DRIP LEG LS ROOT VALVE | no data | CRH | PD-031B | no data | no data | Steam | 1" | no data
no data | 02-VCRH138 | no data | no data | no data | DRIP LEG DRAIN VALVE | no data | CRH | PD-030B | no data | no data | Steam | 2" | no data
no data | 02-VCRH139 | no data | no data | no data | PTC CONNECTION | no data | CRH | PD-030B | no data | no data | Steam | 0.75" | no data
no data | 02-VCRH141 | no data | no data | no data | PIT CONNECTION BLOCK VALVE | no data | CRH | PD-030B | no data | no data | Steam | 0.75" | no data
no data | 02-VCRH142 | no data | no data | no data | PIT CONNECTION BLOCK VALVE | no data | CRH | PD-030B | no data | no data | Steam | 0.75" | no data
no data | 02-VCRH143 | no data | no data | no data | PIT CONNECTION BLOCK VALVE | no data | CRH | PD-030B | no data | no data | Steam | 0.75" | no data
no data | 02-VCRH144 | no data | no data | no data | PIT CONNECTION BLOCK VALVE | no data | CRH | PD-030B | no data | no data | Steam | 0.75" | no data
no data | 02-VCRH146 | no data | no data | no data | DRIP LEG LS ROOT VALVE | no data | CRH | PD-031B | no data | no data | Steam | 1" | no data
no data | 02-VCRH147 | no data | no data | no data | DRIP LEG LS VENT/DRAIN VALVE | no data | CRH | PD-031B | no data | no data | Steam | 0.75" | no data
no data | 02-VCRH148 | no data | no data | no data | PT CONNECTION ROOT VALVE | no data | CRH | PD-031B | no data | no data | Steam | 0.75" | no data
no data | 02-VCRH150 | no data | no data | no data | DRIP LEG LS VENT/DRAIN VALVE | no data | CRH | PD-030B | no data | no data | Steam | 0.75" | no data
no data | 02-VCRH151 | no data | no data | no data | DRIP LEG LS VENT/DRAIN VALVE | no data | CRH | PD-030B | no data | no data | Steam | 0.75" | no data
no data | 02-VCRH154 | no data | no data | no data | DRIP LEG LS ROOT VALVE | no data | CRH | PD-030B | no data | no data | Steam | 1" | no data
no data | 02-VCRH155 | no data | no data | no data | DRIP LEG LS ROOT VALVE | no data | CRH | PD-030B | no data | no data | Steam | 1" | no data
no data | 02-VCRH156 | no data | no data | no data | DRIP LEG LS ROOT VALVE | no data | CRH | PD-030B | no data | no data | Steam | 1" | no data
no data | 02-VCRH157 | no data | no data | no data | DRIP LEG LS ROOT VALVE | no data | CRH | PD-030B | no data | no data | Steam | 1" | no data
no data | 02-VCRH158 | no data | no data | no data | DRIP LEG LS VENT/DRAIN VALVE | no data | CRH | PD-030B | no data | no data | Steam | 0.75" | no data
no data | 02-VCRH159 | no data | no data | no data | HYDRO/VENT CONNECTION VALVE | no data | CRH | PD-031B | no data | no data | Steam | 0.75" | no data
no data | 02-VCRH160 | no data | no data | no data | DRIP LEG LS VENT/DRAIN VALVE | no data | CRH | PD-030B | no data | no data | Steam | 0.75" | no data
no data | 02-VCRH161 | no data | no data | no data | DRIP LEG LS VENT/DRAIN VALVE | no data | CRH | PD-030B | no data | no data | Steam | 0.75" | no data
no data | 02-VCRH162 | no data | no data | no data | CRH TO AXS VENT VALVE | no data | CRH | PD-124B | no data | no data | Steam | 0.75" | no data
no data | 02-VCRH165 | no data | no data | no data | HYDRO/VENT CONNECTION VALVE | no data | CRH | PD-031B | no data | no data | Steam | 0.75" | no data
no data | 02-VCRH166 | no data | no data | no data | FIT/FE ROOT VALVE | no data | CRH | PD-031B | no data | no data | Steam | 0.75" | no data
no data | 02-VCRH169 | no data | no data | no data | DRIP LEG LS ROOT VALVE | no data | CRH | PD-031B | no data | no data | Steam | 1" | no data
no data | 02-VCRH170 | no data | no data | no data | DRIP LEG LS ROOT VALVE | no data | CRH | PD-031B | no data | no data | Steam | 1" | no data
no data | 02-VCRH171 | no data | no data | no data | DRIP LEG LS ROOT VALVE | no data | CRH | PD-031B | no data | no data | Steam | 1" | no data
no data | 02-VCRH172 | no data | no data | no data | DRIP LEG LS ROOT VALVE | no data | CRH | PD-031B | no data | no data | Steam | 1" | no data
no data | 02-VCRH173 | no data | no data | no data | DRIP LEG LS VENT/DRAIN VALVE | no data | CRH | PD-031B | no data | no data | Steam | 0.75" | no data
no data | 02-VCRH174 | no data | no data | no data | DRIP LEG LS VENT/DRAIN VALVE | no data | CRH | PD-031B | no data | no data | Steam | 0.75" | no data
no data | 02-VCRH175 | no data | no data | no data | DRIP LEG LS ROOT VALVE | no data | CRH | PD-030B | no data | no data | Steam | 1" | no data
no data | 02-VCRH176 | no data | no data | no data | DRIP LEG LS ROOT VALVE | no data | CRH | PD-030B | no data | no data | Steam | 1" | no data
no data | 02-VCRH177 | no data | no data | no data | DRIP LEG LS ROOT VALVE | no data | CRH | PD-030B | no data | no data | Steam | 1" | no data
no data | 02-VCRH178 | no data | no data | no data | DRIP LEG LS ROOT VALVE | no data | CRH | PD-030B | no data | no data | Steam | 1" | no data
no data | 02-VCRH180 | no data | no data | no data | CRH TO AXS ISOLATION | no data | CRH | PD-124B | no data | no data | Steam | 3" | no data
no data | 02-VCRH181 | no data | no data | no data | CRH TO AXS ISOLATION | no data | CRH | PD-124B | no data | no data | Steam | 4" | no data
no data | 02-VCRH182 | no data | no data | no data | CRH TO AXS VENT VALVE | no data | CRH | PD-124B | no data | no data | Steam | 0.75" | no data
no data | 02-VCRH183 | no data | no data | no data | CRH TO AXS ISOLATION | no data | CRH | PD-124B | no data | no data | Steam | 4" | no data
no data | 02-VCRH184 | no data | no data | no data | CRH TO AXS ISOLATION | no data | CRH | PD-124B | no data | no data | Steam | 6" | no data
no data | 02-VCRH185 | no data | no data | no data | DRIP LEG DRAIN | no data | CRH | PD-031B | no data | no data | Steam | 2" | no data
no data | 02-VCRH186 | no data | no data | no data | HYDRO/VENT CONNECTION VALVE | no data | CRH | PD-031B | no data | no data | Steam | 0.75" | no data
no data | 02-VCTP101 | no data | no data | no data | UNIT 2 ECA COOLER DRAIN VALVE (B) ISOLATION | no data | CTP | PD-335B | no data | no data | Air/Water | 1" | no data
no data | 02-VCTP102 | no data | no data | no data | DRAIN ISOLATION | no data | CTP | PD-336B | no data | no data | Air/Water | 0.75" | no data
no data | 02-VCTP103 | no data | no data | no data | UNIT 2 BLADE RING DRAIN ISOLATION | no data | CTP | PD-335B | no data | no data | Air/Water | 2" | no data
no data | 02-VCTP104 | no data | no data | no data | UNIT 2 ECA DRAIN MIST DEPARATOR DRAIN VALVE (B) ISOLATION | no data | CTP | PD-335B | no data | no data | Air/Water | 1" | no data
no data | 02-VCTP105 | no data | no data | no data | UNIT 2 BLADE COMBUSTOR ISOLATION | no data | CTP | PD-335B | no data | no data | Air/Water | 1" | no data
no data | 02-VCTP106 | no data | no data | no data | UNIT 2 ECA DRAIN MIST DEPARATOR DRAIN VALVE (A) ISOLATION | no data | CTP | PD-335B | no data | no data | Air/Water | 2" | no data
no data | 02-VCTP107 | no data | no data | no data | UNIT 2 ECA COOLER DRAIN VALVE (A) ISOLATION | no data | CTP | PD-335B | no data | no data | Air/Water | 2" | no data
no data | 02-VCTP108 | no data | no data | no data | UNIT 2 COOLING AIR COOLER (HIGH TEMP) DRAIN VALVE (B) ISOLATION | no data | CTP | PD-335B | no data | no data | Air/Water | 1" | no data
no data | 02-VCTP109 | no data | no data | no data | UNIT 2 COOLING AIR COOLER (HIGH TEMP) DRAIN VALVE (A) ISOLATION | no data | CTP | PD-335B | no data | no data | Air/Water | 2" | no data
no data | 02-VCTP110 | no data | no data | no data | UNIT 2 COOLING AIR COOLER (LOW TEMP) DRAIN VALVE (A) ISOLATION | no data | CTP | PD-335B | no data | no data | Air/Water | 2" | no data
no data | 02-VCTP111 | no data | no data | no data | UNIT 2 COOLING AIR COOLER (LOW TEMP) DRAIN VALVE (B) ISOLATION | no data | CTP | PD-335B | no data | no data | Air/Water | 1" | no data
no data | 02-VCTP113 | no data | no data | no data | UNIT 2 2C COOLER DRAIN VALVE ISOLATION | no data | CTP | PD-336B | no data | no data | Air/Water | 4" | no data
no data | 02-VCTP114 | no data | no data | no data | DRAIN ISOLATION | no data | CTP | PD-334B | no data | no data | AIR/OIL | 0.75" | no data
no data | 02-VCTP115 | no data | no data | no data | DRAIN ISOLATION | no data | CTP | PD-336B | no data | no data | AIR | 0.75" | no data
no data | 02-VCTP116 | no data | no data | no data | DRAIN ISOLATION | no data | CTP | PD-336B | no data | no data | AIR | 0.75" | no data
no data | 02-VCTP117 | no data | no data | no data | COOLING AIR TO FUEL GAS NOZZLE ISOLATION | no data | CTP | PD-336B | no data | no data | AIR | 6" | no data
no data | 02-VCTP120 | no data | no data | no data | DRAIN ISOLATION | no data | CTP | PD-334B | no data | no data | AIR/OIL | 0.75" | no data
no data | 02-VCTP146 | no data | no data | no data | DRAIN ISOLATION | no data | CTP | PD-336B | no data | no data | Air/Water | 0.75" | no data
no data | 02-VCTP179 | no data | no data | no data | DRAIN ISOLATION | no data | CTP | PD-333B | no data | no data | Water | 0.75" | no data
no data | 02-VCTP180 | no data | no data | no data | DRAIN ISOLATION | no data | CTP | PD-333B | no data | no data | Water | 0.75" | no data
no data | 02-VCTP181 | no data | no data | no data | DRAIN ISOLATION | no data | CTP | PD-333B | no data | no data | Water | 0.75" | no data
no data | 02-VCTP182 | no data | no data | no data | DRAIN ISOLATION | no data | CTP | PD-333B | no data | no data | Water | 0.75" | no data
no data | 02-VCTP183 | no data | no data | no data | DRAIN ISOLATION | no data | CTP | PD-333B | no data | no data | Water | 0.75" | no data
no data | 02-VCTP185 | no data | no data | no data | INSTRUMENT ISOLATION | no data | CTP | PD-333B | no data | no data | Water | 0.75" | no data
no data | 02-VCTP200 | no data | no data | no data | UNIT 2 WATER WASH TANK INLET ISOLATION | no data | CTP | PD-332 | no data | no data | Water | 10" | no data
no data | 02-VCTP219 | no data | no data | no data | INSTRUMENT ISOLATION | no data | CTP | PD-332 | no data | no data | Water | 0.75" | no data
no data | 02-VCTP221 | no data | no data | no data | UNIT 2 ON LINE WASH SUPPLY ISOLATION AT CT PACKAGE | no data | CTP | PD-332 | no data | no data | Water | 2" | no data
no data | 02-VCTP223 | no data | no data | no data | UNIT 2 ON LINE WASH CLEANING 3 WAY VALVE | no data | CTP | PD-332 | no data | no data | Water | 2" | no data
no data | 02-VCTP225 | no data | no data | no data | UNIT 2 ON LINE WASH SUPPLY ISOLATION AT WW SKID | no data | CTP | PD-332 | no data | no data | Water | 2" | no data
no data | 02-VCTP229 | no data | no data | no data | INSTRUMENT ISOLATION | no data | CTP | PD-332 | no data | no data | Water | 0.75" | no data
no data | 02-VCTP231 | no data | no data | no data | UNIT 2 OFF LINE WASH SUPPLY ISOLATION AT CT PACKAGE | no data | CTP | PD-332 | no data | no data | Water | 2" | no data
no data | 02-VCTP233 | no data | no data | no data | UNIT 2 OFF LINE WASH CLEANING 3 WAY VALVE | no data | CTP | PD-332 | no data | no data | Water | 2" | no data
no data | 02-VCTP235 | no data | no data | no data | UNIT 2 OFF LINE WASH SUPPLY ISOLATION AT WW SKID | no data | CTP | PD-332 | no data | no data | Water | 2" | no data
no data | 02-VDWS100 | no data | no data | no data | CALCITE FILTER SUPPLY CHECK | no data | DWS | PD-333B | no data | no data | Water | 3" | no data
no data | 02-VDWS101 | no data | no data | no data | INSTRUMENT | no data | DWS | PD-333B | no data | no data | Water | 0.75" | no data
no data | 02-VDWS104 | no data | no data | no data | UNIT 1 EVAP COOLER SUPPLY ISOLATION | no data | DWS | PD-333B | no data | no data | Water | 3" | no data
no data | 02-VDWS105 | no data | no data | no data | VENT | no data | DWS | PD-050B | no data | no data | Water | 0.75" | no data
no data | 02-VDWS106 | no data | no data | no data | CALCITE FILTER ISOLATION | no data | DWS | PD-333B | no data | no data | Water | 1" | no data
no data | 02-VDWS107 | no data | no data | no data | CALCITE FILTER CO2 INJECTION MODULE ISOLATION | no data | DWS | PD-333B | no data | no data | Water | 1" | no data
no data | 02-VDWS108 | no data | no data | no data | DRAIN | no data | DWS | PD-333B | no data | no data | Water | 0.75" | no data
no data | 02-VDWS109 | no data | no data | no data | INSTRUMENT | no data | DWS | PD-333B | no data | no data | Water | 0.75" | no data
no data | 02-VDWS110 | no data | no data | no data | INSTRUMENT | no data | DWS | PD-333B | no data | no data | Water | 0.75" | no data
no data | 02-VDWS202 | no data | no data | no data | UNIT 2 SAMPLE PANEL SUPPLY ISOLATION | no data | DWS | PD-411 | no data | no data | Water | 1" | no data
no data | 02-VDWS203 | no data | no data | no data | UNIT 2 PHOSPHATE DILUTION SUPPLY ISOLATION | no data | DWS | PD-411 | no data | no data | Water | 1" | no data
no data | 02-VDWS204 | no data | no data | no data | VENT | no data | DWS | PD-332 | no data | no data | Water | 0.75" | no data
no data | 02-VDWS205 | no data | no data | no data | WATER WASH SKID ISOLATION | no data | DWS | PD-332 | no data | no data | Water | 2" | no data
no data | 02-VDWS614 | no data | no data | no data | INSTRUMENT | no data | DWS | PD-270B | no data | no data | Water | 0.5" | no data
no data | 02-VDWS615 | no data | no data | no data | INSTRUMENT | no data | DWS | PD-270B | no data | no data | Water | 0.5" | no data
no data | 02-VDWS616 | no data | no data | no data | CCW HEAD TANK SUPPLY CHECK | no data | DWS | PD-270B | no data | no data | Water | 2" | no data
no data | 02-VDWS617 | no data | no data | no data | CCW HEAD TANK ISOLATION | no data | DWS | PD-270B | no data | no data | Water | 2" | no data
no data | 02-VDWS620 | no data | no data | no data | VENT | no data | DWS | PD-270B | no data | no data | Water | 0.75" | no data
no data | 02-VDWS636 | no data | no data | no data | CONTROL VALVE ISOLATION | no data | DWS | PD-050B | no data | no data | Water | 0.75" | no data
no data | 02-VDWS638 | no data | no data | no data | CONTROL VALVE ISOLATION | no data | DWS | PD-050B | no data | no data | Water | 4" | no data
no data | 02-VDWS639 | no data | no data | no data | CONTROL VALVE ISOLATION | no data | DWS | PD-050B | no data | no data | Water | 4" | no data
no data | 02-VDWS641 | no data | no data | no data | CONTROL VALVE ISOLATION | no data | DWS | PD-050B | no data | no data | Water | 6" | no data
no data | 02-VDWS642 | no data | no data | no data | CONTROL VALVE ISOLATION | no data | DWS | PD-050B | no data | no data | Water | 6" | no data
no data | 02-VDWS643 | no data | no data | no data | DRAIN | no data | DWS | PD-050B | no data | no data | Water | 0.75" | no data
no data | 02-VDWS648 | no data | no data | no data | DRAIN | no data | DWS | PD-050B | no data | no data | Water | 0.75" | no data
no data | 02VDWS803 | no data | WTB | RO | no data | MANUAL | DWT | 2000BD | no data | no data | no data | 3" | no data
no data | 02VDWS805 | no data | WTB | RO | no data | MANUAL | DWT | 2000BD | no data | no data | no data | 1" | no data
no data | 02VDWS806 | no data | WTB | RO | no data | MANUAL | DWT | 2000BD | no data | no data | no data | 2" | no data
no data | 02VDWS807 | no data | WTB | RO | no data | MANUAL | DWT | 2000BD | no data | no data | no data | 1" | no data
no data | 02VDWS808 | no data | WTB | RO | no data | MANUAL | DWT | 2000BD | no data | no data | no data | 3" | no data
no data | 02VDWS809 | no data | WTB | RO | no data | MANUAL | DWT | 2000BD | no data | no data | no data | 3" | no data
no data | 02VDWS810 | no data | WTB | RO | no data | N/A | DWT | 2000BD | no data | no data | no data | 1/2" | no data
no data | 02VDWS811 | no data | WTB | RO | no data | MANUAL | DWT | 2000BD | no data | no data | no data | 3" | no data
no data | 02VDWS812 | no data | WTB | RO | no data | MANUAL | DWT | 2000BD | no data | no data | no data | 1" | no data
no data | 02VDWS813 | no data | WTB | RO | no data | MANUAL | DWT | 2000BD | no data | no data | no data | 3" | no data
no data | 02VDWS816 | no data | WTB | RO | no data | CHECK | DWT | 2000BD | no data | no data | no data | 3" | no data
no data | 02VDWS817 | no data | WTB | RO | no data | MANUAL | DWT | 2000BD | no data | no data | no data | 3" | no data
no data | 02VDWS818 | no data | WTB | RO | no data | MANUAL | DWT | 2000BD | no data | no data | no data | 3" | no data
no data | 02VDWS819 | no data | WTB | RO | no data | CHECK | DWT | 2000BD | no data | no data | no data | 3" | no data
no data | 02VDWS820 | no data | WTB | RO | no data | MANUAL | DWT | 2000BD | no data | no data | no data | 3" | no data
no data | 02VDWS822 | no data | WTB | RO | no data | MANUAL | DWT | 2000BD | no data | no data | no data | 3" | no data
no data | 02VDWS823 | no data | WTB | RO | no data | MANUAL | DWT | 2000BD | no data | no data | no data | 3" | no data
no data | 02VDWS824 | no data | WTB | RO | no data | MANUAL | DWT | 2000BD | no data | no data | no data | 3" | no data
no data | 02VDWS825 | no data | WTB | RO | no data | CHECK | DWT | 2000BD | no data | no data | no data | 3" | no data
no data | 02VDWS826 | no data | WTB | RO | no data | MANUAL | DWT | 2000BD | no data | no data | no data | 2" | no data
no data | 02-VFGS113 | no data | no data | no data | FLOW METER INLET | no data | FGS | PD-655B | no data | no data | Natural Gas | 10" | no data
no data | 02-VFGS115 | no data | no data | no data | N2 PURGE ISOLATION | no data | FGS | PD-656B | no data | no data | Natural Gas | 0.75" | no data
no data | 02-VFGS116 | no data | no data | no data | VENT/DRAIN | no data | FGS | PD-655B | no data | no data | Natural Gas | 0.75" | no data
no data | 02-VFGS120 | no data | no data | no data | N2 PURGE ISOLATION | no data | FGS | PD-658B | no data | no data | Natural Gas | 0.75" | no data
no data | 02-VFGS122 | no data | no data | no data | FLOW METER BYPASS | no data | FGS | PD-655B | no data | no data | Natural Gas | 10" | no data
no data | 02-VFGS123 | no data | no data | no data | EMERGENCY VENT VALVE BYPASS | no data | FGS | PD-656B | no data | no data | Natural Gas | 3" | no data
no data | 02-VFGS124 | no data | no data | no data | TO GT EMERGENCY SHUT OFF VALVE | no data | FGS | PD-655B | no data | no data | Natural Gas | 10" | no data
no data | 02-VFGS128 | no data | no data | no data | DRAIN | no data | FGS | PD-656B | no data | no data | Natural Gas | 1" | no data
no data | 02-VFGS130 | no data | no data | no data | PERFORMANCE HEATER TO EMERGENCY VENT VALVE | no data | FGS | PD-656B | no data | no data | Natural Gas | 3" | no data
no data | 02-VFGS134 | no data | no data | no data | PRESSURE REDUCTION UNIT TO CALORIE METER | no data | FGS | PD-656B | no data | no data | Natural Gas | 1" | no data
no data | 02-VFGS140 | no data | no data | no data | INSTRUMENTATION ROOT VALVE | no data | FGS | PD-656B | no data | no data | Natural Gas | 0.75" | no data
no data | 02-VFGS141 | no data | no data | no data | INSTRUMENTATION ROOT VALVE | no data | FGS | PD-656B | no data | no data | Natural Gas | 0.75" | no data
no data | 02-VFGS143 | no data | no data | no data | N2 PURGE ISOLATION | no data | FGS | PD-657B | no data | no data | Natural Gas | 1" | no data
no data | 02-VFGS147 | no data | no data | no data | INSTRUMENTATION ROOT VALVE | no data | FGS | PD-657B | no data | no data | Natural Gas | 1" | no data
no data | 02-VFGS148 | no data | no data | no data | INSTRUMENTATION ROOT VALVE | no data | FGS | PD-657B | no data | no data | Natural Gas | 1" | no data
no data | 02-VFGS157 | no data | no data | no data | INSTRUMENTATION ROOT VALVE | no data | FGS | PD-657B | no data | no data | Natural Gas | 1" | no data
no data | 02-VFGS158 | no data | no data | no data | INSTRUMENT | no data | FGS | PD-657B | no data | no data | Natural Gas | 1" | no data
no data | 02-VFGS174 | no data | no data | no data | GAS TURBINE FUEL GAS CARTRIDGE FILTER INLET | no data | FGS | PD-657B | no data | no data | Natural Gas | 12" | no data
no data | 02-VFGS176 | no data | no data | no data | EQUIPMENT ISOLATION | no data | FGS | PD-658B | no data | no data | Natural Gas | 6" | no data
no data | 02-VFGS177 | no data | no data | no data | VENT | no data | FGS | PD-657B | no data | no data | Natural Gas | 2" | no data
no data | 02-VFGS178 | no data | no data | no data | VENT | no data | FGS | PD-657B | no data | no data | Natural Gas | 2" | no data
no data | 02-VFGS179 | no data | no data | no data | EQUIPMENT ISOLATION | no data | FGS | PD-658B | no data | no data | Natural Gas | 12" | no data
no data | 02-VFGS184 | no data | no data | no data | VENT | no data | FGS | PD-657B | no data | no data | Natural Gas | 2" | no data
no data | 02-VFGS192 | no data | no data | no data | FUEL GAS PURGE CREDIT SHUT OFF VALVE A | no data | FGS | PD-657B | no data | no data | Natural Gas | 12" | no data
no data | 02-VFGS193 | no data | no data | no data | VENT | no data | FGS | PD-657B | no data | no data | Natural Gas | 1" | no data
no data | 02-VFGS217 | no data | no data | no data | N2 PURGE ISOLATION | no data | FGS | PD-658B | no data | no data | Natural Gas | 0.75" | no data
no data | 02-VHBD801 | no data | no data | no data | BLOWDOWN TANK PRESSURE INDICATOR ISOLATION | NA | no data | 2080_00007‐1 | no data | no data | Steam | 3/4" | no data
no data | 02-VHBD802 | no data | no data | no data | BLOWDOWN TANK PRESSURE TRANSMITTER ISOLATION | NA | no data | 2080_00007‐1 | no data | no data | Steam | 3/4" | no data
no data | 02-VHBD803 | no data | no data | no data | BLOWDOWN TANK LEVEL GAUGE ISOLATION | NA | no data | 2080_00007‐1 | no data | no data | Water/Steam | 3/4" | no data
no data | 02-VHBD804 | no data | no data | no data | BLOWDOWN TANK LEVEL GAUGE ISOLATION | NA | no data | 2080_00007‐1 | no data | no data | Water/Steam | 3/4" | no data
no data | 02-VHBD805 | no data | no data | no data | BLOWDOWN TANK LEVEL TRANSMITTER ISOLATION | NA | no data | 2080_00007‐1 | no data | no data | Water/Steam | 3/4" | no data
no data | 02-VHBD806 | no data | no data | no data | BLOWDOWN TANK LEVEL TRANSMITTER ISOLATION | NA | no data | 2080_00007‐1 | no data | no data | Water/Steam | 3/4" | no data
no data | 02-VHBD901 | no data | no data | no data | BLOWDOWN TANK LOW POINT DRAIN | NA | no data | 2080_00007‐1 | no data | no data | Water | 2" | no data
no data | 02-VHBD902 | no data | no data | no data | BLOWDOWN TANK LEVEL GAUGE DRAIN | NA | no data | 2080_00007‐1 | no data | no data | Water | 2" | no data
no data | 02-VHBD903 | no data | no data | no data | BLOWDOWN TANK LEVEL GAUGE DRAIN | NA | no data | 2080_00007‐1 | no data | no data | Water | 2" | no data
no data | 02-VHBD904 | no data | no data | no data | BLOW DOWN TANK CV ISOLATION | NA | no data | 2080_00007‐1 | no data | no data | Water | 6" | no data
no data | 02-VHBD905 | no data | no data | no data | BLOW DOWN TANK CV ISOLATION | NA | no data | 2080_00007‐1 | no data | no data | Water | 6" | no data
no data | 02-VHBD906 | no data | no data | no data | BLOW DOWN TANK CHECK | NA | no data | 2080_00007‐1 | no data | no data | Water | 6" | no data
no data | 02-VHBD907 | no data | no data | no data | BLOWDOWN QUENCH WATER DRAIN | NA | no data | 2080_00007‐1 | no data | no data | Water/Steam | 2" | no data
no data | 02-VHBD908 | no data | no data | no data | BLOWDOWN QUENCH WATER DRAIN | NA | no data | 2080_00007‐1 | no data | no data | Water/Steam | 2" | no data
no data | 02-VHBD909 | no data | no data | no data | BLOWDOWN QUENCH WATER BYPASS | NA | no data | 2080_00007‐1 | no data | no data | Water/Steam | 2" | no data
no data | 02-VHEH901 | no data | no data | no data | EXHAUST SIDE INLET DUCT PRESSURE TRANSMITTER ISOLATION | NA | no data | 2080_00002‐1 | no data | no data | Flue gas | 1" | no data
no data | 02-VHEH902 | no data | no data | no data | EXHAUST SIDE INLET DUCT PRESSURE TRANSMITTER ISOLATION | NA | no data | 2080_00002‐1 | no data | no data | Flue gas | 1" | no data
no data | 02-VHEH903 | no data | no data | no data | EXHAUST SIDE INLET DUCT PRESSURE TRANSMITTER ISOLATION | NA | no data | 2080_00002‐1 | no data | no data | Flue gas | 1" | no data
no data | 02-VHEH904 | no data | no data | no data | EXHAUST SIDE CO CATALYST 1 PRESSURE TRASMITTER ISOLATION | NA | no data | 2080_00002‐1 | no data | no data | Flue gas | 1" | no data
no data | 02-VHEH905 | no data | no data | no data | EXHAUST SIDE CO CATALYST 1 PRESSURE TRASMITTER ISOLATION | NA | no data | 2080_00002‐1 | no data | no data | Flue gas | 1" | no data
no data | 02-VHEH906 | no data | no data | no data | EXHAUST SIDE CO CATALYST 2 PRESSURE TRASMITTER ISOLATION | NA | no data | 2080_00002‐1 | no data | no data | Flue gas | 1" | no data
no data | 02-VHEH907 | no data | no data | no data | EXHAUST SIDE CO CATALYST 2 PRESSURE TRASMITTER ISOLATION | NA | no data | 2080_00002‐1 | no data | no data | Flue gas | 1" | no data
no data | 02-VHEH908 | no data | no data | no data | EXHAUST SIDE SCR CATALYST PRESSURE TRASMITTER ISOLATION | NA | no data | 2080_00002‐1 | no data | no data | Flue gas | 1" | no data
no data | 02-VHEH909 | no data | no data | no data | EXHAUST SIDE SCR CATALYST PRESSURE TRASMITTER ISOLATION | NA | no data | 2080_00002‐1 | no data | no data | Flue gas | 1" | no data
no data | 02-VHEH910 | no data | no data | no data | STACK DRAIN | NA | no data | 2080_00002‐1 | no data | no data | Water | 3" | no data
no data | 02-VHEH912 | no data | no data | no data | BURNER MAIN FUEL LINE DRAIN | NA | no data | 2080_00002‐1 | no data | no data | Nat. Gas | 2" | no data
no data | 02-VHEH913 | no data | no data | no data | BURNER PILOT FUEL LINE DRAIN | NA | no data | 2080_00002‐1 | no data | no data | Nat. Gas | 2" | no data
no data | 02-VHEH914 | no data | no data | no data | BURNER INSTRUMENT AIR DRAIN | NA | no data | 2080_00002‐1 | no data | no data | Air | 2" | no data
no data | 02-VHEH915 | no data | no data | no data | BURNER COOLING AIR DRAIN | NA | no data | 2080_00002‐1 | no data | no data | Air | 2" | no data
| 02-VHHS801 | HP drum vent (2) valves | Top of the HP drum | HRSG/ HP Drum | HP SATURATED STEAM VENT | NA | HHS | 2080_00005‐2 | CLOSED | no data | Water/Steam | 1" | no data
| 02-VHHS802 | HP drum vent (2) valves | Top of the HP drum | HRSG/ HP Drum | HP SATURATED STEAM VENT | NA | HHS | 2080_00005‐2 | CLOSED | no data | Water/Steam | 1" | no data
| 02-VHHS803 | 1st stage HP superheater Drip leg 2 Lvl switches (8) isolation valves | HRSG lower East | no data | HP SUPERHEATER 1 INLET DRAIN POT LEVEL SWITCH ISOLATION | NA | HHS | 2080_00005‐3 | no data | no data | Water/Steam | 3/4" | no data
| 02-VHHS804 | 1st stage HP superheater Drip leg 2 Lvl switches (8) isolation valves | HRSG lower East | no data | HP SUPERHEATER 1 INLET DRAIN POT LEVEL SWITCH ISOLATION | NA | HHS | 2080_00005‐3 | no data | no data | Water/Steam | 3/4" | no data
| 02-VHHS805 | 1st stage HP superheater Drip leg 2 Lvl switches (8) isolation valves | HRSG lower East | no data | HP SUPERHEATER 1 INLET DRAIN POT LEVEL SWITCH ISOLATION | NA | HHS | 2080_00005‐3 | no data | no data | Water/Steam | 3/4" | no data
| 02-VHHS806 | 1st stage HP superheater Drip leg 2 Lvl switches (8) isolation valves | HRSG lower East | no data | HP SUPERHEATER 1 INLET DRAIN POT LEVEL SWITCH ISOLATION | NA | HHS | 2080_00005‐3 | no data | no data | Water/Steam | 3/4" | no data
| 02-VHHS807 | 1st stage HP superheater Drip leg 2 Lvl switches (8) isolation valves | HRSG lower East | no data | HP SUPERHEATER 1 INLET DRAIN POT LEVEL SWITCH ISOLATION | NA | HHS | 2080_00005‐3 | no data | no data | Water/Steam | 3/4" | no data
| 02-VHHS808 | 1st stage HP superheater Drip leg 2 Lvl switches (8) isolation valves | HRSG lower East | no data | HP SUPERHEATER 1 INLET DRAIN POT LEVEL SWITCH ISOLATION | NA | HHS | 2080_00005‐3 | no data | no data | Water/Steam | 3/4" | no data
| 02-VHHS809 | 1st stage HP superheater Drip leg 2 Lvl switches (8) isolation valves | HRSG lower East | no data | HP SUPERHEATER 1 INLET DRAIN POT LEVEL SWITCH ISOLATION | NA | HHS | 2080_00005‐3 | no data | no data | Water/Steam | 3/4" | no data
| 02-VHHS810 | 1st stage HP superheater Drip leg 2 Lvl switches (8) isolation valves | HRSG lower East | no data | HP SUPERHEATER 1 INLET DRAIN POT LEVEL SWITCH ISOLATION | NA | HHS | 2080_00005‐3 | no data | no data | Water/Steam | 3/4" | no data
| 02-VHHS811 | HP Superheater vent to atmoshpere | HRSG lower East | no data | HP SUPERHEATER 1 TO 2 CROSSOVER VENT | NA | HHS | 2080_00005‐3 | no data | no data | Steam | 2" | no data
| 02-VHHS812 | HP Superheater vent to atmoshpere | HRSG lower East | no data | HP SUPERHEATER 1 TO 2 CROSSOVER VENT | NA | HHS | 2080_00005‐3 | no data | no data | Steam | 2" | no data
| 02-VHHS813 | HP superheater outlet PITs (before MOV) | HRSG upper | HRSG | HP SUPERHEATER OUTLET PRESSURE TRANSMITTER ISOLATION | NA | HHS | 2080_00005‐3 | no data | no data | Steam | 3/4" | no data
| 02-VHHS814 | HP superheater outlet PITs (before MOV) | HRSG upper | HRSG | HP SUPERHEATER OUTLET PRESSURE TRANSMITTER ISOLATION | NA | HHS | 2080_00005‐3 | no data | no data | Steam | 3/4" | no data
no data | 02-VHHS815 | no data | no data | no data | HP SUPERHEATER OUTLET PRESSURE INDICATOR ISOLATION | NA | no data | 2080_00005‐3 | no data | no data | Steam | 3/4" | no data
no data | 02-VHHS816 | no data | no data | no data | HP SUPERHEATER OUTLET PRESSURE INDICATOR ISOLATION | NA | no data | 2080_00005‐3 | no data | no data | Steam | 3/4" | no data
| 02-VHHS818 | HP superheater outlet vent to atmoshpere (before MOV) | HRSG upper | HRSG | HP SUPERHEATER OUTLET DRAIN | NA | HHS | 2080_00005‐3 | no data | no data | Water/Steam | 2" | no data
| 02-VHHS819 | HP superheater outlet vent to atmoshpere (before MOV) | HRSG upper | HRSG | HP SUPERHEATER OUTLET DRAIN | NA | HHS | 2080_00005‐3 | no data | no data | Water/Steam | 2" | no data
| 02-VHHS820 | HP steam FT before terminal attemperator | Pipe Rack 3rd | HRSG/ST | HP SUPERHEATER OUTLET FLOW TRANSMITTER ISOLATION | NA | HHS | 2080_00005‐3 | no data | no data | Steam | 3/4" | no data
| 02-VHHS821 | HP steam FT before terminal attemperator | Pipe Rack 3rd | HRSG/ST | HP SUPERHEATER OUTLET FLOW TRANSMITTER ISOLATION | NA | HHS | 2080_00005‐3 | no data | no data | Steam | 3/4" | no data
| 02-VHHS822 | HP steam FT before terminal attemperator | Pipe Rack 3rd | HRSG/ST | HP SUPERHEATER OUTLET FLOW TRANSMITTER ISOLATION | NA | HHS | 2080_00005‐3 | no data | no data | Steam | 3/4" | no data
| 02-VHHS823 | HP steam FT before terminal attemperator | Pipe Rack 3rd | HRSG/ST | HP SUPERHEATER OUTLET FLOW TRANSMITTER ISOLATION | NA | HHS | 2080_00005‐3 | no data | no data | Steam | 3/4" | no data
| 02-VHHS824 | HP steam FT before terminal attemperator | Pipe Rack 3rd | HRSG/ST | HP SUPERHEATER OUTLET FLOW TRANSMITTER ISOLATION | NA | HHS | 2080_00005‐3 | no data | no data | Steam | 3/4" | no data
| 02-VHHS825 | HP steam FT before terminal attemperator | Pipe Rack 3rd | HRSG/ST | HP SUPERHEATER OUTLET FLOW TRANSMITTER ISOLATION | NA | HHS | 2080_00005‐3 | no data | no data | Steam | 3/4" | no data
| 02-VHHS826 | HP steam FT before terminal attemperator | Pipe Rack 3rd | HRSG/ST | HP SUPERHEATER OUTLET FLOW TRANSMITTER ISOLATION | NA | HHS | 2080_00005‐3 | no data | no data | Steam | 3/4" | no data
| 02-VHHS827 | HP steam FT before terminal attemperator | Pipe Rack 3rd | HRSG/ST | HP SUPERHEATER OUTLET FLOW TRANSMITTER ISOLATION | NA | HHS | 2080_00005‐3 | no data | no data | Steam | 3/4" | no data
no data | 02-VHHS828 | no data | no data | no data | HP SUPERHEATED STEAM SAMPLE ISOLATION | NA | no data | 2080_00005‐3 | no data | no data | Steam | 3/4" | no data
no data | 02-VHHS829 | no data | no data | no data | HP SUPERHEATED STEAM SAMPLE ISOLATION | NA | no data | 2080_00005‐3 | no data | no data | Steam | 3/4" | no data
no data | 02-VHHS830 | no data | no data | no data | HP INTERSTAGE ATTEMPERATOR COOLING WATER FLOW TRANSMITTER ISOLATION | NA | no data | 2080_00005‐3 | no data | no data | Water | 3/4" | no data
| 02-VHHS831 | FW to HP interstage atemperator (2) flow transmitters | HRSG West Landing | Attemperator HP | HP INTERSTAGE ATTEMPERATOR COOLING WATER FLOW TRANSMITTER ISOLATION | NA | no data | 2080_00005‐3 | OPEN | no data | Water | 3/4" | no data
| 02-VHHS832 | FW to HP interstage atemperator (2) flow transmitters | HRSG West Landing | Attemperator HP | HP INTERSTAGE ATTEMPERATOR COOLING WATER FLOW TRANSMITTER ISOLATION | NA | no data | 2080_00005‐3 | OPEN | no data | Water | 3/4" | no data
| 02-VHHS833 | FW to HP interstage atemperator (2) flow transmitters | HRSG West Landing | Attemperator HP | HP INTERSTAGE ATTEMPERATOR COOLING WATER FLOW TRANSMITTER ISOLATION | NA | no data | 2080_00005‐3 | OPEN | no data | Water | 3/4" | no data
| 02-VHHS834 | FW to HP interstage atemperator (2) flow transmitters | HRSG West Landing | Attemperator HP | HP INTERSTAGE ATTEMPERATOR COOLING WATER FLOW TRANSMITTER ISOLATION | NA | no data | 2080_00005‐3 | OPEN | no data | Water | 3/4" | no data
| 02-VHHS835 | FW to HP interstage atemperator (2) flow transmitters | HRSG West Landing | Attemperator HP | HP INTERSTAGE ATTEMPERATOR COOLING WATER FLOW TRANSMITTER ISOLATION | NA | no data | 2080_00005‐3 | OPEN | no data | Water | 3/4" | no data
| 02-VHHS836 | FW to HP interstage atemperator (2) flow transmitters | HRSG West Landing | Attemperator HP | HP INTERSTAGE ATTEMPERATOR COOLING WATER FLOW TRANSMITTER ISOLATION | NA | no data | 2080_00005‐3 | OPEN | no data | Water | 3/4" | no data
| 02-VHHS837 | FW to HP interstage atemperator (2) flow transmitters | HRSG West Landing | Attemperator HP | HP INTERSTAGE ATTEMPERATOR COOLING WATER FLOW TRANSMITTER ISOLATION | NA | no data | 2080_00005‐3 | OPEN | no data | Water | 3/4" | no data
no data | 02-VHHS838 | no data | no data | no data | HP INTERSTAGE ATTEMPERATOR COOLING WATER DIFFERENTIAL PRESSURE TRANSMITTER ISOLATION | NA | no data | 2080_00005‐3 | no data | no data | Water | 3/4" | no data
| 02-VHHS839 | FW to HP interstage atemperator strainer DP | HRSG West Landing | Attemperator HP | HP INTERSTAGE ATTEMPERATOR COOLING WATER DIFFERENTIAL PRESSURE TRANSMITTER ISOLATION | NA | no data | 2080_00005‐3 | OPEN | no data | Water | 3/4" | no data
| 02-VHHS840 | FW to HP interstage atemperator strainer DP | HRSG West Landing | Attemperator HP | HP INTERSTAGE ATTEMPERATOR COOLING WATER DIFFERENTIAL PRESSURE TRANSMITTER ISOLATION | NA | no data | 2080_00005‐3 | OPEN | no data | Water | 3/4" | no data
| 02-VHHS841 | FW to HP interstage atemperator strainer DP | HRSG West Landing | Attemperator HP | HP INTERSTAGE ATTEMPERATOR COOLING WATER DIFFERENTIAL PRESSURE TRANSMITTER ISOLATION | NA | no data | 2080_00005‐3 | OPEN | no data | Water | 3/4" | no data
no data | 02-VHHS842 | no data | no data | no data | HP INTERSTAGE ATTEMPERATOR COOLING WATER STRAINER DRAIN | NA | no data | 2080_00005‐3 | no data | no data | Water | 2" | no data
| 02-VHHS843 | FW to HP interstage atemperator strainer drain valve | HRSG West Landing | Attemperator HP | HP INTERSTAGE ATTEMPERATOR COOLING WATER STRAINER DRAIN | NA | no data | 2080_00005‐3 | CLOSED | no data | Water | 2" | no data
no data | 02-VHHS844 | no data | no data | no data | HP INTERSTAGE ATTEMPERATOR SPRAY WATER ISOLATION | NA | no data | 2080_00005‐3 | no data | no data | Water | 2 1/2" | no data
no data | 02-VHHS845 | no data | no data | no data | HP INTERSTAGE ATTEMPERATOR SPRAY WATER SWING CHECK VALVE | NA | no data | 2080_00005‐3 | no data | no data | Water | 2 1/2" | no data
no data | 02-VHHS846 | no data | no data | no data | HP FINAL ATTEMPERATOR COOLING WATER FLOW TRANSMITTER ISOLATION | NA | no data | 2080_00005‐3 | no data | no data | Water | 3/4" | no data
no data | 02-VHHS847 | no data | no data | no data | HP FINAL ATTEMPERATOR COOLING WATER FLOW TRANSMITTER ISOLATION | NA | no data | 2080_00005‐3 | no data | no data | Water | 3/4" | no data
no data | 02-VHHS848 | no data | no data | no data | HP FINAL ATTEMPERATOR COOLING WATER FLOW TRANSMITTER ISOLATION | NA | no data | 2080_00005‐3 | no data | no data | Water | 3/4" | no data
no data | 02-VHHS849 | no data | no data | no data | HP FINAL ATTEMPERATOR COOLING WATER FLOW TRANSMITTER ISOLATION | NA | no data | 2080_00005‐3 | no data | no data | Water | 3/4" | no data
no data | 02-VHHS850 | no data | no data | no data | HP FINAL ATTEMPERATOR COOLING WATER FLOW TRANSMITTER ISOLATION | NA | no data | 2080_00005‐3 | no data | no data | Water | 3/4" | no data
no data | 02-VHHS851 | no data | no data | no data | HP FINAL ATTEMPERATOR COOLING WATER FLOW TRANSMITTER ISOLATION | NA | no data | 2080_00005‐3 | no data | no data | Water | 3/4" | no data
no data | 02-VHHS852 | no data | no data | no data | HP FINAL ATTEMPERATOR COOLING WATER FLOW TRANSMITTER ISOLATION | NA | no data | 2080_00005‐3 | no data | no data | Water | 3/4" | no data
no data | 02-VHHS853 | no data | no data | no data | HP FINAL ATTEMPERATOR COOLING WATER FLOW TRANSMITTER ISOLATION | NA | no data | 2080_00005‐3 | no data | no data | Water | 3/4" | no data
no data | 02-VHHS854 | no data | no data | no data | HP ECONOMIZER INLET PRESSURE INDICATOR ISOLATION | NA | no data | 2080_00005‐1 | no data | no data | Water | 3/4" | no data
no data | 02-VHHS855 | no data | no data | no data | HP ECONOMIZER INLET PRESSURE INDICATOR ISOLATION | NA | no data | 2080_00005‐1 | no data | no data | Water | 3/4" | no data
| 02-VHHS856 | HP drum High flow drain | HRSG lower West | no data | HP FEEDWATER INLET DRAIN | NA | BFW HP | 2080_00005‐1 | CLOSED | no data | Water | 2" | no data
| 02-VHHS857 | HP drum High flow drain | HRSG lower West | no data | HP FEEDWATER INLET DRAIN | NA | BFW HP | 2080_00005‐1 | CLOSED | no data | Water | 2" | no data
| 02-VHHS858 | HP drum Low flow drain | HRSG lower West | no data | HP FEEDWATER INLET DRAIN | NA | BFW HP | 2080_00005‐1 | CLOSED | no data | Water | 2" | no data
| 02-VHHS859 | HP drum Low flow drain | HRSG lower West | no data | HP FEEDWATER INLET DRAIN | NA | BFW HP | 2080_00005‐1 | CLOSED | no data | Water | 2" | no data
no data | 02-VHHS861 | no data | no data | no data | HP INTERMITTENT BLOWDOWN LOW POINT DRAIN | NA | no data | 2080_00007‐1 | no data | no data | Water | 2" | no data
no data | 02-VHHS862 | no data | no data | no data | HP INTERMITTENT BLOWDOWN LOW POINT DRAIN | NA | no data | 2080_00007‐1 | no data | no data | Water | 2" | no data
no data | 02-VHHS863 | no data | no data | no data | HP INTERSTAGE ATTEMPERATOR COOLING WATER DRAIN | NA | no data | 2080_00005‐3 | no data | no data | Water | 2" | no data
| 02-VHHS864 | FW to HP interstage atemperator drain (2) valves | HRSG West Landing | Attemperator HP | HP INTERSTAGE ATTEMPERATOR COOLING WATER DRAIN | NA | no data | 2080_00005‐3 | CLOSED | no data | Water | 2" | no data
no data | 02-VHHS865 | no data | no data | no data | HP INTERSTAGE ATTEMPERATOR COOLING WATER VENT | NA | no data | 2080_00005‐3 | no data | no data | Water | 2" | no data
| 02-VHHS866 | FW to HP interstage atemperator vent | HRSG West Landing | Attemperator HP | HP INTERSTAGE ATTEMPERATOR COOLING WATER VENT | NA | no data | 2080_00005‐3 | CLOSED | no data | Water | 2" | no data
| 02-VHHS867 | 1st stage HP superheater Drip leg drain (2) valves | HRSG lower East | no data | HP SUPERHEATER 1 INLET DRAIN POT CLEANOUT DRAIN | NA | HHS | 2080_00005‐3 | no data | no data | Water/Steam | 1" | no data
| 02-VHHS868 | 1st stage HP superheater Drip leg drain (2) valves | HRSG lower East | no data | HP SUPERHEATER 1 INLET DRAIN POT CLEANOUT DRAIN | NA | HHS | 2080_00005‐3 | no data | no data | Water/Steam | 1" | no data
| 02-VHHS871 | HP superheater outlet PITs (before MOV) | HRSG upper | HRSG | HP SUPERHEATER OUTLET PRESSURE TRANSMITTER ISOLATION | NA | HHS | 2080_00005‐3 | no data | no data | Steam | 3/4" | no data
| 02-VHHS872 | HP superheater outlet PITs (before MOV) | HRSG upper | HRSG | HP SUPERHEATER OUTLET PRESSURE TRANSMITTER ISOLATION | NA | HHS | 2080_00005‐3 | no data | no data | Steam | 3/4" | no data
| 02-VHHS873 | HP superheater outlet PITs (before MOV) | HRSG upper | HRSG | HP SUPERHEATER OUTLET PRESSURE TRANSMITTER ISOLATION | NA | HHS | 2080_00005‐3 | no data | no data | Steam | 3/4" | no data
| 02-VHHS874 | HP superheater outlet PITs (before MOV) | HRSG upper | HRSG | HP SUPERHEATER OUTLET PRESSURE TRANSMITTER ISOLATION | NA | HHS | 2080_00005‐3 | no data | no data | Steam | 3/4" | no data
| 02-VHHS900 | HP economizer drain block valves | HRSG lower West | no data | HP ECONOMIZER DRAIN | NA | BFW HP | 2080_00005‐1 | CLOSED | no data | Water | 2" | no data
| 02-VHHS901 | HP drum High flow LCV iso | HRSG lower West | no data | HP FEEDWATER CONTROL VALVE ISOLATION | NA | BFW HP | 2080_00005‐1 | OPEN | no data | Water | 12" | no data
| 02-VHHS902 | HP drum High flow LCV outlet iso | HRSG lower West | no data | HP FEEDWATER CONTROL VALVE ISOLATION | NA | BFW HP | 2080_00005‐1 | OPEN | no data | Water | 12" | no data
| 02-VHHS903 | HP drum Low flow LCV iso | HRSG lower West | no data | HP FEEDWATER CONTROL VALVE ISOLATION | NA | BFW HP | 2080_00005‐1 | OPEN | no data | Water | 6" | no data
no data | 02-VHHS904 | no data | no data | no data | HP FEEDWATER CONTROL VALVE ISOLATION | NA | no data | 2080_00005‐1 | no data | no data | Water | 6" | no data
| 02-VHHS905 | HP economizer drain block valves | HRSG lower West | no data | HP ECONOMIZER DRAIN | NA | BFW HP | 2080_00005‐1 | CLOSED | no data | Water | 2" | no data
| 02-VHHS906 | 906 MOV bypass (HP steam isolation) | HRSG upper | HRSG/ST | HP ECONOMIZER DRAIN | NA | HHS | 2080_00005‐1 | no data | no data | Water | 2" | no data
| 02-VHHS907 | 907 MOV bypass (HP steam isolation) | HRSG upper | HRSG/ST | HP DRUM LCV BYPASS | NA | HHS | 2080_00005‐1 | no data | no data | Water | 2" | no data
| 02-VHHS909 | 3rd stage HP superheater Drip leg drain (2) valves | HRSG lower East | no data | HP INTERSTAGE ATTEMPERATOR DRAIN POT CLEANOUT DRAIN | NA | HHS | 2080_00005‐3 | no data | no data | Water/Steam | 1" | no data
| 02-VHHS910 | 3rd stage HP superheater Drip leg drain (2) valves | HRSG lower East | no data | HP INTERSTAGE ATTEMPERATOR DRAIN POT CLEANOUT DRAIN | NA | HHS | 2080_00005‐3 | no data | no data | Water/Steam | 1" | no data
no data | 02-VHHS911 | no data | no data | no data | HP FEEDWATER INLET SWING CHECK VALVE | NA | no data | 2080_00005‐1 | no data | no data | Water | 12" | no data
| 02-VHHS912 | HP drum FW drain before MOV | HRSG lower West | no data | HP FEEDWATER INLET DRAIN | NA | BFW HP | 2080_00005‐1 | CLOSED | no data | Water | 2" | no data
| 02-VHHS913 | HP drum FW drain before MOV | HRSG lower West | no data | HP FEEDWATER INLET DRAIN | NA | BFW HP | 2080_00005‐1 | CLOSED | no data | Water | 2" | no data
| 02-VHHS914 | HP economizer inlet PIT (after LCV) | HRSG lower West | no data | HP ECONOMIZER INLET PRESSURE TRANSMITTER ISOLATION | NA | BFW HP | 2080_00005‐1 | OPEN | no data | Water | 3/4" | no data
| 02-VHHS915 | HP economizer inlet PIT (after LCV) | HRSG lower West | no data | HP ECONOMIZER INLET PRESSURE TRANSMITTER ISOLATION | NA | BFW HP | 2080_00005‐1 | OPEN | no data | Water | 3/4" | no data
| 02-VHHS916 | HP FW to economizer PIT (before LCV) | no data | no data | HP FEEDWATER INLET PRESSURE TRANSMITTER ISOLATION | NA | BFW HP | 2080_00005‐1 | OPEN | no data | Water | 3/4" | no data
| 02-VHHS917 | HP FW to economizer PIT (before LCV) | no data | no data | HP FEEDWATER INLET PRESSURE TRANSMITTER ISOLATION | NA | BFW HP | 2080_00005‐1 | OPEN | no data | Water | 3/4" | no data
no data | 02-VHHS918 | no data | no data | no data | HP FEEDWATER INLET FLOW TRANSMITTER ISOLATION | NA | no data | 2080_00005‐1 | no data | no data | Water | 3/4" | no data
no data | 02-VHHS919 | no data | no data | no data | HP FEEDWATER INLET FLOW TRANSMITTER ISOLATION | NA | no data | 2080_00005‐1 | no data | no data | Water | 3/4" | no data
no data | 02-VHHS920 | no data | no data | no data | HP FEEDWATER INLET FLOW TRANSMITTER ISOLATION | NA | no data | 2080_00005‐1 | no data | no data | Water | 3/4" | no data
no data | 02-VHHS921 | no data | no data | no data | HP FEEDWATER INLET FLOW TRANSMITTER ISOLATION | NA | no data | 2080_00005‐1 | no data | no data | Water | 3/4" | no data
no data | 02-VHHS922 | no data | no data | no data | HP FEEDWATER INLET FLOW TRANSMITTER ISOLATION | NA | no data | 2080_00005‐1 | no data | no data | Water | 3/4" | no data
no data | 02-VHHS923 | no data | no data | no data | HP FEEDWATER INLET FLOW TRANSMITTER ISOLATION | NA | no data | 2080_00005‐1 | no data | no data | Water | 3/4" | no data
no data | 02-VHHS924 | no data | no data | no data | HP FEEDWATER INLET FLOW TRANSMITTER ISOLATION | NA | no data | 2080_00005‐1 | no data | no data | Water | 3/4" | no data
no data | 02-VHHS925 | no data | no data | no data | HP FEEDWATER INLET FLOW TRANSMITTER ISOLATION | NA | no data | 2080_00005‐1 | no data | no data | Water | 3/4" | no data
no data | 02-VHHS926 | no data | no data | no data | HP BOILER FILL ISOLATION | NA | no data | 2080_00005‐1 | no data | no data | Water | 2" | no data
no data | 02-VHHS927 | no data | no data | no data | HP BOILER FILL CHECK VALVE | NA | no data | 2080_00005‐1 | no data | no data | Water | 2" | no data
no data | 02-VHHS928 | no data | no data | no data | HP BOILER FILL ISOLATION | NA | no data | 2080_00005‐1 | no data | no data | Water | 2" | no data
| 02-VHHS929 | HP economizer drain root valves | HRSG lower West | no data | HP ECONOMIZER DRAIN | NA | BFW HP | 2080_00005‐1 | CLOSED | no data | Water | 2" | no data
| 02-VHHS930 | HP economizer drain root valves | HRSG lower West | no data | HP ECONOMIZER DRAIN | NA | BFW HP | 2080_00005‐1 | CLOSED | no data | Water | 2" | no data
| 02-VHHS931 | HP economizer drain root valves | HRSG lower West | no data | HP ECONOMIZER DRAIN | NA | BFW HP | 2080_00005‐1 | CLOSED | no data | Water | 2" | no data
| 02-VHHS932 | HP economizer drain root valves | HRSG lower West | no data | HP ECONOMIZER DRAIN | NA | BFW HP | 2080_00005‐1 | CLOSED | no data | Water | 2" | no data
| 02-VHHS933 | HP economizer drain root valves | HRSG lower West | no data | HP ECONOMIZER DRAIN | NA | BFW HP | 2080_00005‐1 | CLOSED | no data | Water | 2" | no data
| 02-VHHS934 | HP economizer drain root valves | HRSG lower West | no data | HP ECONOMIZER DRAIN | NA | BFW HP | 2080_00005‐1 | CLOSED | no data | Water | 2" | no data
| 02-VHHS935 | HP economizer drain root valves | HRSG lower West | no data | HP ECONOMIZER DRAIN | NA | BFW HP | 2080_00005‐1 | CLOSED | no data | Water | 2" | no data
| 02-VHHS936 | HP economizer drain root valves | HRSG lower West | no data | HP ECONOMIZER DRAIN | NA | BFW HP | 2080_00005‐1 | CLOSED | no data | Water | 2" | no data
| 02-VHHS937 | HP economizer drain root valves | HRSG lower West | no data | HP ECONOMIZER DRAIN | NA | BFW HP | 2080_00005‐1 | CLOSED | no data | Water | 2" | no data
| 02-VHHS938 | HP economizer drain block valves | HRSG lower West | no data | HP ECONOMIZER DRAIN | NA | BFW HP | 2080_00005‐1 | CLOSED | no data | Water | 2" | no data
| 02-VHHS939 | HP economizer vent root valves | HRSG upper | HRSG/ HP Drum | HP ECONOMIZER VENT | NA | BFW HP | 2080_00005‐1 | CLOSED | no data | Water | 2" | no data
| 02-VHHS940 | HP economizer vent root valves | HRSG upper | HRSG/ HP Drum | HP ECONOMIZER VENT | NA | BFW HP | 2080_00005‐1 | CLOSED | no data | Water | 2" | no data
| 02-VHHS941 | HP economizer vent root valves | HRSG upper | HRSG/ HP Drum | HP ECONOMIZER VENT | NA | BFW HP | 2080_00005‐1 | CLOSED | no data | Water | 2" | no data
| 02-VHHS942 | HP economizer vent root valves | HRSG upper | HRSG/ HP Drum | HP ECONOMIZER VENT | NA | BFW HP | 2080_00005‐1 | CLOSED | no data | Water | 2" | no data
| 02-VHHS943 | HP economizer vent root valves | HRSG upper | HRSG/ HP Drum | HP ECONOMIZER VENT | NA | BFW HP | 2080_00005‐1 | CLOSED | no data | Water | 2" | no data
| 02-VHHS944 | HP economizer vent root valves | HRSG upper | HRSG/ HP Drum | HP ECONOMIZER VENT | NA | BFW HP | 2080_00005‐1 | CLOSED | no data | Water | 2" | no data
| 02-VHHS945 | HP economizer vent root valves | HRSG upper | HRSG/ HP Drum | HP ECONOMIZER VENT | NA | BFW HP | 2080_00005‐1 | CLOSED | no data | Water | 2" | no data
| 02-VHHS946 | HP economizer vent root valves | HRSG upper | HRSG/ HP Drum | HP ECONOMIZER VENT | NA | BFW HP | 2080_00005‐1 | CLOSED | no data | Water | 2" | no data
| 02-VHHS947 | HP economizer vent root valve | HRSG upper | HRSG/ HP Drum | HP ECONOMIZER VENT | NA | BFW HP | 2080_00005‐1 | OPEN | no data | Water | 2" | no data
| 02-VHHS948 | From TCA to HP economizer isolation | Pipe Rack 1st | TCA | HP TCA RETURN TO HP ECONOMIZER ISOLATION | NA | BFW HP | 2080_00005‐1 | OPEN | no data | Water | 6" | no data
| 02-VHHS949 | From TCA to HP economizer isolation bypass | Pipe Rack 1st | TCA | HP TCA RETURN TO HP ECONOMIZER CHECK | NA | BFW HP | 2080_00005‐1 | CLOSED | no data | Water | 6" | no data
| 02-VHHS950 | From TCA to HP economizer isolation equalizing | Pipe Rack 1st | TCA | HP DRUM PRESSURE TRANSMITTER ISOLATION | NA | BFW HP | 2080_00005‐2 | OPEN | no data | Water/Steam | 3/4" | no data
| 02-VHHS951 | (2) HP Drum PIT (4) valves | Top of the HP drum | HRSG/ HP Drum | HP DRUM PRESSURE TRANSMITTER ISOLATION | NA | HHS | 2080_00005‐2 | OPEN | no data | Water/Steam | 3/4" | no data
| 02-VHHS952 | (2) HP Drum PIT (4) valves | Top of the HP drum | HRSG/ HP Drum | HP DRUM PRESSURE TRANSMITTER ISOLATION | NA | HHS | 2080_00005‐2 | OPEN | no data | Water/Steam | 3/4" | no data
| 02-VHHS953 | (2) HP Drum PIT (4) valves | Top of the HP drum | HRSG/ HP Drum | HP DRUM PRESSURE TRANSMITTER ISOLATION | NA | HHS | 2080_00005‐2 | OPEN | no data | Water/Steam | 3/4" | no data
no data | 02-VHHS954 | no data | no data | no data | HP DRUM PRESSURE INDICATOR ISOLATION | NA | no data | 2080_00005‐2 | no data | no data | Water/Steam | 3/4" | no data
no data | 02-VHHS955 | no data | no data | no data | HP DRUM PRESSURE INDICATOR ISOLATION | NA | no data | 2080_00005‐2 | no data | no data | Water/Steam | 3/4" | no data
| 02-VHHS956 | Nitrogen PIT (2) valves | Top of the HP drum | HRSG/ HP Drum | HP DRUM PRESSURE TRANSMITTER ISOLATION | NA | HHS | 2080_00005‐2 | OPEN | no data | Water/Steam | 3/4" | no data
| 02-VHHS957 | Nitrogen PIT (2) valves | Top of the HP drum | HRSG/ HP Drum | HP DRUM PRESSURE TRANSMITTER ISOLATION | NA | HHS | 2080_00005‐2 | OPEN | no data | Water/Steam | 3/4" | no data
no data | 02-VHHS958 | no data | no data | no data | HP DRUM NITROGEN SUPPLY NRV | NA | no data | 2080_00005‐2 | no data | no data | Water/Steam | 2" | no data
| 02-VHHS959 | Nitrogen Fill iso | Top of the HP drum | HRSG/ HP Drum | HP DRUM NITROGEN SUPPLY ISOLATION | NA | HHS | 2080_00005‐2 | CLOSED | no data | Water/Steam | 2" | no data
no data | 02-VHHS960 | no data | no data | no data | HP EVAPORATOR DRAIN | NA | no data | 2080_00007‐1 | no data | no data | Water | 2" | no data
| 02-VHHS961 | HP economizer drain root valves | HRSG lower West | no data | HP ECONOMIZER DRAIN | NA | BFW HP | 2080_00005‐1 | CLOSED | no data | Water | 2" | no data
| 02-VHHS963 | Level Element (4) valves | HRSG upper West | HRSG/ HP Drum | HP DRUM LEVEL GAUGE ISOLATION | NA | HHS | 2080_00005‐2 | OPEN | no data | Water/Steam | 2" | no data
| 02-VHHS964 | Level Element (4) valves | HRSG upper West | HRSG/ HP Drum | HP DRUM LEVEL GAUGE ISOLATION | NA | HHS | 2080_00005‐2 | OPEN | no data | Water/Steam | 2" | no data
| 02-VHHS965 | Level instruments blowdown | HRSG upper West | HRSG/ HP Drum | HP DRUM LEVEL GAUGE DRAIN | NA | HHS | 2080_00005‐2 | CLOSED | no data | Water/Steam | 2" | no data
| 02-VHHS966 | Level instruments blowdown | HRSG upper West | HRSG/ HP Drum | HP DRUM LEVEL GAUGE DRAIN | NA | HHS | 2080_00005‐2 | CLOSED | no data | Water/Steam | 2" | no data
| 02-VHHS967 | Level Transmitter (4) valves | HRSG upper West | HRSG/ HP Drum | HP DRUM LEVEL TRANSMITTER ISOLATION | NA | HHS | 2080_00005‐2 | OPEN | no data | Water/Steam | 1" | no data
| 02-VHHS968 | Level Transmitter (4) valves | HRSG upper West | HRSG/ HP Drum | HP DRUM LEVEL TRANSMITTER ISOLATION | NA | HHS | 2080_00005‐2 | OPEN | no data | Water/Steam | 1" | no data
| 02-VHHS969 | Level Transmitter (4) valves | HRSG upper West | HRSG/ HP Drum | HP DRUM LEVEL TRANSMITTER ISOLATION | NA | HHS | 2080_00005‐2 | OPEN | no data | Water/Steam | 1" | no data
| 02-VHHS970 | Level Transmitter (4) valves | HRSG upper West | HRSG/ HP Drum | HP DRUM LEVEL TRANSMITTER ISOLATION | NA | HHS | 2080_00005‐2 | OPEN | no data | Water/Steam | 1" | no data
| 02-VHHS971 | Level Element (4) valves | HRSG upper East | HRSG/ HP Drum | HP DRUM LEVEL GAUGE ISOLATION | NA | HHS | 2080_00005‐2 | OPEN | no data | Water/Steam | 2" | no data
| 02-VHHS972 | Level instruments blowdown | HRSG upper West | HRSG/ HP Drum | HP DRUM LEVEL GAUGE DRAIN | NA | HHS | 2080_00005‐2 | CLOSED | no data | Water/Steam | 2" | no data
| 02-VHHS973 | Level instruments blowdown | HRSG upper East | HRSG/ HP Drum | HP DRUM LEVEL GAUGE DRAIN | NA | HHS | 2080_00005‐2 | CLOSED | no data | Water/Steam | 2" | no data
| 02-VHHS974 | Level instruments blowdown | HRSG upper East | HRSG/ HP Drum | HP DRUM LEVEL GAUGE DRAIN | NA | HHS | 2080_00005‐2 | CLOSED | no data | Water/Steam | 2" | no data
| 02-VHHS975 | (2)Level Transmitters (8) valves | HRSG upper East | HRSG/ HP Drum | HP DRUM LEVEL TRANSMITTER ISOLATION | NA | HHS | 2080_00005‐2 | OPEN | no data | Water/Steam | 1" | no data
| 02-VHHS976 | (2)Level Transmitters (8) valves | HRSG upper East | HRSG/ HP Drum | HP DRUM LEVEL TRANSMITTER ISOLATION | NA | HHS | 2080_00005‐2 | OPEN | no data | Water/Steam | 1" | no data
| 02-VHHS977 | (2)Level Transmitters (8) valves | HRSG upper East | HRSG/ HP Drum | HP DRUM LEVEL TRANSMITTER ISOLATION | NA | HHS | 2080_00005‐2 | OPEN | no data | Water/Steam | 1" | no data
| 02-VHHS978 | (2)Level Transmitters (8) valves | HRSG upper East | HRSG/ HP Drum | HP DRUM LEVEL TRANSMITTER ISOLATION | NA | HHS | 2080_00005‐2 | OPEN | no data | Water/Steam | 1" | no data
| 02-VHHS979 | (2)Level Transmitters (8) valves | HRSG upper East | HRSG/ HP Drum | HP DRUM LEVEL TRANSMITTER ISOLATION | NA | HHS | 2080_00005‐2 | OPEN | no data | Water/Steam | 1" | no data
| 02-VHHS980 | (2)Level Transmitters (8) valves | HRSG upper East | HRSG/ HP Drum | HP DRUM LEVEL TRANSMITTER ISOLATION | NA | HHS | 2080_00005‐2 | OPEN | no data | Water/Steam | 1" | no data
| 02-VHHS981 | (2)Level Transmitters (8) valves | HRSG upper East | HRSG/ HP Drum | HP DRUM LEVEL TRANSMITTER ISOLATION | NA | HHS | 2080_00005‐2 | OPEN | no data | Water/Steam | 1" | no data
| 02-VHHS982 | (2)Level Transmitters (8) valves | HRSG upper East | HRSG/ HP Drum | HP DRUM LEVEL TRANSMITTER ISOLATION | NA | HHS | 2080_00005‐2 | OPEN | no data | Water/Steam | 1" | no data
| 02-VHHS983 | Level Element (4) valves | HRSG upper East | HRSG/ HP Drum | HP DRUM LEVEL GAUGE ISOLATION | NA | HHS | 2080_00005‐2 | OPEN | no data | Water/Steam | 2" | no data
| 02-VHHS984 | Level Element (4) valves | HRSG upper East | HRSG/ HP Drum | HP DRUM LEVEL GAUGE ISOLATION | NA | HHS | 2080_00005‐2 | OPEN | no data | Water/Steam | 2" | no data
| 02-VHHS985 | Level Element (4) valves | HRSG upper East | HRSG/ HP Drum | HP DRUM LEVEL GAUGE ISOLATION | NA | HHS | 2080_00005‐2 | OPEN | no data | Water/Steam | 2" | no data
| 02-VHHS986 | Level Element (4) valves | HRSG upper West | HRSG/ HP Drum | HP DRUM LEVEL GAUGE ISOLATION | NA | HHS | 2080_00005‐2 | OPEN | no data | Water/Steam | 2" | no data
| 02-VHHS987 | Level Element (4) valves | HRSG upper West | HRSG/ HP Drum | HP DRUM LEVEL GAUGE ISOLATION | NA | HHS | 2080_00005‐2 | OPEN | no data | Water/Steam | 2" | no data
| 02-VHHS988 | Phosphate injection iso | HRSG upper West | HRSG/ HP Drum | HP DRUM INLET CHEMICAL INJECTION ISOLATION | NA | HHS | 2080_00005‐2 | OPEN | no data | Water | 1" | no data
no data | 02-VHHS989 | no data | no data | no data | HP DRUM INLET CHEMICAL INJECTION CHECK VALVE | NA | no data | 2080_00005‐2 | no data | no data | Water | 1" | no data
| 02-VHHS991 | HP drum water sample (2) valves | HRSG upper East | HRSG/ HP Drum | HP DRUM WATER SAMPLE ISOLATION | NA | HHS | 2080_00005‐2 | OPEN | no data | Water | 3/4" | no data
| 02-VHHS992 | HP drum water sample (2) valves | HRSG upper East | HRSG/ HP Drum | HP DRUM WATER SAMPLE ISOLATION | NA | HHS | 2080_00005‐2 | OPEN | no data | Water | 3/4" | no data
no data | 02-VHHS993 | no data | no data | no data | HP STEAM SPARGING CHECK VALVE | NA | no data | 2080_00005‐2 | no data | no data | Steam | 4" | no data
no data | 02-VHHS994 | no data | no data | no data | HP SPARGING STEAM DRAIN | NA | no data | 2080_00005‐2 | no data | no data | Water/Steam | 2" | no data
no data | 02-VHHS995 | no data | no data | no data | HP SPARGING STEAM DRAIN | NA | no data | 2080_00005‐2 | no data | no data | Water/Steam | 2" | no data
| 02-VHHS996 | Steam to HP Evap strainer drain | no data | Sparging | HP SPARGING STEAM STRAINER DRAIN | NA | no data | 2080_00005‐2 | no data | no data | Water/Steam | 2" | no data
| 02-VHHS997 | Steam to HP Evap strainer drain | no data | Sparging | HP SPARGING STEAM STRAINER DRAIN | NA | no data | 2080_00005‐2 | no data | no data | Water/Steam | 2" | no data
| 02-VHHS998 | HP saturated steam sample (under HP drum) | HRSG upper | HRSG | HP SATURATED STEAM SAMPLE ISOLATION | NA | HHS | 2080_00005‐2 | no data | no data | Water/Steam | 3/4" | no data
| 02-VHHS999 | HP saturated steam sample (under HP drum) | HRSG upper | HRSG | HP SATURATED STEAM SAMPLE ISOLATION | NA | HHS | 2080_00005‐2 | no data | no data | Water/Steam | 3/4" | no data
| 02-VHIS801 | IP superheater outlet drain (before MOV) | HRSG lower | no data | IP SUPERHEATED STEAM DRAIN | NA | HIS | 2080_00004‐3 | no data | no data | Steam | 2" | no data
| 02-VHIS802 | IP superheater outlet drain (before MOV) | HRSG lower | no data | IP SUPERHEATED STEAM DRAIN | NA | HIS | 2080_00004‐3 | no data | no data | Steam | 2" | no data
| 02-VHIS846 | 4 vents to atmosphere (8) iso valves | Top of the IP drum | HRSG/ IP Drum | IP SATURATED STEAM VENT | NA | HIS | 2080_00004‐2 | OPEN | no data | Water/Steam | 2" | no data
| 02-VHIS847 | 4 vents to atmosphere (8) iso valves | Top of the IP drum | HRSG/ IP Drum | IP SATURATED STEAM VENT | NA | HIS | 2080_00004‐2 | OPEN | no data | Water/Steam | 2" | no data
no data | 02-VHIS848 | no data | no data | no data | IP SATURATED STEAM VENT | NA | no data | 2080_00004‐2 | no data | no data | Water/Steam | 2" | no data
| 02-VHIS849 | 4 vents to atmosphere (8) iso valves | Top of the IP drum | HRSG/ IP Drum | IP SATURATED STEAM VENT | NA | HIS | 2080_00004‐2 | OPEN | no data | Water/Steam | 2" | no data
| 02-VHIS850 | 4 vents to atmosphere (8) iso valves | Top of the IP drum | HRSG/ IP Drum | IP SATURATED STEAM VENT | NA | HIS | 2080_00004‐2 | OPEN | no data | Water/Steam | 2" | no data
| 02-VHIS851 | 4 vents to atmosphere (8) iso valves | Top of the IP drum | HRSG/ IP Drum | IP SATURATED STEAM VENT | NA | HIS | 2080_00004‐2 | OPEN | no data | Water/Steam | 2" | no data
| 02-VHIS852 | Steam to IP Evap strainer drain | HRSG lower | Sparging | IP SPARGING STEAM STRAIN DRAIN | NA | AXS | 2080_00004‐2 | no data | no data | Water/Steam | 2" | no data
| 02-VHIS853 | Steam to IP Evap strainer drain | HRSG lower | Sparging | IP SPARGING STEAM STRAIN DRAIN | NA | AXS | 2080_00004‐2 | no data | no data | Water/Steam | 2" | no data
| 02-VHIS854 | Drain before CV Iso valve | HRSG upper | HRSG/ IP Drum | IP ECONOMIZER OUTLET DRAIN | NA | BFW IP | 2080_00004‐2 | CLOSED | no data | Water | 2" | no data
| 02-VHIS855 | Drain before CV Iso valve | HRSG upper | HRSG/ IP Drum | IP ECONOMIZER OUTLET DRAIN | NA | BFW IP | 2080_00004‐2 | CLOSED | no data | Water | 2" | no data
| 02-VHIS856 | IP superheater outlet dripleg drain | HRSG lower | no data | IP SUPERHEATER OUTLET DRAIN POT CLEANOUT DRAIN | NA | HIS | 2080_00004‐3 | no data | no data | Water/Steam | 1" | no data
| 02-VHIS857 | IP superheater outlet dripleg drain | HRSG lower | no data | IP SUPERHEATER OUTLET DRAIN POT CLEANOUT DRAIN | NA | HIS | 2080_00004‐3 | no data | no data | Water/Steam | 1" | no data
| 02-VHIS858 | IP steam Header drain (after MOV) | HRSG lower | no data | IP STEAM OUTLET DRAIN POT CLEANOUT DRAIN | NA | HIS | 2080_00004‐3 | no data | no data | Water/Steam | 1" | no data
| 02-VHIS859 | IP steam Header drain (after MOV) | HRSG lower | no data | IP STEAM OUTLET DRAIN POT CLEANOUT DRAIN | NA | HIS | 2080_00004‐3 | no data | no data | Water/Steam | 1" | no data
| 02-VHIS860 | Steam to IP Evap drain after MOV | HRSG lower | Sparging | IP SPARGING STEAM DRAIN | NA | AXS | 2080_00004‐2 | no data | no data | Water/Steam | 2" | no data
| 02-VHIS861 | Steam to IP Evap drain after MOV | HRSG lower | Sparging | IP SPARGING STEAM DRAIN | NA | AXS | 2080_00004‐2 | no data | no data | Water/Steam | 2" | no data
| 02-VHIS864 | IP steam flow meter | HRSG lower | no data | IP SUPERHEATED STEAM FLOW INDICATION ISOLATION | NA | HIS | 2080_00004‐3 | no data | no data | Steam | 3/4" | no data
| 02-VHIS865 | IP steam flow meter | HRSG lower | no data | IP SUPERHEATED STEAM FLOW INDICATION ISOLATION | NA | HIS | 2080_00004‐3 | no data | no data | Steam | 3/4" | no data
| 02-VHIS866 | IP steam flow meter | HRSG lower | no data | IP SUPERHEATED STEAM FLOW INDICATION ISOLATION | NA | HIS | 2080_00004‐3 | no data | no data | Steam | 3/4" | no data
| 02-VHIS867 | IP steam flow meter | HRSG lower | no data | IP SUPERHEATED STEAM FLOW INDICATION ISOLATION | NA | HIS | 2080_00004‐3 | no data | no data | Steam | 3/4" | no data
| 02-VHIS901 | IP Economizer Inlet Isolation equalizing valve | HRSG lower | no data | IP FEEDWATER INLET | NA | BFW IP | 2080_00004‐1 | no data | no data | Water | 6" | no data
no data | 02-VHIS902 | no data | no data | no data | IP FEEDWATER INLET CHECK VALVE | NA | no data | 2080_00004‐1 | no data | no data | Water | 4" | no data
| 02-VHIS904 | IP fill line isolation | HRSG lower | no data | IP FEEDWATER BOILER FILL ISOLATION | NA | BFW IP | 2080_00004‐1 | no data | no data | Water | 2" | no data
no data | 02-VHIS905 | no data | no data | no data | IP FEEDWATER BOILER FILL CHECK VALVE | NA | no data | 2080_00004‐1 | no data | no data | Water | 2" | no data
| 02-VHIS906 | IP Economizer Inlet PIT isolation (2) valves | HRSG lower | no data | IP FEEDWATER PRESSURE TRANSMITTER ISOLATION | NA | BFW IP | 2080_00004‐1 | no data | no data | Water | 3/4" | no data
| 02-VHIS907 | IP Economizer Inlet PIT isolation (2) valves | HRSG lower | no data | IP FEEDWATER PRESSURE TRANSMITTER ISOLATION | NA | BFW IP | 2080_00004‐1 | no data | no data | Water | 3/4" | no data
| 02-VHIS908 | IP superheater outlet MOV bypass | HRSG lower | no data | IP INTERMITTENT BLOWDOWN LOW POINT DRAIN | NA | HIS | 2080_00007‐1 | no data | no data | Water | 2" | no data
| 02-VHIS909 | Steam to IP Evap MOV bypass | HRSG lower | Sparging | IP INTERMITTENT BLOWDOWN LOW POINT DRAIN | NA | AXS | 2080_00007‐1 | no data | no data | Water | 2" | no data
| 02-VHIS910 | IP Economizer Drains (Root) | HRSG lower | no data | IP ECONOMIZER INLET DRAIN | NA | BFW IP | 2080_00004‐1 | no data | no data | Water | 2" | no data
| 02-VHIS911 | IP Economizer Drains (Root) | HRSG lower | no data | IP ECONOMIZER DRAIN | NA | BFW IP | 2080_00004‐1 | no data | no data | Water | 2" | no data
| 02-VHIS912 | IP Economizer Drains (Root) | HRSG lower | no data | IP ECONOMIZER DRAIN | NA | BFW IP | 2080_00004‐1 | no data | no data | Water | 2" | no data
| 02-VHIS913 | IP Economizer Drain (Block) | HRSG lower | no data | IP ECONOMIZER DRAIN | NA | BFW IP | 2080_00004‐1 | no data | no data | Water | 2" | no data
no data | 02-VHIS914 | no data | no data | no data | IP FEEDWATER PRESSURE INDICATOR ISOLATION | NA | no data | 2080_00004‐2 | no data | no data | Water | 3/4" | no data
| 02-VHIS915 | IP Economizer Vents (Root) | HRSG upper | HRSG/ IP Drum | IP ECONOMIZER VENT | NA | BFW IP | 2080_00004‐1 | CLOSED | no data | Water | 2" | no data
no data | 02-VHIS916 | no data | no data | no data | IP FEEDWATER PRESSURE INDICATOR ISOLATION | NA | no data | 2080_00004‐2 | no data | no data | Water | 3/4" | no data
| 02-VHIS917 | IP Economizer Vents (Root) | HRSG upper | HRSG/ IP Drum | IP ECONOMIZER VENT | NA | BFW IP | 2080_00004‐1 | CLOSED | no data | Water | 2" | no data
| 02-VHIS918 | IP economizer Vent | HRSG upper | HRSG/ IP Drum | IP ECONOMIZER VENT | NA | BFW IP | 2080_00004‐1 | OPEN | no data | Water | 2" | no data
| 02-VHIS919 | IP Economizer inlet drain valves (2) | HRSG lower | no data | IP FEEDWATER DRAIN | NA | BFW IP | 2080_00004‐1 | no data | no data | Water | 2" | no data
| 02-VHIS920 | IP Economizer inlet drain valves (2) | HRSG lower | no data | IP FEEDWATER DRAIN | NA | BFW IP | 2080_00004‐1 | no data | no data | Water | 2" | no data
no data | 02-VHIS921 | no data | no data | no data | IP FGH EXTRACTION CHECK VALVE | NA | no data | 2080_00004‐1 | no data | no data | Water | 4" | no data
| 02-VHIS922 | FW to IP drum PIT (2) iso valves | HRSG upper | HRSG/ IP Drum | IP ECONOMIZER OUTLET PRESSURE TRANSMITTER ISOLATION | NA | BFW IP | 2080_00004‐2 | OPEN | no data | Water | 3/4" | no data
| 02-VHIS923 | FW to IP drum PIT (2) iso valves | HRSG upper | HRSG/ IP Drum | IP ECONOMIZER OUTLET PRESSURE TRANSMITTER ISOLATION | NA | BFW IP | 2080_00004‐2 | OPEN | no data | Water | 3/4" | no data
| 02-VHIS924 | FW to IP drum FT (8) iso valves, 2 transmitters | HRSG upper | HRSG/ IP Drum | IP ECONOMIZER OUTLET FLOW TRANSMITTER ISOLATION | NA | BFW IP | 2080_00004‐2 | OPEN | no data | Water | 3/4" | no data
| 02-VHIS925 | FW to IP drum FT (8) iso valves, 2 transmitters | HRSG upper | HRSG/ IP Drum | IP ECONOMIZER OUTLET FLOW TRANSMITTER ISOLATION | NA | BFW IP | 2080_00004‐2 | OPEN | no data | Water | 3/4" | no data
| 02-VHIS926 | FW to IP drum FT (8) iso valves, 2 transmitters | HRSG upper | HRSG/ IP Drum | IP ECONOMIZER OUTLET FLOW TRANSMITTER ISOLATION | NA | BFW IP | 2080_00004‐2 | OPEN | no data | Water | 3/4" | no data
| 02-VHIS927 | FW to IP drum FT (8) iso valves, 2 transmitters | HRSG upper | HRSG/ IP Drum | IP ECONOMIZER OUTLET FLOW TRANSMITTER ISOLATION | NA | BFW IP | 2080_00004‐2 | OPEN | no data | Water | 3/4" | no data
| 02-VHIS928 | FW to IP drum FT (8) iso valves, 2 transmitters | HRSG upper | HRSG/ IP Drum | IP ECONOMIZER OUTLET FLOW TRANSMITTER ISOLATION | NA | BFW IP | 2080_00004‐2 | OPEN | no data | Water | 3/4" | no data
| 02-VHIS929 | FW to IP drum FT (8) iso valves, 2 transmitters | HRSG upper | HRSG/ IP Drum | IP ECONOMIZER OUTLET FLOW TRANSMITTER ISOLATION | NA | BFW IP | 2080_00004‐2 | OPEN | no data | Water | 3/4" | no data
| 02-VHIS930 | FW to IP drum FT (8) iso valves, 2 transmitters | HRSG upper | HRSG/ IP Drum | IP ECONOMIZER OUTLET FLOW TRANSMITTER ISOLATION | NA | BFW IP | 2080_00004‐2 | OPEN | no data | Water | 3/4" | no data
| 02-VHIS931 | FW to IP drum FT (8) iso valves, 2 transmitters | HRSG upper | HRSG/ IP Drum | IP ECONOMIZER OUTLET FLOW TRANSMITTER ISOLATION | NA | BFW IP | 2080_00004‐2 | OPEN | no data | Water | 3/4" | no data
| 02-VHIS932 | Drain before CV | HRSG upper | HRSG/ IP Drum | IP ECONOMIZER OUTLET DRAIN | NA | BFW IP | 2080_00004‐2 | CLOSED | no data | Water | 2" | no data
| 02-VHIS933 | Drain before CV | HRSG upper | HRSG/ IP Drum | IP ECONOMIZER OUTLET DRAIN | NA | BFW IP | 2080_00004‐2 | CLOSED | no data | Water | 2" | no data
| 02-VHIS934 | FW to IP drum before CV isolation equalizing | HRSG upper | HRSG/ IP Drum | IP CV ISOLATION VALVE | NA | BFW IP | 2080_00004‐2 | OPEN | no data | Water | 4" | no data
| 02-VHIS935 | FW to IP drum after CV isolation equalizing | HRSG upper | HRSG/ IP Drum | IP CV ISOLATION VALVE | NA | BFW IP | 2080_00004‐2 | OPEN | no data | Water | 4" | no data
| 02-VHIS936 | FW to IP drum CV bypass | HRSG upper | HRSG/ IP Drum | IP DRUM LCV BYPASS | NA | BFW IP | 2080_00004‐2 | CLOSED | no data | Water | 2" | no data
| 02-VHIS937 | Drain after CV | HRSG upper | HRSG/ IP Drum | IP ECONOMIZER OUTLET DRAIN (DOWNSTREAM LCV) | NA | BFW IP | 2080_00004‐2 | CLOSED | no data | Water | 2" | no data
| 02-VHIS938 | Drain after CV | HRSG upper | HRSG/ IP Drum | IP ECONOMIZER OUTLET DRAIN (DOWNSTREAM LCV) | NA | BFW IP | 2080_00004‐2 | CLOSED | no data | Water | 2" | no data
| 02-VHIS939 | Level Element | HRSG upper West | HRSG/ IP Drum | IP DRUM LEVEL GAUGE ISOLATION | NA | HIS | 2080_00004‐2 | OPEN | no data | Water/Steam | 2" | no data
| 02-VHIS940 | Level Element | HRSG upper West | HRSG/ IP Drum | IP DRUM LEVEL GAUGE ISOLATION | NA | HIS | 2080_00004‐2 | OPEN | no data | Water/Steam | 2" | no data
| 02-VHIS941 | Level instrumnt blowdown | HRSG upper West | HRSG/ IP Drum | IP DRUM LEVEL GAUGE DRAIN | NA | HIS | 2080_00004‐2 | CLOSED | no data | Water/Steam | 2" | no data
| 02-VHIS942 | Level instrumnt blowdown | HRSG upper West | HRSG/ IP Drum | IP DRUM LEVEL GAUGE DRAIN | NA | HIS | 2080_00004‐2 | CLOSED | no data | Water/Steam | 2" | no data
| 02-VHIS943 | Level Element | HRSG upper East | HRSG/ IP Drum | IP DRUM LEVEL GAUGE ISOLATION | NA | HIS | 2080_00004‐2 | OPEN | no data | Water/Steam | 2" | no data
| 02-VHIS944 | Level instrumnt blowdown | HRSG upper West | HRSG/ IP Drum | IP DRUM LEVEL GAUGE DRAIN | NA | HIS | 2080_00004‐2 | CLOSED | no data | Water/Steam | 2" | no data
| 02-VHIS945 | Level instrumnt blowdown | HRSG upper East | HRSG/ IP Drum | IP DRUM LEVEL GAUGE DRAIN | NA | HIS | 2080_00004‐2 | CLOSED | no data | Water/Steam | 2" | no data
| 02-VHIS946 | Level instrumnt blowdown | HRSG upper East | HRSG/ IP Drum | IP DRUM LEVEL GAUGE DRAIN | NA | HIS | 2080_00004‐2 | CLOSED | no data | Water/Steam | 2" | no data
| 02-VHIS947 | Level Element | HRSG upper East | HRSG/ IP Drum | IP DRUM LEVEL GAUGE ISOLATION | NA | HIS | 2080_00004‐2 | OPEN | no data | Water/Steam | 2" | no data
| 02-VHIS948 | Level Element | HRSG upper East | HRSG/ IP Drum | IP DRUM LEVEL GAUGE ISOLATION | NA | HIS | 2080_00004‐2 | OPEN | no data | Water/Steam | 2" | no data
| 02-VHIS949 | Level Element | HRSG upper East | HRSG/ IP Drum | IP DRUM LEVEL GAUGE ISOLATION | NA | HIS | 2080_00004‐2 | OPEN | no data | Water/Steam | 2" | no data
| 02-VHIS950 | Level Transmitter | HRSG upper West | HRSG/ IP Drum | IP DRUM LEVEL TRANSMITTER ISOLATION | NA | HIS | 2080_00004‐2 | OPEN | no data | Water/Steam | 1" | no data
| 02-VHIS951 | Level Transmitter | HRSG upper West | HRSG/ IP Drum | IP DRUM LEVEL TRANSMITTER ISOLATION | NA | HIS | 2080_00004‐2 | OPEN | no data | Water/Steam | 1" | no data
| 02-VHIS952 | Level Transmitter | HRSG upper West | HRSG/ IP Drum | IP DRUM LEVEL TRANSMITTER ISOLATION | NA | HIS | 2080_00004‐2 | OPEN | no data | Water/Steam | 1" | no data
| 02-VHIS953 | Level Transmitter | HRSG upper West | HRSG/ IP Drum | IP DRUM LEVEL TRANSMITTER ISOLATION | NA | HIS | 2080_00004‐2 | OPEN | no data | Water/Steam | 1" | no data
| 02-VHIS954 | Level Transmitter (8) iso valves, 2 transmitters | HRSG upper East | HRSG/ IP Drum | IP DRUM LEVEL TRANSMITTER ISOLATION | NA | HIS | 2080_00004‐2 | OPEN | no data | Water/Steam | 1" | no data
| 02-VHIS955 | Level Transmitter (8) iso valves, 2 transmitters | HRSG upper East | HRSG/ IP Drum | IP DRUM LEVEL TRANSMITTER ISOLATION | NA | HIS | 2080_00004‐2 | OPEN | no data | Water/Steam | 1" | no data
| 02-VHIS956 | Level Transmitter (8) iso valves, 2 transmitters | HRSG upper East | HRSG/ IP Drum | IP DRUM LEVEL TRANSMITTER ISOLATION | NA | HIS | 2080_00004‐2 | OPEN | no data | Water/Steam | 1" | no data
| 02-VHIS957 | Level Transmitter (8) iso valves, 2 transmitters | HRSG upper East | HRSG/ IP Drum | IP DRUM LEVEL TRANSMITTER ISOLATION | NA | HIS | 2080_00004‐2 | OPEN | no data | Water/Steam | 1" | no data
| 02-VHIS958 | Level Transmitter (8) iso valves, 2 transmitters | HRSG upper East | HRSG/ IP Drum | IP DRUM LEVEL TRANSMITTER ISOLATION | NA | HIS | 2080_00004‐2 | OPEN | no data | Water/Steam | 1" | no data
| 02-VHIS959 | Level Transmitter (8) iso valves, 2 transmitters | HRSG upper East | HRSG/ IP Drum | IP DRUM LEVEL TRANSMITTER ISOLATION | NA | HIS | 2080_00004‐2 | OPEN | no data | Water/Steam | 1" | no data
| 02-VHIS960 | Level Transmitter (8) iso valves, 2 transmitters | HRSG upper East | HRSG/ IP Drum | IP DRUM LEVEL TRANSMITTER ISOLATION | NA | HIS | 2080_00004‐2 | OPEN | no data | Water/Steam | 1" | no data
| 02-VHIS961 | Level Transmitter (8) iso valves, 2 transmitters | HRSG upper East | HRSG/ IP Drum | IP DRUM LEVEL TRANSMITTER ISOLATION | NA | HIS | 2080_00004‐2 | OPEN | no data | Water/Steam | 1" | no data
| 02-VHIS963 | IP drum (2) PIT (4) iso valves | Top of the IP drum | HRSG/ IP Drum | IP DRUM PRESSURE TRANSMITTER ISOLATION | NA | HIS | 2080_00004‐2 | OPEN | no data | Water/Steam | 3/4" | no data
| 02-VHIS964 | IP drum (2) PIT (4) iso valves | Top of the IP drum | HRSG/ IP Drum | IP DRUM PRESSURE TRANSMITTER ISOLATION | NA | HIS | 2080_00004‐2 | OPEN | no data | Water/Steam | 3/4" | no data
| 02-VHIS965 | IP drum (2) PIT (4) iso valves | Top of the IP drum | HRSG/ IP Drum | IP DRUM PRESSURE TRANSMITTER ISOLATION | NA | HIS | 2080_00004‐2 | OPEN | no data | Water/Steam | 3/4" | no data
| 02-VHIS966 | IP drum (2) PIT (4) iso valves | Top of the IP drum | HRSG/ IP Drum | IP DRUM PRESSURE TRANSMITTER ISOLATION | NA | HIS | 2080_00004‐2 | OPEN | no data | Water/Steam | 3/4" | no data
| 02-VHIS967 | Nitrogen (2) PIT (4) iso valves | Top of the IP drum | HRSG/ IP Drum | IP DRUM PRESSURE TRANSMITTER ISOLATION | NA | HIS | 2080_00004‐2 | OPEN | no data | Water/Steam | 3/4" | no data
| 02-VHIS968 | Nitrogen (2) PIT (4) iso valves | Top of the IP drum | HRSG/ IP Drum | IP DRUM PRESSURE TRANSMITTER ISOLATION | NA | HIS | 2080_00004‐2 | OPEN | no data | Water/Steam | 3/4" | no data
| 02-VHIS969 | Nitrogen (2) PIT (4) iso valves | Top of the IP drum | HRSG/ IP Drum | IP DRUM PRESSURE INDICATOR ISOLATION | NA | HIS | 2080_00004‐2 | OPEN | no data | Water/Steam | 3/4" | no data
| 02-VHIS970 | Nitrogen (2) PIT (4) iso valves | Top of the IP drum | HRSG/ IP Drum | IP DRUM PRESSURE INDICATOR ISOLATION | NA | HIS | 2080_00004‐2 | OPEN | no data | Water/Steam | 3/4" | no data
| 02-VHIS971 | Nitrogen Fill iso | Top of the IP drum | HRSG/ IP Drum | IP DRUM NITROGEN SUPPLY ISOLATION | NA | HIS | 2080_00004‐2 | CLOSED | no data | Water/Steam | 2" | no data
no data | 02-VHIS972 | no data | no data | no data | IP DRUM NITROGEN SUPPLY NRV | NA | no data | 2080_00004‐2 | no data | no data | Water/Steam | 2" | no data
| 02-VHIS973 | IP drum water sample (2) valves | Under IP drum | HRSG/ IP Drum | IP DRUM WATER SAMPLE ISOLATION | NA | HIS | 2080_00004‐2 | OPEN | no data | Water | 3/4" | no data
| 02-VHIS974 | IP drum water sample (2) valves | Under IP drum | HRSG/ IP Drum | IP DRUM WATER SAMPLE ISOLATION | NA | HIS | 2080_00004‐2 | OPEN | no data | Water | 3/4" | no data
no data | 02-VHIS975 | no data | no data | no data | IP STEAM SPARGING CHECK VALVE | NA | no data | 2080_00004‐2 | no data | no data | Steam | 3" | no data
| 02-VHIS976 | 4 vents to atmosphere (8) iso valves | Top of the IP drum | HRSG/ IP Drum | IP SATURATED STEAM VENT | NA | HIS | 2080_00004‐2 | OPEN | no data | Water/Steam | 2" | no data
| 02-VHIS977 | 4 vents to atmosphere (8) iso valves | Top of the IP drum | HRSG/ IP Drum | IP SATURATED STEAM VENT | NA | HIS | 2080_00004‐2 | OPEN | no data | Water/Steam | 2" | no data
| 02-VHIS978 | Pegging steam to LP drum iso equalizing | Top of the IP drum | HRSG/ IP Drum | IP PEGGING STEAM | NA | HIS | 2080_00004‐2 | OPEN | no data | Steam | 6" | no data
| 02-VHIS979 | Level Element | HRSG upper West | HRSG/ IP Drum | IP DRUM LEVEL GAUGE ISOLATION | NA | HIS | 2080_00004‐2 | OPEN | no data | Water/Steam | 2" | no data
no data | 02-VHIS982 | no data | no data | no data | IP SUPERHEATED STEAM SAMPLE ISOLATION | NA | no data | 2080_00004‐3 | no data | no data | Steam | 3/4" | no data
no data | 02-VHIS983 | no data | no data | no data | IP SUPERHEATED STEAM SAMPLE ISOLATION | NA | no data | 2080_00004‐3 | no data | no data | Steam | 3/4" | no data
no data | 02-VHIS985 | no data | no data | no data | IP SUPERHEATED STEAM PRESSURE INDICATION ISOLATION | NA | no data | 2080_00004‐3 | no data | no data | Steam | 3/4" | no data
no data | 02-VHIS986 | no data | no data | no data | IP SUPERHEATED STEAM PRESSURE INDICATION ISOLATION | NA | no data | 2080_00004‐3 | no data | no data | Steam | 3/4" | no data
| 02-VHIS987 | IP superheater outlet PIT | HRSG lower | no data | IP SUPERHEATED STEAM PRESSURE TRANSMITTER ISOLATION | NA | HIS | 2080_00004‐3 | no data | no data | Steam | 3/4" | no data
| 02-VHIS988 | IP superheater outlet PIT | HRSG lower | no data | IP SUPERHEATED STEAM PRESSURE TRANSMITTER ISOLATION | NA | HIS | 2080_00004‐3 | no data | no data | Steam | 3/4" | no data
no data | 02-VHIS989 | no data | no data | no data | IP NRV (STOP CHECK) | NA | no data | 2080_00004‐3 | no data | no data | Steam | 8" | no data
no data | 02-VHIS991 | no data | no data | no data | IP DRUM INLET CHEMICAL INJECTION CHECK VALVE | NA | no data | 2080_00004‐2 | no data | no data | Water | 1" | no data
| 02-VHIS992 | Phosphate injection iso | HRSG upper West | HRSG/ IP Drum | IP DRUM INLET CHEMICAL INJECTION ISOLATION | NA | HIS | 2080_00004‐2 | OPEN | no data | Water | 1" | no data
| 02-VHIS993 | Level Element | HRSG upper West | HRSG/ IP Drum | IP DRUM LEVEL GAUGE ISOLATION | NA | HIS | 2080_00004‐2 | OPEN | no data | Water/Steam | 2" | no data
| 02-VHIS994 | IP steam flow meter | HRSG lower | no data | IP SUPERHEATED STEAM FLOW INDICATION ISOLATION | NA | HIS | 2080_00004‐3 | no data | no data | Steam | 3/4" | no data
| 02-VHIS995 | IP steam flow meter | HRSG lower | no data | IP SUPERHEATED STEAM FLOW INDICATION ISOLATION | NA | HIS | 2080_00004‐3 | no data | no data | Steam | 3/4" | no data
| 02-VHIS996 | IP steam flow meter | HRSG lower | no data | IP SUPERHEATED STEAM FLOW INDICATION ISOLATION | NA | HIS | 2080_00004‐3 | no data | no data | Steam | 3/4" | no data
| 02-VHIS997 | IP steam flow meter | HRSG lower | no data | IP SUPERHEATED STEAM FLOW INDICATION ISOLATION | NA | HIS | 2080_00004‐3 | no data | no data | Steam | 3/4" | no data
| 02-VHIS998 | Pegging steam to LP drum vent (2) iso valves | Top of the IP drum | HRSG/ IP Drum | IP TO LP PEGGING STEAM VENT | NA | HIS | 2080_00004‐2 | CLOSED | no data | Water/Steam | 2" | no data
| 02-VHIS999 | Pegging steam to LP drum vent (2) iso valves | Top of the IP drum | HRSG/ IP Drum | IP TO LP PEGGING STEAM VENT | NA | HIS | 2080_00004‐2 | CLOSED | no data | Water/Steam | 2" | no data
| 02-VHLS801 | Drain after Heat Exchanger | HRSG lower NE | no data | PREHEATER DRAIN | NA | CND | 2080_00006‐1 | CLOSED | no data | Water | 2" | no data
| 02-VHLS802 | Drain after Heat Exchanger | HRSG lower NE | no data | PREHEATER DRAIN | NA | CND | 2080_00006‐1 | CLOSED | no data | Water | 2" | no data
| 02-VHLS803 | Pressure Transmitter isolations | HRSG lower NW | no data | LP FEEDWATER INLET PRESSURE TRANSMITTER ISOLATION | NA | CND | 2080_00006‐1 | OPEN | no data | Water | 3/4" | no data
| 02-VHLS804 | Pressure Transmitter isolations | HRSG lower NW | no data | LP FEEDWATER INLET PRESSURE TRANSMITTER ISOLATION | NA | CND | 2080_00006‐1 | OPEN | no data | Water | 3/4" | no data
no data | 02-VHLS805 | no data | no data | no data | LP SATURATED STEAM VENT | NA | no data | 2080_00003‐1 | no data | no data | Water/Steam | 2" | no data
no data | 02-VHLS806 | no data | no data | no data | LP SATURATED STEAM VENT | NA | no data | 2080_00003‐1 | no data | no data | Water/Steam | 2" | no data
| 02-VHLS807 | Drain after Heat Exchanger | HRSG lower NE | no data | PREHEATER DRAIN | NA | CND | 2080_00006‐1 | CLOSED | no data | Water | 2" | no data
| 02-VHLS808 | Sampling | HRSG lower West | no data | LP SUPERHEATED STEAM SAMPLE ISOLATION | NA | HLS | 2080_00003‐2 | no data | no data | Water/Steam | 3/4" | no data
| 02-VHLS809 | Sampling | HRSG lower West | no data | LP SUPERHEATED STEAM SAMPLE ISOLATION | NA | HLS | 2080_00003‐2 | no data | no data | Water/Steam | 3/4" | no data
| 02-VHLS810 | Drain after Heat Exchanger | HRSG lower NE | no data | PREHEATER DRAIN | NA | CND | 2080_00006‐1 | CLOSED | no data | Water | 2" | no data
| 02-VHLS811 | 3 PIT (6) iso valves | HRSG lower West | no data | LP SUPERHEATED STEAM PRESSURE TRANSMITTER ISOLATION | NA | HLS | 2080_00003‐2 | no data | no data | Steam | 3/4" | no data
| 02-VHLS812 | 3 PIT (6) iso valves | HRSG lower West | no data | LP SUPERHEATED STEAM PRESSURE TRANSMITTER ISOLATION | NA | HLS | 2080_00003‐2 | no data | no data | Steam | 3/4" | no data
| 02-VHLS813 | 3 PIT (6) iso valves | HRSG lower West | no data | LP SUPERHEATED STEAM PRESSURE TRANSMITTER ISOLATION | NA | HLS | 2080_00003‐2 | no data | no data | Steam | 3/4" | no data
| 02-VHLS814 | 3 PIT (6) iso valves | HRSG lower West | no data | LP SUPERHEATED STEAM PRESSURE TRANSMITTER ISOLATION | NA | HLS | 2080_00003‐2 | no data | no data | Steam | 3/4" | no data
| 02-VHLS815 | 3 PIT (6) iso valves | HRSG lower West | no data | LP SUPERHEATED STEAM PRESSURE TRANSMITTER ISOLATION | NA | HLS | 2080_00003‐2 | no data | no data | Steam | 3/4" | no data
| 02-VHLS816 | 3 PIT (6) iso valves | HRSG lower West | no data | LP SUPERHEATED STEAM PRESSURE TRANSMITTER ISOLATION | NA | HLS | 2080_00003‐2 | no data | no data | Steam | 3/4" | no data
no data | 02-VHLS817 | no data | no data | no data | LP SUPERHEATED STEAM PRESSURE INDICATOR ISOLATION | NA | no data | 2080_00003‐2 | no data | no data | Steam | 3/4" | no data
no data | 02-VHLS818 | no data | no data | no data | LP SUPERHEATED STEAM PRESSURE INDICATOR ISOLATION | NA | no data | 2080_00003‐2 | no data | no data | Steam | 3/4" | no data
| 02-VHLS819 | LP steam flow transmitters | Pipe Rack 2nd | HRSG | LP SUPERHEATED STEAM FLOW TRANSMITTER ISOLATION | NA | HLS | 2080_00003‐2 | no data | no data | Steam | 3/4" | no data
| 02-VHLS820 | LP steam flow transmitters | Pipe Rack 2nd | HRSG | LP SUPERHEATED STEAM FLOW TRANSMITTER ISOLATION | NA | HLS | 2080_00003‐2 | no data | no data | Steam | 3/4" | no data
| 02-VHLS821 | LP steam flow transmitters | Pipe Rack 2nd | HRSG | LP SUPERHEATED STEAM FLOW TRANSMITTER ISOLATION | NA | HLS | 2080_00003‐2 | no data | no data | Steam | 3/4" | no data
| 02-VHLS822 | LP steam flow transmitters | Pipe Rack 2nd | HRSG | LP SUPERHEATED STEAM FLOW TRANSMITTER ISOLATION | NA | HLS | 2080_00003‐2 | no data | no data | Steam | 3/4" | no data
| 02-VHLS823 | LP Economizer Drains (Block) | HRSG lower NW | no data | PREHEATER DRAIN | NA | CND | 2080_00006‐1 | CLOSED | no data | Water | 2" | no data
| 02-VHLS824 | LP Economizer Drains (Block) | HRSG lower NW | no data | PREHEATER DRAIN | NA | CND | 2080_00006‐1 | CLOSED | no data | Water | 2" | no data
| 02-VHLS825 | LP steam flow transmitters | Pipe Rack 2nd | HRSG | LP SUPERHEATED STEAM FLOW TRANSMITTER ISOLATION | NA | HLS | 2080_00003‐2 | no data | no data | Steam | 3/4" | no data
| 02-VHLS826 | LP steam flow transmitters | Pipe Rack 2nd | HRSG | LP SUPERHEATED STEAM FLOW TRANSMITTER ISOLATION | NA | HLS | 2080_00003‐2 | no data | no data | Steam | 3/4" | no data
| 02-VHLS827 | LP steam flow transmitters | Pipe Rack 2nd | HRSG | LP SUPERHEATED STEAM FLOW TRANSMITTER ISOLATION | NA | HLS | 2080_00003‐2 | no data | no data | Steam | 3/4" | no data
| 02-VHLS828 | LP steam flow transmitters | Pipe Rack 2nd | HRSG | LP SUPERHEATED STEAM FLOW TRANSMITTER ISOLATION | NA | HLS | 2080_00003‐2 | no data | no data | Steam | 3/4" | no data
| 02-VHLS829 | Cold condensate drain | HRSG lower NE | no data | PREHEATER DRAIN | NA | CND | 2080_00006‐1 | CLOSED | no data | Water | 2" | no data
| 02-VHLS830 | Cold condensate drain | HRSG lower NE | no data | PREHEATER DRAIN | NA | CND | 2080_00006‐1 | CLOSED | no data | Water | 2" | no data
no data | 02-VHLS831 | no data | no data | no data | DEAERATOR VENT ISOLATION VALVE | NA | no data | 2080_00003‐1 | no data | no data | Water | 2" | no data
no data | 02-VHLS832 | no data | no data | no data | DEAERATOR VENT ISOLATION VALVE | NA | no data | 2080_00003‐1 | no data | no data | Water | 2" | no data
no data | 02-VHLS833 | no data | no data | no data | DEAERATOR VENT ISOLATION VALVE | NA | no data | 2080_00003‐1 | no data | no data | Water | 2" | no data
no data | 02-VHLS834 | no data | no data | no data | DEAERATOR VENT ISOLATION VALVE | NA | no data | 2080_00003‐1 | no data | no data | Water | 2" | no data
| 02-VHLS851 | Cold Condensate outlet vent | HRSG lower NE | no data | PREHEATER INLET VENT | NA | CND | 2080_00006‐1 | CLOSED | no data | Water | 2" | no data
| 02-VHLS852 | Cold Condensate outlet vent | HRSG lower NE | no data | PREHEATER INLET VENT | NA | CND | 2080_00006‐1 | CLOSED | no data | Water | 2" | no data
no data | 02-VHLS901 | no data | no data | no data | LP FEEDWATER INLET CHECK | NA | no data | 2080_00006‐1 | no data | no data | Water | 10" | no data
| 02-VHLS902 | Drain before LP Economizer inlet MOV | HRSG lower NW | no data | PREHEATER DRAIN | NA | CND | 2080_00006‐1 | CLOSED | no data | Water | 2" | no data
| 02-VHLS903 | Drain before LP Economizer inlet MOV | HRSG lower NW | no data | PREHEATER DRAIN | NA | CND | 2080_00006‐1 | CLOSED | no data | Water | 2" | no data
| 02-VHLS904 | Steam to LP Evap MOV bypass | HRSG lower | Sparging | LP HEAT EXCHANGER ISOLATION | NA | AXS | 2080_00006‐1 | no data | no data | Water | 10" | no data
| 02-VHLS905 | Hot Condensate inlet isolation | HRSG lower NE | no data | LP HEAT EXCHANGER ISOLATION | NA | CND | 2080_00006‐1 | OPEN | no data | Water | 10" | no data
no data | 02-VHLS906 | no data | no data | no data | PREHEATER VENT | NA | no data | 2080_00006‐1 | no data | no data | Water | 2" | no data
| 02-VHLS907 | Cold Condensate outlet isolation | HRSG lower NE | no data | LP HEAT EXCHANGER ISOLATION | NA | CND | 2080_00006‐1 | OPEN | no data | Water | 10" | no data
| 02-VHLS908 | Hot Condensate outlet isolation | HRSG lower NE | no data | LP HEAT EXCHANGER ISOLATION | NA | CND | 2080_00006‐1 | OPEN | no data | Water | 10" | no data
| 02-VHLS909 | Cold Condensate bypass around heat exchanger | HRSG lower NE | no data | LP HEAT EXCHANGER BYPASS | NA | CND | 2080_00006‐1 | CLOSED | no data | Water | 10" | no data
no data | 02-VHLS910 | no data | no data | no data | PREHEATER VENT | NA | no data | 2080_00006‐1 | no data | no data | Water | 2" | no data
no data | 02-VHLS911 | no data | no data | no data | PREHEATER DRAIN | NA | no data | 2080_00006‐1 | no data | no data | Water | 2" | no data
no data | 02-VHLS912 | no data | no data | no data | PREHEATER DRAIN | NA | no data | 2080_00006‐1 | no data | no data | Water | 2" | no data
| 02-VHLS913 | LP Economizer Drains (Root) | HRSG lower NW | no data | PREHEATER DRAIN | NA | CND | 2080_00006‐1 | CLOSED | no data | Water | 2" | no data
no data | 02-VHLS914 | no data | no data | no data | PREHEATER VENT | NA | no data | 2080_00006‐1 | no data | no data | Water | 2" | no data
no data | 02-VHLS915 | no data | no data | no data | PREHEATER VENT | NA | no data | 2080_00006‐1 | no data | no data | Water | 2" | no data
| 02-VHLS916 | LP Economizer Drains (Root) | HRSG lower NW | no data | PREHEATER DRAIN | NA | CND | 2080_00006‐1 | CLOSED | no data | Water | 2" | no data
no data | 02-VHLS917 | no data | no data | no data | PREHEATER VENT | NA | no data | 2080_00006‐1 | no data | no data | Water | 2" | no data
| 02-VHLS918 | LP Economizer Drains (Root) | HRSG lower NW | no data | PREHEATER DRAIN | NA | CND | 2080_00006‐1 | CLOSED | no data | Water | 2" | no data
no data | 02-VHLS919 | no data | no data | no data | PREHEATER VENT | NA | no data | 2080_00006‐1 | no data | no data | Water | 2" | no data
| 02-VHLS920 | LP Economizer Drains (Root) | HRSG lower NW | no data | PREHEATER DRAIN | NA | CND | 2080_00006‐1 | CLOSED | no data | Water | 2" | no data
no data | 02-VHLS921 | no data | no data | no data | PREHEATER DRAIN | NA | no data | 2080_00006‐1 | no data | no data | Water | 2" | no data
no data | 02-VHLS922 | no data | no data | no data | PREHEATER VENT | NA | no data | 2080_00006‐1 | no data | no data | Water | 2" | no data
no data | 02-VHLS923 | no data | no data | no data | PREHEATER DRAIN | NA | no data | 2080_00003‐1 | no data | no data | Water | 2" | no data
| 02-VHLS924 | BFP suction iso | one level down under LP drum | BFP A/B suction | BFP SUCTION | NA | BFW | 2080_00003‐1 | OPEN | no data | Water | 12" | no data
no data | 02-VHLS925 | no data | no data | no data | PREHEATER DRAIN | NA | no data | 2080_00003‐1 | no data | no data | Water | 2" | no data
no data | 02-VHLS926 | no data | no data | no data | PREHEATER OUTLET PRESSURE INDICATOR ISOLATION | NA | no data | 2080_00003‐1 | no data | no data | Water | 3/4" | no data
no data | 02-VHLS927 | no data | no data | no data | PREHEATER OUTLET PRESSURE INDICATOR ISOLATION | NA | no data | 2080_00003‐1 | no data | no data | Water | 3/4" | no data
no data | 02-VHLS928 | no data | no data | no data | LP INTERMITTENT BLOWDOWN LOW POINT DRAIN | NA | no data | 2080_00007‐1 | no data | no data | Water | 2" | no data
no data | 02-VHLS929 | no data | no data | no data | LP INTERMITTENT BLOWDOWN LOW POINT DRAIN | NA | no data | 2080_00007‐1 | no data | no data | Water | 2" | no data
no data | 02-VHLS930 | no data | no data | no data | PREHEATER OUTLET PRESSURE TRANSMITTER ISOLATION | NA | no data | 2080_00003‐1 | no data | no data | Water | 3/4" | no data
no data | 02-VHLS931 | no data | no data | no data | PREHEATER OUTLET PRESSURE TRANSMITTER ISOLATION | NA | no data | 2080_00003‐1 | no data | no data | Water | 3/4" | no data
no data | 02-VHLS932 | no data | no data | no data | PREHEATER OUTLET FLOW TRANSMITTER ISOLATION | NA | no data | 2080_00003‐1 | no data | no data | Water | 3/4" | no data
no data | 02-VHLS933 | no data | no data | no data | PREHEATER OUTLET FLOW TRANSMITTER ISOLATION | NA | no data | 2080_00003‐1 | no data | no data | Water | 3/4" | no data
no data | 02-VHLS934 | no data | no data | no data | PREHEATER OUTLET FLOW TRANSMITTER ISOLATION | NA | no data | 2080_00003‐1 | no data | no data | Water | 3/4" | no data
no data | 02-VHLS935 | no data | no data | no data | PREHEATER OUTLET FLOW TRANSMITTER ISOLATION | NA | no data | 2080_00003‐1 | no data | no data | Water | 3/4" | no data
no data | 02-VHLS936 | no data | no data | no data | PREHEATER OUTLET FLOW TRANSMITTER ISOLATION | NA | no data | 2080_00003‐1 | no data | no data | Water | 3/4" | no data
no data | 02-VHLS937 | no data | no data | no data | PREHEATER OUTLET FLOW TRANSMITTER ISOLATION | NA | no data | 2080_00003‐1 | no data | no data | Water | 3/4" | no data
no data | 02-VHLS938 | no data | no data | no data | PREHEATER OUTLET FLOW TRANSMITTER ISOLATION | NA | no data | 2080_00003‐1 | no data | no data | Water | 3/4" | no data
no data | 02-VHLS939 | no data | no data | no data | PREHEATER OUTLET FLOW TRANSMITTER ISOLATION | NA | no data | 2080_00003‐1 | no data | no data | Water | 3/4" | no data
no data | 02-VHLS940 | no data | no data | no data | LP CV ISOLATION | NA | no data | 2080_00003‐1 | no data | no data | Water | 10" | no data
no data | 02-VHLS941 | no data | no data | no data | LP CV ISOLATION | NA | no data | 2080_00003‐1 | no data | no data | Water | 10" | no data
no data | 02-VHLS942 | no data | no data | no data | LP DRUM LCV BYPASS | NA | no data | 2080_00003‐1 | no data | no data | Water | 2" | no data
no data | 02-VHLS943 | no data | no data | no data | PREHEATER OUTLET DRAIN (DOWNSTREAM LCV) | NA | no data | 2080_00003‐1 | no data | no data | Water | 2" | no data
no data | 02-VHLS944 | no data | no data | no data | PREHEATER OUTLET DRAIN (DOWNSTREAM LCV) | NA | no data | 2080_00003‐1 | no data | no data | Water | 2" | no data
no data | 02-VHLS945 | no data | no data | no data | LP DRUM DEAERATOR PRESSURE INDICATOR ISOLATION | NA | no data | 2080_00003‐1 | no data | no data | Water/Steam | 3/4" | no data
no data | 02-VHLS946 | no data | no data | no data | LP DRUM DEAERATOR PRESSURE INDICATOR ISOLATION | NA | no data | 2080_00003‐1 | no data | no data | Water/Steam | 3/4" | no data
no data | 02-VHLS947 | no data | no data | no data | LP DRUM DEAERATOR VENT | NA | no data | 2080_00003‐1 | no data | no data | Water/Steam | 2" | no data
no data | 02-VHLS948 | no data | no data | no data | LP DRUM DEAERATOR VENT | NA | no data | 2080_00003‐1 | no data | no data | Water/Steam | 2" | no data
no data | 02-VHLS949 | no data | no data | no data | LP DRUM LEVEL GAUGE ISOLATION | NA | no data | 2080_00003‐1 | no data | no data | Water/Steam | 2" | no data
no data | 02-VHLS950 | no data | no data | no data | LP DRUM LEVEL INDICATION DRAIN | NA | no data | 2080_00003‐1 | no data | no data | Water/Steam | 2" | no data
no data | 02-VHLS951 | no data | no data | no data | LP DRUM LEVEL INDICATION DRAIN | NA | no data | 2080_00003‐1 | no data | no data | Water/Steam | 2" | no data
no data | 02-VHLS952 | no data | no data | no data | LP DRUM LEVEL INDICATION DRAIN | NA | no data | 2080_00003‐1 | no data | no data | Water/Steam | 2" | no data
no data | 02-VHLS953 | no data | no data | no data | LP DRUM LEVEL TRANSMITTER ISOLATION | NA | no data | 2080_00003‐1 | no data | no data | Water/Steam | 1" | no data
no data | 02-VHLS954 | no data | no data | no data | LP DRUM LEVEL TRANSMITTER ISOLATION | NA | no data | 2080_00003‐1 | no data | no data | Water/Steam | 1" | no data
no data | 02-VHLS955 | no data | no data | no data | LP DRUM LEVEL TRANSMITTER ISOLATION | NA | no data | 2080_00003‐1 | no data | no data | Water/Steam | 1" | no data
no data | 02-VHLS956 | no data | no data | no data | LP DRUM LEVEL TRANSMITTER ISOLATION | NA | no data | 2080_00003‐1 | no data | no data | Water/Steam | 1" | no data
no data | 02-VHLS957 | no data | no data | no data | LP DRUM LEVEL TRANSMITTER ISOLATION | NA | no data | 2080_00003‐1 | no data | no data | Water/Steam | 1" | no data
no data | 02-VHLS958 | no data | no data | no data | LP DRUM LEVEL TRANSMITTER ISOLATION | NA | no data | 2080_00003‐1 | no data | no data | Water/Steam | 1" | no data
no data | 02-VHLS959 | no data | no data | no data | LP DRUM LEVEL TRANSMITTER ISOLATION | NA | no data | 2080_00003‐1 | no data | no data | Water/Steam | 1" | no data
no data | 02-VHLS960 | no data | no data | no data | LP DRUM LEVEL TRANSMITTER ISOLATION | NA | no data | 2080_00003‐1 | no data | no data | Water/Steam | 1" | no data
no data | 02-VHLS961 | no data | no data | no data | LP DRUM LEVEL GAUGE ISOLATION | NA | no data | 2080_00003‐1 | no data | no data | Water/Steam | 2" | no data
no data | 02-VHLS962 | no data | no data | no data | LP DRUM LEVEL GAUGE ISOLATION | NA | no data | 2080_00003‐1 | no data | no data | Water/Steam | 2" | no data
no data | 02-VHLS963 | no data | no data | no data | LP DRUM LEVEL GAUGE ISOLATION | NA | no data | 2080_00003‐1 | no data | no data | Water/Steam | 2" | no data
no data | 02-VHLS964 | no data | no data | no data | LP DRUM LEVEL GAUGE ISOLATION | NA | no data | 2080_00003‐1 | no data | no data | Water/Steam | 2" | no data
no data | 02-VHLS965 | no data | no data | no data | LP DRUM LEVEL GAUGE ISOLATION | NA | no data | 2080_00003‐1 | no data | no data | Water/Steam | 2" | no data
no data | 02-VHLS966 | no data | no data | no data | LP DRUM LEVEL INDICATION DRAIN | NA | no data | 2080_00003‐1 | no data | no data | Water/Steam | 2" | no data
no data | 02-VHLS967 | no data | no data | no data | LP DRUM LEVEL INDICATION DRAIN | NA | no data | 2080_00003‐1 | no data | no data | Water/Steam | 2" | no data
no data | 02-VHLS968 | no data | no data | no data | LP DRUM LEVEL TRANSMITTER ISOLATION | NA | no data | 2080_00003‐1 | no data | no data | Water/Steam | 1" | no data
no data | 02-VHLS969 | no data | no data | no data | LP DRUM LEVEL TRANSMITTER ISOLATION | NA | no data | 2080_00003‐1 | no data | no data | Water/Steam | 1" | no data
no data | 02-VHLS970 | no data | no data | no data | LP DRUM LEVEL TRANSMITTER ISOLATION | NA | no data | 2080_00003‐1 | no data | no data | Water/Steam | 1" | no data
no data | 02-VHLS971 | no data | no data | no data | LP DRUM LEVEL TRANSMITTER ISOLATION | NA | no data | 2080_00003‐1 | no data | no data | Water/Steam | 1" | no data
no data | 02-VHLS972 | no data | no data | no data | LP DRUM LEVEL GAUGE ISOLATION | NA | no data | 2080_00003‐1 | no data | no data | Water/Steam | 2" | no data
no data | 02-VHLS973 | no data | no data | no data | LP DRUM LEVEL GAUGE ISOLATION | NA | no data | 2080_00003‐1 | no data | no data | Water/Steam | 2" | no data
no data | 02-VHLS974 | no data | no data | no data | LP DRUM NITROGEN ISOLATION | NA | no data | 2080_00003‐1 | no data | no data | Water/Steam | 2" | no data
no data | 02-VHLS975 | no data | no data | no data | LP DRUM NITROGEN SUPPLY NRV | NA | no data | 2080_00003‐1 | no data | no data | Water/Steam | 2" | no data
no data | 02-VHLS976 | no data | no data | no data | LP DRUM PRESSURE INDICATOR ISOLATION | NA | no data | 2080_00003‐1 | no data | no data | Water/Steam | 3/4" | no data
no data | 02-VHLS977 | no data | no data | no data | LP DRUM PRESSURE INDICATOR ISOLATION | NA | no data | 2080_00003‐1 | no data | no data | Water/Steam | 3/4" | no data
no data | 02-VHLS978 | no data | no data | no data | LP DRUM PRESSURE TRANSMITTER ISOLATION | NA | no data | 2080_00003‐1 | no data | no data | Water/Steam | 3/4" | no data
no data | 02-VHLS979 | no data | no data | no data | LP DRUM PRESSURE TRANSMITTER ISOLATION | NA | no data | 2080_00003‐1 | no data | no data | Water/Steam | 3/4" | no data
no data | 02-VHLS980 | no data | no data | no data | LP DRUM PRESSURE TRANSMITTER ISOLATION | NA | no data | 2080_00003‐1 | no data | no data | Water/Steam | 3/4" | no data
no data | 02-VHLS981 | no data | no data | no data | LP DRUM PRESSURE TRANSMITTER ISOLATION | NA | no data | 2080_00003‐1 | no data | no data | Water/Steam | 3/4" | no data
no data | 02-VHLS982 | no data | no data | no data | LP DRUM PRESSURE TRANSMITTER ISOLATION | NA | no data | 2080_00003‐1 | no data | no data | Water/Steam | 3/4" | no data
no data | 02-VHLS983 | no data | no data | no data | LP DRUM PRESSURE TRANSMITTER ISOLATION | NA | no data | 2080_00003‐1 | no data | no data | Water/Steam | 3/4" | no data
no data | 02-VHLS984 | no data | no data | no data | PREHEATER VENT | NA | no data | 2080_00006‐1 | no data | no data | Water | 2" | no data
| 02-VHLS985 | Steam to LP Evap drain after MOV | HRSG lower | Sparging | LP SPARGING STEAM DRAIN | NA | AXS | 2080_00003‐1 | no data | no data | Water/Steam | 2" | no data
| 02-VHLS986 | Drip leg drain before MOV | HRSG lower West | no data | LP SUPERHEATER OUTLET DRAIN POT CLEANOUT DRAIN | NA | HLS | 2080_00003‐2 | no data | no data | Water/Steam | 1" | no data
| 02-VHLS987 | Drip leg drain before MOV | HRSG lower West | no data | LP SUPERHEATER OUTLET DRAIN POT CLEANOUT DRAIN | NA | HLS | 2080_00003‐2 | no data | no data | Water/Steam | 1" | no data
no data | 02-VHLS988 | no data | no data | no data | LP ECONOMIZER OUTLET VENT | NA | no data | 2080_00003‐1 | no data | no data | Water/Steam | 2" | no data
no data | 02-VHLS989 | no data | no data | no data | LP ECONOMIZER OUTLET VENT | NA | no data | 2080_00003‐1 | no data | no data | Water/Steam | 2" | no data
no data | 02-VHLS990 | no data | no data | no data | LP DRUM WATER SAMPLE ISOLATION | NA | no data | 2080_00003‐1 | no data | no data | Water | 2" | no data
no data | 02-VHLS991 | no data | no data | no data | LP DRUM WATER SAMPLE ISOLATION | NA | no data | 2080_00003‐1 | no data | no data | Water | 2" | no data
| 02-VHLS992 | Steam to LP Evap strainer drain | HRSG lower | Sparging | LP SPARGING STEAM STRAIN DRAIN | NA | AXS | 2080_00003‐1 | no data | no data | Water/Steam | 2" | no data
| 02-VHLS993 | Steam to LP Evap strainer drain | HRSG lower | Sparging | LP SPARGING STEAM STRAIN DRAIN | NA | AXS | 2080_00003‐1 | no data | no data | Water/Steam | 2" | no data
no data | 02-VHLS994 | no data | no data | no data | LP STEAM SPARGING CHECK VALVE | NA | no data | 2080_00003‐1 | no data | no data | Steam | 3" | no data
no data | 02-VHLS995 | no data | no data | no data | LP DRAIN POT STOP | NA | no data | 2080_00007‐1 | no data | no data | Water | 2" | no data
no data | 02-VHLS996 | no data | no data | no data | LP DRAIN POT STOP | NA | no data | 2080_00007‐1 | no data | no data | Water | 2" | no data
no data | 02-VHLS997 | no data | no data | no data | PREHEATER OUTLET DRAIN | NA | no data | 2080_00003‐1 | no data | no data | Water | 2" | no data
no data | 02-VHLS998 | no data | no data | no data | PREHEATER OUTLET DRAIN | NA | no data | 2080_00003‐1 | no data | no data | Water | 2" | no data
| 02-VHLS999 | Steam to LP Evap drain after MOV | HRSG lower | Sparging | LP SPARGING STEAM DRAIN | NA | AXS | 2080_00003‐1 | no data | no data | Water/Steam | 2" | no data
no data | 02-VHPS100 | no data | no data | no data | PIT ROOT VALVE | no data | HPS | PD-021B | no data | no data | Steam | 0.75" | no data
no data | 02-VHPS101 | no data | no data | no data | PIT ROOT VALVE | no data | HPS | PD-021B | no data | no data | Steam | 0.75" | no data
no data | 02-VHPS102 | no data | no data | no data | PIT ROOT VALVE | no data | HPS | PD-021B | no data | no data | Steam | 0.75" | no data
no data | 02-VHPS103 | no data | no data | no data | PIT ROOT VALVE | no data | HPS | PD-021B | no data | no data | Steam | 0.75" | no data
no data | 02-VHPS106 | no data | no data | no data | PTC ROOT VALVE | no data | HPS | PD-021B | no data | no data | Steam | 0.75" | no data
no data | 02-VHPS107 | no data | no data | no data | PTC ROOT VALVE | no data | HPS | PD-021B | no data | no data | Steam | 0.75" | no data
no data | 02-VHPS108 | no data | no data | no data | DRIP LEG DRAIN | no data | HPS | PD-021B | no data | no data | Steam | 2" | no data
no data | 02-VHPS109 | no data | no data | no data | DRIP LEG DRAIN VALVE | no data | HPS | PD-021B | no data | no data | Steam | 2" | no data
no data | 02-VHPS110 | no data | no data | no data | DRIP LEG DRAIN VALVE | no data | HPS | PD-021B | no data | no data | Steam | 2" | no data
no data | 02-VHPS111 | no data | no data | no data | PIT ROOT VALVE | no data | HPS | PD-020B | no data | no data | Steam | 0.75" | no data
no data | 02-VHPS112 | no data | no data | no data | PTC ROOT VALVE | no data | HPS | PD-020B | no data | no data | Steam | 0.75" | no data
no data | 02-VHPS113 | no data | no data | no data | PIT ROOT VALVE | no data | HPS | PD-020B | no data | no data | Steam | 0.75" | no data
no data | 02-VHPS114 | no data | no data | no data | PIT ROOT VALVE | no data | HPS | PD-020B | no data | no data | Steam | 0.75" | no data
no data | 02-VHPS115 | no data | no data | no data | PTC ROOT VALVE | no data | HPS | PD-020B | no data | no data | Steam | 0.75" | no data
no data | 02-VHPS116 | no data | no data | no data | PIT ROOT VALVE | no data | HPS | PD-020B | no data | no data | Steam | 0.75" | no data
no data | 02-VHPS119 | no data | no data | no data | PIT ROOT VALVE | no data | HPS | PD-020B | no data | no data | Steam | 0.75" | no data
no data | 02-VHPS120 | no data | no data | no data | PIT ROOT VALVE | no data | HPS | PD-020B | no data | no data | Steam | 0.75" | no data
no data | 02-VHPS121 | no data | no data | no data | PIT ROOT VALVE | no data | HPS | PD-020B | no data | no data | Steam | 0.75" | no data
no data | 02-VHPS122 | no data | no data | no data | PIT ROOT VALVE | no data | HPS | PD-020B | no data | no data | Steam | 0.75" | no data
no data | 02-VHPS123 | no data | no data | no data | PIT ROOT VALVE | no data | HPS | PD-020B | no data | no data | Steam | 0.75" | no data
no data | 02-VHPS124 | no data | no data | no data | PIT ROOT VALVE | no data | HPS | PD-020B | no data | no data | Steam | 0.75" | no data
no data | 02-VHPS125 | no data | no data | no data | PIT ROOT VALVE | no data | HPS | PD-020B | no data | no data | Steam | 0.75" | no data
no data | 02-VHPS126 | no data | no data | no data | PIT ROOT VALVE | no data | HPS | PD-020B | no data | no data | Steam | 0.75" | no data
no data | 02-VHPS127 | no data | no data | no data | PIT ROOT VALVE | no data | HPS | PD-020B | no data | no data | Steam | 0.75" | no data
no data | 02-VHPS128 | no data | no data | no data | PIT ROOT VALVE | no data | HPS | PD-020B | no data | no data | Steam | 0.75" | no data
no data | 02-VHPS129 | no data | no data | no data | PIT ROOT VALVE | no data | HPS | PD-020B | no data | no data | Steam | 0.75" | no data
no data | 02-VHPS130 | no data | no data | no data | PIT ROOT VALVE | no data | HPS | PD-020B | no data | no data | Steam | 0.75" | no data
no data | 02-VHPS137 | no data | no data | no data | VENT VALVE | no data | HPS | PD-020B | no data | no data | Steam | 0.75" | no data
no data | 02-VHPS138 | no data | no data | no data | VENT VALVE | no data | HPS | PD-020B | no data | no data | Steam | 0.75" | no data
no data | 02-VHRH100 | no data | no data | no data | VENT/DRAIN/INSTRUMENTATION ROOT VALVE | no data | HRH | PD-034B | no data | no data | Steam | 0.75" | no data
no data | 02-VHRH101 | no data | no data | no data | VENT/DRAIN/INSTRUMENTATION ROOT VALVE | no data | HRH | PD-034B | no data | no data | Steam | 0.75" | no data
no data | 02-VHRH102 | no data | no data | no data | VENT/DRAIN/INSTRUMENTATION ROOT VALVE | no data | HRH | PD-034B | no data | no data | Steam | 0.75" | no data
no data | 02-VHRH103 | no data | no data | no data | VENT/DRAIN/INSTRUMENTATION ROOT VALVE | no data | HRH | PD-034B | no data | no data | Steam | 0.75" | no data
no data | 02-VHRH104 | no data | no data | no data | VENT/DRAIN/INSTRUMENTATION ROOT VALVE | no data | HRH | PD-034B | no data | no data | Steam | 0.75" | no data
no data | 02-VHRH105 | no data | no data | no data | VENT/DRAIN/INSTRUMENTATION ROOT VALVE | no data | HRH | PD-034B | no data | no data | Steam | 0.75" | no data
no data | 02-VHRH106 | no data | no data | no data | VENT/DRAIN/INSTRUMENTATION ROOT VALVE | no data | HRH | PD-034B | no data | no data | Steam | 0.75" | no data
no data | 02-VHRH107 | no data | no data | no data | VENT/DRAIN/INSTRUMENTATION ROOT VALVE | no data | HRH | PD-034B | no data | no data | Steam | 0.75" | no data
no data | 02-VHRH108 | no data | no data | no data | VENT/DRAIN/INSTRUMENTATION ROOT VALVE | no data | HRH | PD-035B | no data | no data | Steam | 0.75" | no data
no data | 02-VHRH109 | no data | no data | no data | VENT/DRAIN/INSTRUMENTATION ROOT VALVE | no data | HRH | PD-035B | no data | no data | Steam | 0.75" | no data
no data | 02-VHRH110 | no data | no data | no data | DRIP LEG DRAIN - AUTOMATED | no data | HRH | PD-034B | no data | no data | Steam | 2" | no data
no data | 02-VHRH111 | no data | no data | no data | 01-IKS-HRH100F ISOLATION VALVE | no data | HRH | PD-034B | no data | no data | Steam | 0.75" | no data
no data | 02-VHRH113 | no data | no data | no data | VENT/DRAIN/INSTRUMENTATION ROOT VALVE | no data | HRH | PD-034B | no data | no data | Steam | 0.75" | no data
no data | 02-VHRH114 | no data | no data | no data | VENT/DRAIN/INSTRUMENTATION ROOT VALVE | no data | HRH | PD-034B | no data | no data | Steam | 0.75" | no data
no data | 02-VHRH115 | no data | no data | no data | WARMING LINE ISOLATION | no data | HRH | PD-034B | no data | no data | Steam | 2" | no data
no data | 02-VHRH116 | no data | no data | no data | WARMING LINE ISOLATION | no data | HRH | PD-034B | no data | no data | Steam | 2" | no data
no data | 02-VHRH120 | no data | no data | no data | VENT/DRAIN/INSTRUMENTATION ROOT VALVE | no data | HRH | PD-034B | no data | no data | Steam | 2" | no data
no data | 02-VHRH121 | no data | no data | no data | VENT/DRAIN/INSTRUMENTATION ROOT VALVE | no data | HRH | PD-034B | no data | no data | Steam | 0.75" | no data
no data | 02-VHRH125 | no data | no data | no data | VENT/DRAIN/INSTRUMENTATION ROOT VALVE | no data | HRH | PD-034B | no data | no data | Steam | 0.75" | no data
no data | 02-VHRH126 | no data | no data | no data | VENT/DRAIN/INSTRUMENTATION ROOT VALVE | no data | HRH | PD-034B | no data | no data | Steam | 0.75" | no data
no data | 02-VHRH135 | no data | no data | no data | VENT/DRAIN/INSTRUMENTATION ROOT VALVE | no data | HRH | PD-034B | no data | no data | Steam | 0.75" | no data
no data | 02-VHRH136 | no data | no data | no data | VENT/DRAIN/INSTRUMENTATION ROOT VALVE | no data | HRH | PD-034B | no data | no data | Steam | 0.75" | no data
no data | 02-VHRH137 | no data | no data | no data | VENT/DRAIN/INSTRUMENTATION ROOT VALVE | no data | HRH | PD-034B | no data | no data | Steam | 2" | no data
no data | 02-VHRH187 | no data | no data | no data | VENT/DRAIN/INSTRUMENTATION ROOT VALVE | no data | HRH | PD-034B | no data | no data | Steam | 0.75" | no data
no data | 02-VHRH188 | no data | no data | no data | VENT/DRAIN/INSTRUMENTATION ROOT VALVE | no data | HRH | PD-034B | no data | no data | Steam | 0.75" | no data
| 02-VHRS803 | CRH header PIT (HRSG) | HRSG upper | HRSG/ST | COLD REHEAT RETURN PRESSURE TRANSMITTER ISOLATION | NA | HRH | 2080_00004‐4 | no data | no data | Steam | 3/4" | no data
| 02-VHRS804 | CRH header PIT (HRSG) | HRSG upper | HRSG/ST | COLD REHEAT RETURN PRESSURE TRANSMITTER ISOLATION | NA | HRH | 2080_00004‐4 | no data | no data | Steam | 3/4" | no data
no data | 02-VHRS805 | no data | no data | no data | COLD REHEAT RETURN PRESSURE INDICATOR ISOLATION | NA | no data | 2080_00004‐4 | no data | no data | Steam | 3/4" | no data
no data | 02-VHRS806 | no data | no data | no data | COLD REHEAT RETURN PRESSURE INDICATOR ISOLATION | NA | no data | 2080_00004‐4 | no data | no data | Steam | 3/4" | no data
| 02-VHRS807 | Nitrogen to CRH vent | HRSG upper | HRSG/ST | REHEATER INLET VENT | NA | HRH | 2080_00004‐4 | no data | no data | Steam | 2" | no data
| 02-VHRS808 | Nitrogen to CRH vent | HRSG upper | HRSG/ST | REHEATER INLET VENT | NA | HRH | 2080_00004‐4 | no data | no data | Steam | 2" | no data
no data | 02-VHRS809 | no data | no data | no data | REHEATER INLET NITROGEN FILL ISOLATION | NA | no data | 2080_00004‐4 | no data | no data | Steam | 2" | no data
no data | 02-VHRS810 | no data | no data | no data | REHEATER INLET NITROGEN FILL CHECK VALVE | NA | no data | 2080_00004‐4 | no data | no data | Steam | 2" | no data
| 02-VHRS813 | Reheater outet PITs | HRSG upper | HRSG/ST | HOT REHEAT OUTLET PRESSURE TRANSMITTER ISOLATION | NA | HRH | 2080_00004‐4 | no data | no data | Steam | 3/4" | no data
| 02-VHRS814 | Reheater outet PITs | HRSG upper | HRSG/ST | HOT REHEAT OUTLET PRESSURE TRANSMITTER ISOLATION | NA | HRH | 2080_00004‐4 | no data | no data | Steam | 3/4" | no data
no data | 02-VHRS820 | no data | no data | no data | REHEAT INTERSTAGE ATTEMPERATOR COOLING WATER FLOW TRANSMITTER ISOLATION | NA | no data | 2080_00004‐4 | no data | no data | Water | 3/4" | no data
no data | 02-VHRS821 | no data | no data | no data | REHEAT INTERSTAGE ATTEMPERATOR COOLING WATER FLOW TRANSMITTER ISOLATION | NA | no data | 2080_00004‐4 | no data | no data | Water | 3/4" | no data
no data | 02-VHRS822 | no data | no data | no data | REHEAT INTERSTAGE ATTEMPERATOR COOLING WATER FLOW TRANSMITTER ISOLATION | NA | no data | 2080_00004‐4 | no data | no data | Water | 3/4" | no data
no data | 02-VHRS823 | no data | no data | no data | REHEAT INTERSTAGE ATTEMPERATOR COOLING WATER FLOW TRANSMITTER ISOLATION | NA | no data | 2080_00004‐4 | no data | no data | Water | 3/4" | no data
no data | 02-VHRS824 | no data | no data | no data | REHEAT INTERSTAGE ATTEMPERATOR COOLING WATER FLOW TRANSMITTER ISOLATION | NA | no data | 2080_00004‐4 | no data | no data | Water | 3/4" | no data
no data | 02-VHRS825 | no data | no data | no data | REHEAT INTERSTAGE ATTEMPERATOR COOLING WATER FLOW TRANSMITTER ISOLATION | NA | no data | 2080_00004‐4 | no data | no data | Water | 3/4" | no data
no data | 02-VHRS826 | no data | no data | no data | REHEAT INTERSTAGE ATTEMPERATOR COOLING WATER DIFFERENTIAL PRESSURE TRANSMITTER ISOLATION | NA | no data | 2080_00004‐4 | no data | no data | Water | 3/4" | no data
no data | 02-VHRS827 | no data | no data | no data | REHEAT INTERSTAGE ATTEMPERATOR COOLING WATER DIFFERENTIAL PRESSURE TRANSMITTER ISOLATION | NA | no data | 2080_00004‐4 | no data | no data | Water | 3/4" | no data
no data | 02-VHRS828 | no data | no data | no data | REHEAT INTERSTAGE ATTEMPERATOR COOLING WATER DIFFERENTIAL PRESSURE TRANSMITTER ISOLATION | NA | no data | 2080_00004‐4 | no data | no data | Water | 3/4" | no data
no data | 02-VHRS829 | no data | no data | no data | REHEAT INTERSTAGE ATTEMPERATOR COOLING WATER DIFFERENTIAL PRESSURE TRANSMITTER ISOLATION | NA | no data | 2080_00004‐4 | no data | no data | Water | 3/4" | no data
no data | 02-VHRS830 | no data | no data | no data | RH INTERSTAGE ATTEMPERATOR SPRAY WATER ISOLATION | NA | no data | 2080_00004‐4 | no data | no data | Water | 2 1/2" | no data
no data | 02-VHRS831 | no data | no data | no data | RH INTERSTAGE ATTEMPERATOR SPRAY WATER SWING CHECK VALVE | NA | no data | 2080_00004‐4 | no data | no data | Water | 2 1/2" | no data
no data | 02-VHRS832 | no data | no data | no data | REHEAT FINAL ATTEMPERATOR COOLING WATER FLOW TRANSMITTER ISOLATION | NA | no data | 2080_00004‐4 | no data | no data | Water | 3/4" | no data
no data | 02-VHRS833 | no data | no data | no data | REHEAT FINAL ATTEMPERATOR COOLING WATER FLOW TRANSMITTER ISOLATION | NA | no data | 2080_00004‐4 | no data | no data | Water | 3/4" | no data
no data | 02-VHRS834 | no data | no data | no data | REHEAT FINAL ATTEMPERATOR COOLING WATER FLOW TRANSMITTER ISOLATION | NA | no data | 2080_00004‐4 | no data | no data | Water | 3/4" | no data
no data | 02-VHRS835 | no data | no data | no data | REHEAT FINAL ATTEMPERATOR COOLING WATER FLOW TRANSMITTER ISOLATION | NA | no data | 2080_00004‐4 | no data | no data | Water | 3/4" | no data
no data | 02-VHRS836 | no data | no data | no data | REHEAT FINAL ATTEMPERATOR COOLING WATER FLOW TRANSMITTER ISOLATION | NA | no data | 2080_00004‐4 | no data | no data | Water | 3/4" | no data
no data | 02-VHRS837 | no data | no data | no data | REHEAT FINAL ATTEMPERATOR COOLING WATER FLOW TRANSMITTER ISOLATION | NA | no data | 2080_00004‐4 | no data | no data | Water | 3/4" | no data
no data | 02-VHRS838 | no data | no data | no data | REHEAT FINAL ATTEMPERATOR COOLING WATER FLOW TRANSMITTER ISOLATION | NA | no data | 2080_00004‐4 | no data | no data | Water | 3/4" | no data
no data | 02-VHRS839 | no data | no data | no data | REHEAT FINAL ATTEMPERATOR COOLING WATER FLOW TRANSMITTER ISOLATION | NA | no data | 2080_00004‐4 | no data | no data | Water | 3/4" | no data
no data | 02-VHRS848 | no data | no data | no data | REHEAT INTERSTAGE ATTEMPERATOR COOLING WATER STRAINER DRAIN | NA | no data | 2080_00004‐4 | no data | no data | Water | 2" | no data
no data | 02-VHRS849 | no data | no data | no data | REHEAT INTERSTAGE ATTEMPERATOR STRAINER COOLING WATER DRAIN | NA | no data | 2080_00004‐4 | no data | no data | Water | 2" | no data
no data | 02-VHRS860 | no data | no data | no data | REHEAT INTERSTAGE ATTEMPERATOR COOLING WATER DRAIN | NA | no data | 2080_00004‐4 | no data | no data | Water | 2" | no data
no data | 02-VHRS861 | no data | no data | no data | REHEAT INTERSTAGE ATTEMPERATOR COOLING WATER DRAIN | NA | no data | 2080_00004‐4 | no data | no data | Water | 2" | no data
no data | 02-VHRS862 | no data | no data | no data | REHEAT INTERSTAGE ATTEMPERATOR DRAIN | NA | no data | 2080_00004‐4 | no data | no data | Water | 2" | no data
no data | 02-VHRS863 | no data | no data | no data | REHEAT INTERSTAGE ATTEMPERATOR DRAIN | NA | no data | 2080_00004‐4 | no data | no data | Water | 2" | no data
| 02-VHRS901 | HRH sample | Pipe Rack 3rd | HRSG/ST | HOT REHEAT STEAM SAMPLE ISOLATION | NA | HRH | 2080_00004‐4 | no data | no data | Steam | 3/4" | no data
| 02-VHRS902 | HRH sample | Pipe Rack 3rd | HRSG/ST | HOT REHEAT STEAM SAMPLE ISOLATION | NA | HRH | 2080_00004‐4 | no data | no data | Steam | 3/4" | no data
| 02-VHRS903 | Reheater outet PITs | HRSG upper | HRSG/ST | HOT REHEAT OUTLET PRESSURE TRANSMITTER ISOLATION | NA | HRH | 2080_00004‐4 | no data | no data | Steam | 3/4" | no data
| 02-VHRS904 | Reheater outet PITs | HRSG upper | HRSG/ST | HOT REHEAT OUTLET PRESSURE TRANSMITTER ISOLATION | NA | HRH | 2080_00004‐4 | no data | no data | Steam | 3/4" | no data
| 02-VHRS911 | Reheater outet PITs | HRSG upper | HRSG/ST | HOT REHEAT OUTLET PRESSURE INDICATOR ISOLATION | NA | HRH | 2080_00004‐4 | no data | no data | Steam | 3/4" | no data
| 02-VHRS912 | Reheater outet PITs | HRSG upper | HRSG/ST | HOT REHEAT OUTLET PRESSURE INDICATOR ISOLATION | NA | HRH | 2080_00004‐4 | no data | no data | Steam | 3/4" | no data
no data | 02-VHRS918 | no data | no data | no data | REHEAT INTERSTAGE ATTEMPERATOR COOLING WATER FLOW TRANSMITTER ISOLATION | NA | no data | 2080_00004‐4 | no data | no data | Water | 3/4" | no data
no data | 02-VHRS919 | no data | no data | no data | REHEAT INTERSTAGE ATTEMPERATOR COOLING WATER FLOW TRANSMITTER ISOLATION | NA | no data | 2080_00004‐4 | no data | no data | Water | 3/4" | no data
| 02-VHRS969 | Reheater interstage Dripleg drain | HRSG upper | HRSG/ST | REHEATER INTERSTAGE ATTEMPERATOR DRAIN POT CLEANOUT DRAIN | NA | HRH | 2080_00004‐4 | no data | no data | Water/Steam | 1" | no data
| 02-VHRS970 | Reheater interstage Dripleg drain | HRSG upper | HRSG/ST | REHEATER INTERSTAGE ATTEMPERATOR DRAIN POT CLEANOUT DRAIN | NA | HRH | 2080_00004‐4 | no data | no data | Water/Steam | 1" | no data
no data | 02-VINA100 | no data | no data | no data | END USER ISOLATION | no data | INA | PD-562 | no data | no data | AIR | 1" | no data
no data | 02-VINA101 | no data | no data | no data | STUB-UP ISOLATION | no data | INA | PD-555 | no data | no data | AIR | 1" | no data
no data | 02-VINA102 | no data | no data | no data | END USER ISOLATION | no data | INA | PD-562 | no data | no data | AIR | 0.75" | no data
no data | 02-VINA103 | no data | no data | no data | STUB-UP ISOLATION | no data | INA | PD-555 | no data | no data | AIR | 1" | no data
no data | 02-VINA104 | no data | no data | no data | STUB-UP ISOLATION | no data | INA | PD-553 | no data | no data | AIR | 1" | no data
no data | 02-VINA105 | no data | no data | no data | DRAIN | no data | INA | PD-559 | no data | no data | AIR | 0.75" | no data
no data | 02-VINA106 | no data | no data | no data | DRAIN | no data | INA | PD-562 | no data | no data | AIR | 0.75" | no data
no data | 02-VINA107 | no data | no data | no data | DRAIN | no data | INA | PD-554 | no data | no data | AIR | 0.75" | no data
no data | 02-VINA108 | no data | no data | no data | END USER ISOLATION | no data | INA | PD-558 | no data | no data | AIR | 0.75" | no data
no data | 02-VINA109 | no data | no data | no data | END USER ISOLATION | no data | INA | PD-558 | no data | no data | AIR | 0.75" | no data
no data | 02-VINA110 | no data | no data | no data | STUB-UP ISOLATION | no data | INA | PD-556 | no data | no data | AIR | 0.75" | no data
no data | 02-VINA111 | no data | no data | no data | END USER ISOLATION | no data | INA | PD-558 | no data | no data | AIR | 0.75" | no data
no data | 02-VINA112 | no data | no data | no data | END USER ISOLATION | no data | INA | PD-562 | no data | no data | AIR | 0.75" | no data
no data | 02-VINA113 | no data | no data | no data | END USER ISOLATION | no data | INA | PD-558 | no data | no data | AIR | 0.75" | no data
no data | 02-VINA114 | no data | no data | no data | END USER ISOLATION | no data | INA | PD-562 | no data | no data | AIR | 0.75" | no data
no data | 02-VINA115 | no data | no data | no data | STUB-UP ISOLATION | no data | INA | PD-554 | no data | no data | AIR | 1.5" | no data
no data | 02-VINA116 | no data | no data | no data | AIR SUPPLY OVERPRESSURE PROTECTION | no data | INA | PD-562 | no data | no data | AIR | 0.75" | no data
no data | 02-VINA117 | no data | no data | no data | END USER ISOLATION | no data | INA | PD-558 | no data | no data | AIR | 0.75" | no data
no data | 02-VINA118 | no data | no data | no data | AIR SUPPLY OVERPRESSURE PROTECTION | no data | INA | PD-562 | no data | no data | AIR | 0.75" | no data
no data | 02-VINA119 | no data | no data | no data | END USER ISOLATION | no data | INA | PD-562 | no data | no data | AIR | 0.75" | no data
no data | 02-VINA120 | no data | no data | no data | END USER ISOLATION | no data | INA | PD-558 | no data | no data | AIR | 0.75" | no data
no data | 02-VINA121 | no data | no data | no data | END USER ISOLATION | no data | INA | PD-558 | no data | no data | AIR | 0.75" | no data
no data | 02-VINA122 | no data | no data | no data | STUB-UP ISOLATION | no data | INA | PD-556 | no data | no data | AIR | 0.75" | no data
no data | 02-VINA123 | no data | no data | no data | END USER ISOLATION | no data | INA | PD-553 | no data | no data | AIR | 1" | no data
no data | 02-VINA124 | no data | no data | no data | STUB-UP ISOLATION | no data | INA | PD-562 | no data | no data | AIR | 1" | no data
no data | 02-VINA125 | no data | no data | no data | END USER ISOLATION | no data | INA | PD-558 | no data | no data | AIR | 0.75" | no data
no data | 02-VINA126 | no data | no data | no data | STUB-UP ISOLATION | no data | INA | PD-562 | no data | no data | AIR | 1" | no data
no data | 02-VINA127 | no data | no data | no data | END USER ISOLATION | no data | INA | PD-558 | no data | no data | AIR | 0.75" | no data
no data | 02-VINA128 | no data | no data | no data | STUB-UP ISOLATION | no data | INA | PD-562 | no data | no data | AIR | 1" | no data
no data | 02-VINA129 | no data | no data | no data | END USER ISOLATION | no data | INA | PD-558 | no data | no data | AIR | 0.75" | no data
no data | 02-VINA130 | no data | no data | no data | STUB-UP ISOLATION | no data | INA | PD-562 | no data | no data | AIR | 1" | no data
no data | 02-VINA131 | no data | no data | no data | END USER ISOLATION | no data | INA | PD-555 | no data | no data | AIR | 0.75" | no data
no data | 02-VINA132 | no data | no data | no data | END USER ISOLATION | no data | INA | PD-555 | no data | no data | AIR | 0.75" | no data
no data | 02-VINA133 | no data | no data | no data | END USER ISOLATION | no data | INA | PD-558 | no data | no data | AIR | 0.75" | no data
no data | 02-VINA134 | no data | no data | no data | END USER ISOLATION | no data | INA | PD-555 | no data | no data | AIR | 0.75" | no data
no data | 02-VINA135 | no data | no data | no data | END USER ISOLATION | no data | INA | PD-561 | no data | no data | AIR | 0.75" | no data
no data | 02-VINA136 | no data | no data | no data | END USER ISOLATION | no data | INA | PD-559 | no data | no data | AIR | 0.75" | no data
no data | 02-VINA137 | no data | no data | no data | END USER ISOLATION | no data | INA | PD-555 | no data | no data | AIR | 0.75" | no data
no data | 02-VINA138 | no data | no data | no data | END USER ISOLATION | no data | INA | PD-555 | no data | no data | AIR | 0.75" | no data
no data | 02-VINA139 | no data | no data | no data | END USER ISOLATION | no data | INA | PD-561 | no data | no data | AIR | 2" | no data
no data | 02-VINA140 | no data | no data | no data | END USER ISOLATION | no data | INA | PD-562 | no data | no data | AIR | 0.75" | no data
no data | 02-VINA141 | no data | no data | no data | STUB-UP ISOLATION | no data | INA | PD-562 | no data | no data | AIR | 1" | no data
no data | 02-VINA142 | no data | no data | no data | END USER ISOLATION | no data | INA | PD-562 | no data | no data | AIR | 1" | no data
no data | 02-VINA143 | no data | no data | no data | END USER ISOLATION | no data | INA | PD-561 | no data | no data | AIR | 0.75" | no data
no data | 02-VINA144 | no data | no data | no data | STUB-UP ISOLATION | no data | INA | PD-554 | no data | no data | AIR | 1" | no data
no data | 02-VINA145 | no data | no data | no data | END USER ISOLATION | no data | INA | PD-561 | no data | no data | AIR | 0.75" | no data
no data | 02-VINA146 | no data | no data | no data | END USER ISOLATION | no data | INA | PD-559 | no data | no data | AIR | 0.75" | no data
no data | 02-VINA147 | no data | no data | no data | END USER ISOLATION | no data | INA | PD-561 | no data | no data | AIR | 0.75" | no data
no data | 02-VINA148 | no data | no data | no data | END USER ISOLATION | no data | INA | PD-561 | no data | no data | AIR | 0.75" | no data
no data | 02-VINA149 | no data | no data | no data | END USER ISOLATION | no data | INA | PD-562 | no data | no data | AIR | 0.75" | no data
no data | 02-VINA150 | no data | no data | no data | STUB-UP ISOLATION | no data | INA | PD-562 | no data | no data | AIR | 1" | no data
no data | 02-VINA151 | no data | no data | no data | DRAIN | no data | INA | PD-558 | no data | no data | AIR | 0.75" | no data
no data | 02-VINA152 | no data | no data | no data | END USER ISOLATION | no data | INA | PD-558 | no data | no data | AIR | 0.75" | no data
no data | 02-VINA153 | no data | no data | no data | END USER ISOLATION | no data | INA | PD-561 | no data | no data | AIR | 0.75" | no data
no data | 02-VINA154 | no data | no data | no data | STUB-UP ISOLATION | no data | INA | PD-556 | no data | no data | AIR | 2" | no data
no data | 02-VINA155 | no data | no data | no data | DRAIN | no data | INA | PD-561 | no data | no data | AIR | 0.75" | no data
no data | 02-VINA156 | no data | no data | no data | STUB-UP ISOLATION | no data | INA | PD-556 | no data | no data | AIR | 2" | no data
no data | 02-VINA157 | no data | no data | no data | END USER ISOLATION | no data | INA | PD-558 | no data | no data | AIR | 0.75" | no data
no data | 02-VINA158 | no data | no data | no data | STUB-UP ISOLATION | no data | INA | PD-562 | no data | no data | AIR | 2" | no data
no data | 02-VINA159 | no data | no data | no data | END USER ISOLATION | no data | INA | PD-561 | no data | no data | AIR | 0.75" | no data
no data | 02-VINA160 | no data | no data | no data | END USER ISOLATION | no data | INA | PD-561 | no data | no data | AIR | 0.75" | no data
no data | 02-VINA161 | no data | no data | no data | END USER ISOLATION | no data | INA | PD-561 | no data | no data | AIR | 0.75" | no data
no data | 02-VINA162 | no data | no data | no data | END USER ISOLATION | no data | INA | PD-561 | no data | no data | AIR | 0.75" | no data
no data | 02-VINA163 | no data | no data | no data | END USER ISOLATION | no data | INA | PD-561 | no data | no data | AIR | 0.75" | no data
no data | 02-VINA164 | no data | no data | no data | DRAIN | no data | INA | PD-558 | no data | no data | AIR | 0.75" | no data
no data | 02-VINA165 | no data | no data | no data | END USER ISOLATION | no data | INA | PD-561 | no data | no data | AIR | 0.75" | no data
no data | 02-VINA166 | no data | no data | no data | END USER ISOLATION | no data | INA | PD-562 | no data | no data | AIR | 0.75" | no data
no data | 02-VINA167 | no data | no data | no data | AIR SUPPLY OVERPRESSURE PROTECTION | no data | INA | PD-562 | no data | no data | AIR | 0.75" | no data
no data | 02-VINA168 | no data | no data | no data | END USER ISOLATION | no data | INA | PD-558 | no data | no data | AIR | 0.75" | no data
no data | 02-VINA169 | no data | no data | no data | END USER ISOLATION | no data | INA | PD-562 | no data | no data | AIR | 0.75" | no data
no data | 02-VINA170 | no data | no data | no data | END USER ISOLATION | no data | INA | PD-558 | no data | no data | AIR | 0.75" | no data
no data | 02-VINA171 | no data | no data | no data | END USER ISOLATION | no data | INA | PD-562 | no data | no data | AIR | 0.75" | no data
no data | 02-VINA172 | no data | no data | no data | END USER ISOLATION | no data | INA | PD-561 | no data | no data | AIR | 0.75" | no data
no data | 02-VINA173 | no data | no data | no data | DRAIN | no data | INA | PD-561 | no data | no data | AIR | 0.75" | no data
no data | 02-VINA174 | no data | no data | no data | END USER ISOLATION | no data | INA | PD-559 | no data | no data | AIR | 0.75" | no data
no data | 02-VINA175 | no data | no data | no data | END USER ISOLATION | no data | INA | PD-559 | no data | no data | AIR | 0.75" | no data
no data | 02-VINA176 | no data | no data | no data | END USER ISOLATION | no data | INA | PD-559 | no data | no data | AIR | 0.75" | no data
no data | 02-VINA177 | no data | no data | no data | AIR SUPPLY OVERPRESSURE PROTECTION | no data | INA | PD-562 | no data | no data | AIR | 0.75" | no data
no data | 02-VINA178 | no data | no data | no data | END USER ISOLATION | no data | INA | PD-561 | no data | no data | AIR | 0.75" | no data
no data | 02-VINA179 | no data | no data | no data | DRAIN | no data | INA | PD-562 | no data | no data | AIR | 0.75" | no data
no data | 02-VINA180 | no data | no data | no data | DRAIN | no data | INA | PD-562 | no data | no data | AIR | 0.75" | no data
no data | 02-VINA181 | no data | no data | no data | AIR SUPPLY OVERPRESSURE PROTECTION | no data | INA | PD-562 | no data | no data | AIR | 0.75" | no data
no data | 02-VINA182 | no data | no data | no data | END USER ISOLATION | no data | INA | PD-561 | no data | no data | AIR | 0.75" | no data
no data | 02-VINA183 | no data | no data | no data | STUB-UP ISOLATION | no data | INA | PD-562 | no data | no data | AIR | 1" | no data
no data | 02-VINA184 | no data | no data | no data | STUB-UP ISOLATION | no data | INA | PD-554 | no data | no data | AIR | 1" | no data
no data | 02-VINA185 | no data | no data | no data | AIR SUPPLY OVERPRESSURE PROTECTION | no data | INA | PD-562 | no data | no data | AIR | 0.75" | no data
no data | 02-VINA186 | no data | no data | no data | STUB-UP ISOLATION | no data | INA | PD-554 | no data | no data | AIR | 1" | no data
no data | 02-VINA187 | no data | no data | no data | DRAIN | no data | INA | PD-554 | no data | no data | AIR | 0.75" | no data
no data | 02-VINA188 | no data | no data | no data | END USER ISOLATION | no data | INA | PD-561 | no data | no data | AIR | 0.75" | no data
no data | 02-VINA189 | no data | no data | no data | DRAIN | no data | INA | PD-554 | no data | no data | AIR | 0.75" | no data
no data | 02-VINA190 | no data | no data | no data | STUB-UP ISOLATION | no data | INA | PD-555 | no data | no data | AIR | 2" | no data
no data | 02-VINA191 | no data | no data | no data | DRAIN | no data | INA | PD-558 | no data | no data | AIR | 0.75" | no data
no data | 02-VINA192 | no data | no data | no data | DRAIN | no data | INA | PD-562 | no data | no data | AIR | 0.75" | no data
no data | 02-VINA193 | no data | no data | no data | STUB-UP ISOLATION | no data | INA | PD-554 | no data | no data | AIR | 1" | no data
no data | 02-VINA194 | no data | no data | no data | DRAIN | no data | INA | PD-561 | no data | no data | AIR | 0.75" | no data
no data | 02-VINA195 | no data | no data | no data | STUB-UP ISOLATION | no data | INA | PD-554 | no data | no data | AIR | 2" | no data
no data | 02-VINA196 | no data | no data | no data | STUB-UP ISOLATION | no data | INA | PD-554 | no data | no data | AIR | 0.75" | no data
no data | 02-VINA197 | no data | no data | no data | END USER ISOLATION | no data | INA | PD-561 | no data | no data | AIR | 0.75" | no data
no data | 02-VINA198 | no data | no data | no data | DRAIN | no data | INA | PD-554 | no data | no data | AIR | 0.75" | no data
no data | 02-VINA199 | no data | no data | no data | STUB-UP ISOLATION | no data | INA | PD-555 | no data | no data | AIR | 1" | no data
no data | 02-VINA200 | no data | no data | no data | END USER ISOLATION | no data | INA | PD-558 | no data | no data | AIR | 0.75" | no data
no data | 02-VINA201 | no data | no data | no data | END USER ISOLATION | no data | INA | PD-558 | no data | no data | AIR | 0.75" | no data
no data | 02-VINA202 | no data | no data | no data | DRAIN | no data | INA | PD-561 | no data | no data | AIR | 0.75" | no data
no data | 02-VINA203 | no data | no data | no data | AIR SUPPLY OVERPRESSURE PROTECTION | no data | INA | PD-554 | no data | no data | AIR | 0.75" | no data
no data | 02-VINA204 | no data | no data | no data | DRAIN | no data | INA | PD-562 | no data | no data | AIR | 0.75" | no data
no data | 02-VINA205 | no data | no data | no data | END USER ISOLATION | no data | INA | PD-561 | no data | no data | AIR | 0.75" | no data
no data | 02-VINA206 | no data | no data | no data | END USER ISOLATION | no data | INA | PD-558 | no data | no data | AIR | 1.5" | no data
no data | 02-VINA207 | no data | no data | no data | AIR SUPPLY OVERPRESSURE PROTECTION | no data | INA | PD-558 | no data | no data | AIR | 0.75" | no data
no data | 02-VINA208 | no data | no data | no data | END USER ISOLATION | no data | INA | PD-561 | no data | no data | AIR | 0.75" | no data
no data | 02-VINA209 | no data | no data | no data | END USER ISOLATION | no data | INA | PD-561 | no data | no data | AIR | 0.75" | no data
no data | 02-VINA210 | no data | no data | no data | END USER ISOLATION | no data | INA | PD-561 | no data | no data | AIR | 0.75" | no data
no data | 02-VINA211 | no data | no data | no data | END USER ISOLATION | no data | INA | PD-561 | no data | no data | AIR | 0.75" | no data
no data | 02-VINA212 | no data | no data | no data | END USER ISOLATION | no data | INA | PD-558 | no data | no data | AIR | 0.75" | no data
no data | 02-VINA213 | no data | no data | no data | STUB-UP ISOLATION | no data | INA | PD-555 | no data | no data | AIR | 1" | no data
no data | 02-VINA214 | no data | no data | no data | STUB-UP ISOLATION | no data | INA | PD-554 | no data | no data | AIR | 0.75" | no data
no data | 02-VINA215 | no data | no data | no data | END USER ISOLATION | no data | INA | PD-561 | no data | no data | AIR | 0.75" | no data
no data | 02-VINA216 | no data | no data | no data | END USER ISOLATION | no data | INA | PD-558 | no data | no data | AIR | 0.75" | no data
no data | 02-VINA217 | no data | no data | no data | DRAIN | no data | INA | PD-561 | no data | no data | AIR | 0.75" | no data
no data | 02-VINA218 | no data | no data | no data | STUB-UP ISOLATION | no data | INA | PD-554 | no data | no data | AIR | 1" | no data
no data | 02-VINA219 | no data | no data | no data | END USER ISOLATION | no data | INA | PD-561 | no data | no data | AIR | 0.75" | no data
no data | 02-VINA220 | no data | no data | no data | DRAIN | no data | INA | PD-561 | no data | no data | AIR | 0.75" | no data
no data | 02-VINA221 | no data | no data | no data | STUB-UP ISOLATION | no data | INA | PD-555 | no data | no data | AIR | 2" | no data
no data | 02-VINA222 | no data | no data | no data | END USER ISOLATION | no data | INA | PD-554 | no data | no data | AIR | 2" | no data
no data | 02-VINA223 | no data | no data | no data | END USER ISOLATION | no data | INA | PD-554 | no data | no data | AIR | 1.5" | no data
no data | 02-VINA224 | no data | no data | no data | STUB-UP ISOLATION | no data | INA | PD-555 | no data | no data | AIR | 1" | no data
no data | 02-VINA225 | no data | no data | no data | DRAIN | no data | INA | PD-561 | no data | no data | AIR | 0.75" | no data
no data | 02-VINA226 | no data | no data | no data | END USER ISOLATION | no data | INA | PD-561 | no data | no data | AIR | 0.75" | no data
no data | 02-VINA227 | no data | no data | no data | END USER ISOLATION | no data | INA | PD-561 | no data | no data | AIR | 0.75" | no data
no data | 02-VINA228 | no data | no data | no data | END USER ISOLATION | no data | INA | PD-561 | no data | no data | AIR | 0.75" | no data
no data | 02-VINA229 | no data | no data | no data | END USER ISOLATION | no data | INA | PD-561 | no data | no data | AIR | 0.75" | no data
no data | 02-VINA230 | no data | no data | no data | END USER ISOLATION | no data | INA | PD-558 | no data | no data | AIR | 0.75" | no data
no data | 02-VINA231 | no data | no data | no data | DRAIN | no data | INA | PD-561 | no data | no data | AIR | 0.75" | no data
no data | 02-VINA232 | no data | no data | no data | END USER ISOLATION | no data | INA | PD-558 | no data | no data | AIR | 0.75" | no data
no data | 02-VINA233 | no data | no data | no data | END USER ISOLATION | no data | INA | PD-558 | no data | no data | AIR | 0.75" | no data
no data | 02-VINA234 | no data | no data | no data | DRAIN | no data | INA | PD-562 | no data | no data | AIR | 0.75" | no data
no data | 02-VINA235 | no data | no data | no data | END USER ISOLATION | no data | INA | PD-558 | no data | no data | AIR | 0.75" | no data
no data | 02-VINA236 | no data | no data | no data | END USER ISOLATION | no data | INA | PD-558 | no data | no data | AIR | 0.75" | no data
no data | 02-VINA237 | no data | no data | no data | END USER ISOLATION | no data | INA | PD-558 | no data | no data | AIR | 0.75" | no data
no data | 02-VINA238 | no data | no data | no data | END USER ISOLATION | no data | INA | PD-561 | no data | no data | AIR | 0.75" | no data
no data | 02-VINA239 | no data | no data | no data | END USER ISOLATION | no data | INA | PD-558 | no data | no data | AIR | 0.75" | no data
no data | 02-VINA240 | no data | no data | no data | END USER ISOLATION | no data | INA | PD-560 | no data | no data | AIR | 0.75" | no data
no data | 02-VINA241 | no data | no data | no data | END USER ISOLATION | no data | INA | PD-560 | no data | no data | AIR | 0.75" | no data
no data | 02-VINA242 | no data | no data | no data | END USER ISOLATION | no data | INA | PD-560 | no data | no data | AIR | 0.75" | no data
no data | 02-VINA243 | no data | no data | no data | END USER ISOLATION | no data | INA | PD-561 | no data | no data | AIR | 0.75" | no data
no data | 02-VINA244 | no data | no data | no data | END USER ISOLATION | no data | INA | PD-561 | no data | no data | AIR | 0.75" | no data
no data | 02-VINA245 | no data | no data | no data | END USER ISOLATION | no data | INA | PD-561 | no data | no data | AIR | 1" | no data
no data | 02-VINA246 | no data | no data | no data | END USER ISOLATION | no data | INA | PD-560 | no data | no data | AIR | 0.75" | no data
no data | 02-VINA248 | no data | no data | no data | END USER ISOLATION | no data | INA | PD-554 | no data | no data | AIR | 0.75" | no data
no data | 02-VINA251 | no data | no data | no data | END USER ISOLATION | no data | INA | PD-554 | no data | no data | AIR | 0.75" | no data
no data | 02-VINA254 | no data | no data | no data | END USER ISOLATION | no data | INA | PD-561 | no data | no data | AIR | 0.75" | no data
no data | 02-VINA258 | no data | no data | no data | DRAIN | no data | INA | PD-562 | no data | no data | AIR | 0.75" | no data
no data | 02-VINA259 | no data | no data | no data | END USER ISOLATION | no data | INA | PD-562 | no data | no data | AIR | 0.75" | no data
no data | 02-VINA260 | no data | no data | no data | END USER ISOLATION | no data | INA | PD-562 | no data | no data | AIR | 0.75" | no data
no data | 02-VINA261 | no data | no data | no data | END USER ISOLATION | no data | INA | PD-562 | no data | no data | AIR | 0.75" | no data
no data | 02-VINA262 | no data | no data | no data | END USER ISOLATION | no data | INA | PD-562 | no data | no data | AIR | 0.75" | no data
no data | 02-VINA263 | no data | no data | no data | DRAIN | no data | INA | PD-562 | no data | no data | AIR | 0.75" | no data
no data | 02-VINA264 | no data | no data | no data | END USER ISOLATION | no data | INA | PD-562 | no data | no data | AIR | 0.75" | no data
no data | 02-VINA266 | no data | no data | no data | DRAIN | no data | INA | PD-561 | no data | no data | AIR | 0.75" | no data
no data | 02-VINA267 | no data | no data | no data | END USER ISOLATION | no data | INA | PD-562 | no data | no data | AIR | 0.75" | no data
no data | 02-VINA268 | no data | no data | no data | END USER ISOLATION | no data | INA | PD-562 | no data | no data | AIR | 0.75" | no data
no data | 02-VINA269 | no data | no data | no data | DRAIN | no data | INA | PD-561 | no data | no data | AIR | 0.75" | no data
no data | 02-VINA270 | no data | no data | no data | DRAIN | no data | INA | PD-561 | no data | no data | AIR | 0.75" | no data
no data | 02-VINA271 | no data | no data | no data | DRAIN | no data | INA | PD-561 | no data | no data | AIR | 0.75" | no data
no data | 02-VINA272 | no data | no data | no data | END USER ISOLATION | no data | INA | PD-561 | no data | no data | AIR | 1" | no data
no data | 02-VINA273 | no data | no data | no data | END USER ISOLATION | no data | INA | PD-562 | no data | no data | AIR | 0.75" | no data
no data | 02-VINA274 | no data | no data | no data | END USER ISOLATION | no data | INA | PD-562 | no data | no data | AIR | 0.75" | no data
no data | 02-VINA275 | no data | no data | no data | DRAIN | no data | INA | PD-559 | no data | no data | AIR | 0.75" | no data
no data | 02-VINA276 | no data | no data | no data | END USER ISOLATION | no data | INA | PD-559 | no data | no data | AIR | 0.75" | no data
no data | 02-VINA277 | no data | no data | no data | AIR SUPPLY OVERPRESSURE PROTECTION | no data | INA | PD-562 | no data | no data | AIR | 1" | no data
no data | 02-VINA278 | no data | no data | no data | AIR SUPPLY OVERPRESSURE PROTECTION | no data | INA | PD-562 | no data | no data | AIR | 1" | no data
no data | 02-VINA280 | no data | no data | no data | END USER ISOLATION | no data | INA | PD-562 | no data | no data | AIR | 0.75" | no data
no data | 02-VINA281 | no data | no data | no data | DRAIN | no data | INA | PD-554 | no data | no data | AIR | 0.75" | no data
no data | 02-VINA282 | no data | no data | no data | DRAIN | no data | INA | PD-555 | no data | no data | AIR | 0.75" | no data
no data | 02-VINA283 | no data | no data | no data | DRAIN | no data | INA | PD-555 | no data | no data | AIR | 0.75" | no data
no data | 02-VINA284 | no data | no data | no data | DRAIN | no data | INA | PD-555 | no data | no data | AIR | 0.75" | no data
no data | 02-VINA285 | no data | no data | no data | DRAIN | no data | INA | PD-555 | no data | no data | AIR | 0.75" | no data
no data | 02-VINA286 | no data | no data | no data | DRAIN | no data | INA | PD-555 | no data | no data | AIR | 0.75" | no data
no data | 02-VINA287 | no data | no data | no data | END USER ISOLATION | no data | INA | PD-558 | no data | no data | AIR | 0.75" | no data
no data | 02-VINA288 | no data | no data | no data | DRAIN | no data | INA | PD-555 | no data | no data | AIR | 0.75" | no data
no data | 02-VINA289 | no data | no data | no data | END USER ISOLATION | no data | INA | PD-555 | no data | no data | AIR | 0.75" | no data
no data | 02-VINA290 | no data | no data | no data | DRAIN | no data | INA | PD-555 | no data | no data | AIR | 0.75" | no data
no data | 02-VINA291 | no data | no data | no data | DRAIN | no data | INA | PD-555 | no data | no data | AIR | 0.75" | no data
no data | 02-VINA292 | no data | no data | no data | DRAIN | no data | INA | PD-555 | no data | no data | AIR | 0.75" | no data
no data | 02-VINA294 | no data | no data | no data | DRAIN | no data | INA | PD-562 | no data | no data | AIR | 0.75" | no data
no data | 02-VINA295 | no data | no data | no data | DRAIN | no data | INA | PD-556 | no data | no data | AIR | 0.75" | no data
no data | 02-VINA296 | no data | no data | no data | END USER ISOLATION | no data | INA | PD-562 | no data | no data | AIR | 0.75" | no data
no data | 02-VINA298 | no data | no data | no data | DRAIN | no data | INA | PD-562 | no data | no data | AIR | 0.75" | no data
no data | 02-VINA299 | no data | no data | no data | DRAIN | no data | INA | PD-562 | no data | no data | AIR | 0.75" | no data
no data | 02-VINA300 | no data | no data | no data | END USER ISOLATION | no data | INA | PD-560 | no data | no data | AIR | 0.75" | no data
no data | 02-VINA301 | no data | no data | no data | END USER ISOLATION | no data | INA | PD-560 | no data | no data | AIR | 0.75" | no data
no data | 02-VINA302 | no data | no data | no data | END USER ISOLATION | no data | INA | PD-560 | no data | no data | AIR | 0.75" | no data
no data | 02-VINA303 | no data | no data | no data | END USER ISOLATION | no data | INA | PD-560 | no data | no data | AIR | 0.75" | no data
no data | 02-VINA304 | no data | no data | no data | END USER ISOLATION | no data | INA | PD-560 | no data | no data | AIR | 0.75" | no data
no data | 02-VINA305 | no data | no data | no data | END USER ISOLATION | no data | INA | PD-560 | no data | no data | AIR | 0.75" | no data
no data | 02-VINA307 | no data | no data | no data | END USER ISOLATION | no data | INA | PD-560 | no data | no data | AIR | 0.75" | no data
no data | 02-VINA308 | no data | no data | no data | END USER ISOLATION | no data | INA | PD-560 | no data | no data | AIR | 0.75" | no data
no data | 02-VINA309 | no data | no data | no data | END USER ISOLATION | no data | INA | PD-560 | no data | no data | AIR | 0.75" | no data
no data | 02-VINA310 | no data | no data | no data | DRAIN | no data | INA | PD-562 | no data | no data | AIR | 0.75" | no data
no data | 02-VINA311 | no data | no data | no data | END USER ISOLATION | no data | INA | PD-560 | no data | no data | AIR | 0.75" | no data
no data | 02-VINA312 | no data | no data | no data | END USER ISOLATION | no data | INA | PD-560 | no data | no data | AIR | 0.75" | no data
no data | 02-VINA313 | no data | no data | no data | END USER ISOLATION | no data | INA | PD-560 | no data | no data | AIR | 0.75" | no data
no data | 02-VINA314 | no data | no data | no data | END USER ISOLATION | no data | INA | PD-559 | no data | no data | AIR | 0.75" | no data
no data | 02-VINA315 | no data | no data | no data | DRAIN | no data | INA | PD-559 | no data | no data | AIR | 0.75" | no data
no data | 02-VINA316 | no data | no data | no data | END USER ISOLATION | no data | INA | PD-559 | no data | no data | AIR | 0.75" | no data
no data | 02-VINA317 | no data | no data | no data | DRAIN | no data | INA | PD-562 | no data | no data | AIR | 0.75" | no data
no data | 02-VINA318 | no data | no data | no data | DRAIN | no data | INA | PD-562 | no data | no data | AIR | 0.75" | no data
no data | 02-VINA319 | no data | no data | no data | END USER ISOLATION | no data | INA | PD-559 | no data | no data | AIR | 0.75" | no data
no data | 02-VINA320 | no data | no data | no data | DRAIN | no data | INA | PD-562 | no data | no data | AIR | 0.75" | no data
no data | 02-VINA321 | no data | no data | no data | DRAIN | no data | INA | PD-562 | no data | no data | AIR | 0.75" | no data
no data | 02-VINA322 | no data | no data | no data | DRAIN | no data | INA | PD-561 | no data | no data | AIR | 0.75" | no data
no data | 02-VINA323 | no data | no data | no data | END USER ISOLATION | no data | INA | PD-559 | no data | no data | AIR | 0.75" | no data
no data | 02-VINA324 | no data | no data | no data | DRAIN | no data | INA | PD-561 | no data | no data | AIR | 0.75" | no data
no data | 02-VINA325 | no data | no data | no data | END USER ISOLATION | no data | INA | PD-559 | no data | no data | AIR | 0.75" | no data
no data | 02-VINA326 | no data | no data | no data | DRAIN | no data | INA | PD-561 | no data | no data | AIR | 0.75" | no data
no data | 02-VINA327 | no data | no data | no data | DRAIN | no data | INA | PD-561 | no data | no data | AIR | 0.75" | no data
no data | 02-VINA328 | no data | no data | no data | DRAIN | no data | INA | PD-561 | no data | no data | AIR | 0.75" | no data
no data | 02-VINA329 | no data | no data | no data | DRAIN | no data | INA | PD-561 | no data | no data | AIR | 0.75" | no data
no data | 02-VINA330 | no data | no data | no data | DRAIN | no data | INA | PD-561 | no data | no data | AIR | 0.75" | no data
no data | 02-VINA331 | no data | no data | no data | DRAIN | no data | INA | PD-561 | no data | no data | AIR | 0.75" | no data
no data | 02-VINA332 | no data | no data | no data | END USER ISOLATION | no data | INA | PD-561 | no data | no data | AIR | 1" | no data
no data | 02-VINA333 | no data | no data | no data | DRAIN | no data | INA | PD-561 | no data | no data | AIR | 0.75" | no data
no data | 02-VINA334 | no data | no data | no data | END USER ISOLATION | no data | INA | PD-561 | no data | no data | AIR | 1" | no data
no data | 02-VINA335 | no data | no data | no data | DRAIN | no data | INA | PD-561 | no data | no data | AIR | 0.75" | no data
no data | 02-VINA336 | no data | no data | no data | DRAIN | no data | INA | PD-561 | no data | no data | AIR | 0.75" | no data
no data | 02-VINA337 | no data | no data | no data | END USER ISOLATION | no data | INA | PD-560 | no data | no data | AIR | 0.75" | no data
no data | 02-VINA338 | no data | no data | no data | DRAIN | no data | INA | PD-561 | no data | no data | AIR | 0.75" | no data
no data | 02-VINA339 | no data | no data | no data | DRAIN | no data | INA | PD-561 | no data | no data | AIR | 0.75" | no data
no data | 02-VINA340 | no data | no data | no data | END USER ISOLATION | no data | INA | PD-560 | no data | no data | AIR | 0.75" | no data
no data | 02-VINA341 | no data | no data | no data | DRAIN | no data | INA | PD-561 | no data | no data | AIR | 0.75" | no data
no data | 02-VINA342 | no data | no data | no data | DRAIN | no data | INA | PD-561 | no data | no data | AIR | 0.75" | no data
no data | 02-VINA343 | no data | no data | no data | END USER ISOLATION | no data | INA | PD-561 | no data | no data | AIR | 0.75" | no data
no data | 02-VINA344 | no data | no data | no data | DRAIN | no data | INA | PD-561 | no data | no data | AIR | 0.75" | no data
no data | 02-VINA345 | no data | no data | no data | END USER ISOLATION | no data | INA | PD-561 | no data | no data | AIR | 1" | no data
no data | 02-VINA346 | no data | no data | no data | END USER ISOLATION | no data | INA | PD-561 | no data | no data | AIR | 0.75" | no data
no data | 02-VINA347 | no data | no data | no data | END USER ISOLATION | no data | INA | PD-561 | no data | no data | AIR | 0.75" | no data
no data | 02-VINA348 | no data | no data | no data | END USER ISOLATION | no data | INA | PD-561 | no data | no data | AIR | 0.75" | no data
no data | 02-VINA349 | no data | no data | no data | END USER ISOLATION | no data | INA | PD-561 | no data | no data | AIR | 0.75" | no data
no data | 02-VINA350 | no data | no data | no data | END USER ISOLATION | no data | INA | PD-561 | no data | no data | AIR | 0.75" | no data
no data | 02-VINA351 | no data | no data | no data | END USER ISOLATION | no data | INA | PD-561 | no data | no data | AIR | 0.75" | no data
no data | 02-VINA352 | no data | no data | no data | DRAIN | no data | INA | PD-561 | no data | no data | AIR | 0.75" | no data
no data | 02-VINA353 | no data | no data | no data | DRAIN | no data | INA | PD-559 | no data | no data | AIR | 0.75" | no data
no data | 02-VINA354 | no data | no data | no data | DRAIN | no data | INA | PD-559 | no data | no data | AIR | 0.75" | no data
no data | 02-VINA355 | no data | no data | no data | DRAIN | no data | INA | PD-559 | no data | no data | AIR | 0.75" | no data
no data | 02-VINA356 | no data | no data | no data | DRAIN | no data | INA | PD-561 | no data | no data | AIR | 0.75" | no data
no data | 02-VINA357 | no data | no data | no data | DRAIN | no data | INA | PD-561 | no data | no data | AIR | 0.75" | no data
no data | 02-VINA358 | no data | no data | no data | DRAIN | no data | INA | PD-561 | no data | no data | AIR | 0.75" | no data
no data | 02-VINA359 | no data | no data | no data | DRAIN | no data | INA | PD-561 | no data | no data | AIR | 0.75" | no data
no data | 02-VINA360 | no data | no data | no data | DRAIN | no data | INA | PD-561 | no data | no data | AIR | 0.75" | no data
no data | 02-VINA361 | no data | no data | no data | DRAIN | no data | INA | PD-561 | no data | no data | AIR | 0.75" | no data
no data | 02-VINA362 | no data | no data | no data | DRAIN | no data | INA | PD-561 | no data | no data | AIR | 0.75" | no data
no data | 02-VINA363 | no data | no data | no data | DRAIN | no data | INA | PD-561 | no data | no data | AIR | 0.75" | no data
no data | 02-VINA364 | no data | no data | no data | DRAIN | no data | INA | PD-561 | no data | no data | AIR | 0.75" | no data
no data | 02-VINA365 | no data | no data | no data | DRAIN | no data | INA | PD-562 | no data | no data | AIR | 0.75" | no data
no data | 02-VINA366 | no data | no data | no data | DRAIN | no data | INA | PD-562 | no data | no data | AIR | 0.75" | no data
no data | 02-VINA367 | no data | no data | no data | END USER ISOLATION | no data | INA | PD-558 | no data | no data | AIR | 0.75" | no data
no data | 02-VINA368 | no data | no data | no data | END USER ISOLATION | no data | INA | PD-562 | no data | no data | AIR | 0.75" | no data
no data | 02-VINA369 | no data | no data | no data | END USER ISOLATION | no data | INA | PD-558 | no data | no data | AIR | 0.75" | no data
no data | 02-VINA370 | no data | no data | no data | END USER ISOLATION | no data | INA | PD-562 | no data | no data | AIR | 0.75" | no data
no data | 02-VINA371 | no data | no data | no data | DRAIN | no data | INA | PD-558 | no data | no data | AIR | 0.75" | no data
no data | 02-VINA372 | no data | no data | no data | END USER ISOLATION | no data | INA | PD-562 | no data | no data | AIR | 0.75" | no data
no data | 02-VINA373 | no data | no data | no data | DRAIN | no data | INA | PD-561 | no data | no data | AIR | 0.75" | no data
no data | 02-VINA374 | no data | no data | no data | DRAIN | no data | INA | PD-558 | no data | no data | AIR | 0.75" | no data
no data | 02-VINA376 | no data | no data | no data | DRAIN | no data | INA | PD-558 | no data | no data | AIR | 0.75" | no data
no data | 02-VINA377 | no data | no data | no data | DRAIN | no data | INA | PD-558 | no data | no data | AIR | 0.75" | no data
no data | 02-VINA379 | no data | no data | no data | END USER ISOLATION | no data | INA | PD-561 | no data | no data | AIR | 1" | no data
no data | 02-VINA381 | no data | no data | no data | END USER ISOLATION | no data | INA | PD-562 | no data | no data | AIR | 0.75" | no data
no data | 02-VINA383 | no data | no data | no data | DRAIN | no data | INA | PD-558 | no data | no data | AIR | 0.75" | no data
no data | 02-VINA384 | no data | no data | no data | DRAIN | no data | INA | PD-558 | no data | no data | AIR | 0.75" | no data
no data | 02-VINA385 | no data | no data | no data | DRAIN | no data | INA | PD-558 | no data | no data | AIR | 0.75" | no data
no data | 02-VINA386 | no data | no data | no data | DRAIN | no data | INA | PD-558 | no data | no data | AIR | 0.75" | no data
no data | 02-VINA387 | no data | no data | no data | DRAIN | no data | INA | PD-558 | no data | no data | AIR | 0.75" | no data
no data | 02-VINA388 | no data | no data | no data | DRAIN | no data | INA | PD-558 | no data | no data | AIR | 0.75" | no data
no data | 02-VINA389 | no data | no data | no data | DRAIN | no data | INA | PD-558 | no data | no data | AIR | 0.75" | no data
no data | 02-VINA390 | no data | no data | no data | DRAIN | no data | INA | PD-561 | no data | no data | AIR | 0.75" | no data
no data | 02-VINA391 | no data | no data | no data | DRAIN | no data | INA | PD-561 | no data | no data | AIR | 0.75" | no data
no data | 02-VINA392 | no data | no data | no data | DRAIN | no data | INA | PD-561 | no data | no data | AIR | 0.75" | no data
no data | 02-VINA393 | no data | no data | no data | DRAIN | no data | INA | PD-558 | no data | no data | AIR | 0.75" | no data
no data | 02-VINA394 | no data | no data | no data | DRAIN | no data | INA | PD-559 | no data | no data | AIR | 0.75" | no data
no data | 02-VINA396 | no data | no data | no data | DRAIN | no data | INA | PD-559 | no data | no data | AIR | 0.75" | no data
no data | 02-VINA397 | no data | no data | no data | DRAIN | no data | INA | PD-561 | no data | no data | AIR | 0.75" | no data
no data | 02-VINA399 | no data | no data | no data | DRAIN | no data | INA | PD-561 | no data | no data | AIR | 0.75" | no data
no data | 02-VINA400 | no data | no data | no data | END USER ISOLATION | no data | INA | PD-561 | no data | no data | AIR | 0.75" | no data
no data | 02-VINA401 | no data | no data | no data | END USER ISOLATION | no data | INA | PD-561 | no data | no data | AIR | 0.75" | no data
no data | 02-VINA402 | no data | no data | no data | END USER ISOLATION | no data | INA | PD-561 | no data | no data | AIR | 0.75" | no data
no data | 02-VINA410 | no data | no data | no data | END USER ISOLATION | no data | INA | PD-562 | no data | no data | AIR | 1" | no data
no data | 02-VINA411 | no data | no data | no data | END USER ISOLATION | no data | INA | PD-562 | no data | no data | AIR | 0.75" | no data
no data | 02-VINA412 | no data | no data | no data | END USER ISOLATION | no data | INA | PD-562 | no data | no data | AIR | 1" | no data
no data | 02-VINA413 | no data | no data | no data | END USER ISOLATION | no data | INA | PD-562 | no data | no data | AIR | 1" | no data
no data | 02-VINA414 | no data | no data | no data | END USER ISOLATION | no data | INA | PD-562 | no data | no data | AIR | 0.75" | no data
no data | 02-VINA415 | no data | no data | no data | STUB-UP ISOLATION | no data | INA | PD-562 | no data | no data | AIR | 1" | no data
no data | 02-VINA416 | no data | no data | no data | DRAIN | no data | INA | PD-561 | no data | no data | AIR | 0.75" | no data
no data | 02-VINA417 | no data | no data | no data | STUB-UP ISOLATION | no data | INA | PD-555 | no data | no data | AIR | 1" | no data
no data | 02-VINA418 | no data | no data | no data | END USER ISOLATION | no data | INA | PD-555 | no data | no data | AIR | 0.75" | no data
no data | 02-VINA419 | no data | no data | no data | END USER ISOLATION | no data | INA | PD-555 | no data | no data | AIR | 0.75" | no data
no data | 02-VINA420 | no data | no data | no data | END USER ISOLATION | no data | INA | PD-555 | no data | no data | AIR | 0.75" | no data
no data | 02-VINA421 | no data | no data | no data | END USER ISOLATION | no data | INA | PD-555 | no data | no data | AIR | 0.75" | no data
no data | 02-VINA422 | no data | no data | no data | END USER ISOLATION | no data | INA | PD-555 | no data | no data | AIR | 0.75" | no data
no data | 02-VINA424 | no data | no data | no data | DRAIN | no data | INA | PD-558 | no data | no data | AIR | 0.75" | no data
no data | 02-VINA425 | no data | no data | no data | DRAIN | no data | INA | PD-558 | no data | no data | AIR | 0.75" | no data
no data | 02-VINA426 | no data | no data | no data | DRAIN | no data | INA | PD-558 | no data | no data | AIR | 0.75" | no data
no data | 02-VINA428 | no data | no data | no data | DRAIN | no data | INA | PD-558 | no data | no data | AIR | 0.75" | no data
no data | 02-VINA429 | no data | no data | no data | END USER ISOLATION | no data | INA | PD-558 | no data | no data | AIR | 0.75" | no data
no data | 02-VINA430 | no data | no data | no data | DRAIN | no data | INA | PD-558 | no data | no data | AIR | 0.75" | no data
no data | 02-VINA431 | no data | no data | no data | DRAIN | no data | INA | PD-558 | no data | no data | AIR | 0.75" | no data
no data | 02-VINA432 | no data | no data | no data | DRAIN | no data | INA | PD-558 | no data | no data | AIR | 0.75" | no data
no data | 02-VINA433 | no data | no data | no data | DRAIN | no data | INA | PD-558 | no data | no data | AIR | 0.75" | no data
no data | 02-VINA434 | no data | no data | no data | DRAIN | no data | INA | PD-558 | no data | no data | AIR | 0.75" | no data
no data | 02-VINA435 | no data | no data | no data | DRAIN | no data | INA | PD-558 | no data | no data | AIR | 0.75" | no data
no data | 02-VINA436 | no data | no data | no data | DRAIN | no data | INA | PD-558 | no data | no data | AIR | 0.75" | no data
no data | 02-VINA438 | no data | no data | no data | DRAIN | no data | INA | PD-558 | no data | no data | AIR | 0.75" | no data
no data | 02-VINA439 | no data | no data | no data | DRAIN | no data | INA | PD-558 | no data | no data | AIR | 0.75" | no data
no data | 02-VINA440 | no data | no data | no data | DRAIN | no data | INA | PD-558 | no data | no data | AIR | 0.75" | no data
no data | 02-VINA441 | no data | no data | no data | DRAIN | no data | INA | PD-558 | no data | no data | AIR | 0.75" | no data
no data | 02-VINA442 | no data | no data | no data | DRAIN | no data | INA | PD-560 | no data | no data | AIR | 0.75" | no data
no data | 02-VINA443 | no data | no data | no data | DRAIN | no data | INA | PD-558 | no data | no data | AIR | 0.75" | no data
no data | 02-VINA445 | no data | no data | no data | DRAIN | no data | INA | PD-560 | no data | no data | AIR | 0.75" | no data
no data | 02-VINA446 | no data | no data | no data | DRAIN | no data | INA | PD-560 | no data | no data | AIR | 0.75" | no data
no data | 02-VINA447 | no data | no data | no data | DRAIN | no data | INA | PD-558 | no data | no data | AIR | 0.75" | no data
no data | 02-VINA448 | no data | no data | no data | DRAIN | no data | INA | PD-560 | no data | no data | AIR | 0.75" | no data
no data | 02-VINA450 | no data | no data | no data | DRAIN | no data | INA | PD-560 | no data | no data | AIR | 0.75" | no data
no data | 02-VINA451 | no data | no data | no data | DRAIN | no data | INA | PD-560 | no data | no data | AIR | 0.75" | no data
no data | 02-VINA452 | no data | no data | no data | DRAIN | no data | INA | PD-560 | no data | no data | AIR | 0.75" | no data
no data | 02-VINA453 | no data | no data | no data | DRAIN | no data | INA | PD-560 | no data | no data | AIR | 0.75" | no data
no data | 02-VINA454 | no data | no data | no data | DRAIN | no data | INA | PD-560 | no data | no data | AIR | 0.75" | no data
no data | 02-VINA455 | no data | no data | no data | DRAIN | no data | INA | PD-560 | no data | no data | AIR | 0.75" | no data
no data | 02-VINA456 | no data | no data | no data | DRAIN | no data | INA | PD-560 | no data | no data | AIR | 0.75" | no data
no data | 02-VINA457 | no data | no data | no data | DRAIN | no data | INA | PD-560 | no data | no data | AIR | 0.75" | no data
no data | 02-VINA458 | no data | no data | no data | DRAIN | no data | INA | PD-560 | no data | no data | AIR | 0.75" | no data
no data | 02-VINA459 | no data | no data | no data | DRAIN | no data | INA | PD-560 | no data | no data | AIR | 0.75" | no data
no data | 02-VINA460 | no data | no data | no data | END USER ISOLATION | no data | INA | PD-558 | no data | no data | AIR | 0.75" | no data
no data | 02-VINA461 | no data | no data | no data | DRAIN | no data | INA | PD-562 | no data | no data | AIR | 0.75" | no data
no data | 02-VINA462 | no data | no data | no data | END USER ISOLATION | no data | INA | PD-562 | no data | no data | AIR | 0.75" | no data
no data | 02-VINA463 | no data | no data | no data | DRAIN | no data | INA | PD-559 | no data | no data | AIR | 0.75" | no data
no data | 02-VINA464 | no data | no data | no data | STUB-UP ISOLATION | no data | INA | PD-556 | no data | no data | AIR | 2" | no data
no data | 02-VINA469 | no data | no data | no data | DRAIN | no data | INA | PD-560 | no data | no data | AIR | 0.75" | no data
no data | 02-VINA470 | no data | no data | no data | DRAIN | no data | INA | PD-562 | no data | no data | AIR | 0.75" | no data
no data | 02-VINA475 | no data | no data | no data | DRAIN | no data | INA | PD-556 | no data | no data | AIR | 0.75" | no data
no data | 02-VINA476 | no data | no data | no data | DRAIN | no data | INA | PD-556 | no data | no data | AIR | 0.75" | no data
no data | 02-VINA479 | no data | no data | no data | END USER ISOLATION | no data | INA | PD-558 | no data | no data | AIR | 0.75" | no data
no data | 02-VINA480 | no data | no data | no data | END USER ISOLATION | no data | INA | PD-558 | no data | no data | AIR | 0.75" | no data
no data | 02-VINA500 | no data | no data | no data | DRAIN | no data | INA | PD-559 | no data | no data | AIR | 0.75" | no data
no data | 02-VINA515 | no data | no data | no data | DRAIN | no data | INA | PD-559 | no data | no data | AIR | 0.75" | no data
no data | 02-VINA545 | no data | no data | no data | DRAIN | no data | INA | PD-561 | no data | no data | AIR | 0.75" | no data
no data | 02-VINA800 | no data | no data | no data | SVA-806 ISOLATION BALL VALVE | BALL-MAN | SCR | D0010101 SH2 | no data | no data | Ammonia | 1/2 | no data
no data | 02-VINA801 | no data | no data | no data | 0X-1"-INA-8006 DRAIN BALL VALVE | BALL-MAN | SCR | D0010101 SH2 | no data | no data | Ammonia | 1/2 | no data
no data | 02-VINA802 | no data | no data | no data | INJ-101 ISOLATION BALL VALVE | BALL-MAN | SCR | D0010101 SH2 | no data | no data | Ammonia | 1/2 | no data
no data | 02-VINA803 | no data | no data | no data | INJ-102 ISOLATION BALL VALVE | BALL-MAN | SCR | D0010101 SH2 | no data | no data | Ammonia | 1/2 | no data
no data | 02-VINA804 | no data | no data | no data | INJ-103 ISOLATION BALL VALVE | BALL-MAN | SCR | D0010101 SH2 | no data | no data | Ammonia | 1/2 | no data
no data | 02-VINA805 | no data | no data | no data | INJ-104 ISOLATION BALL VALVE | BALL-MAN | SCR | D0010101 SH2 | no data | no data | Ammonia | 1/2 | no data
no data | 02-VINA806 | no data | no data | no data | INJ-105 ISOLATION BALL VALVE | BALL-MAN | SCR | D0010101 SH2 | no data | no data | Ammonia | 1/2 | no data
no data | 02-VINA807 | no data | no data | no data | SOV-AQA-805 ISOLATION BALL VALVE | BALL-MAN | SCR | D0010101 SH2 | no data | no data | Ammonia | 1/2 | no data
no data | 02-VINA808 | no data | no data | no data | SOV-AQA-804 ISOLATION BALL VALVE | BALL-MAN | SCR | D0010101 SH2 | no data | no data | Ammonia | 1/2 | no data
no data | 02-VINA809 | no data | no data | no data | FCV-AQA-803 ISOLATION BALL VALVE | BALL-MAN | SCR | D0010101 SH2 | no data | no data | Ammonia | 1/2 | no data
no data | 02-VINA810 | no data | no data | no data | SOV-SCR-801A ISOLATION BALL VALVE | BALL-MAN | SCR | D0010101 SH2 | no data | no data | Ammonia | 1/2 | no data
no data | 02-VINA811 | no data | no data | no data | SOV-SCR-801B ISOLATION BALL VALVE | BALL-MAN | SCR | D0010101 SH2 | no data | no data | Ammonia | 1/2 | no data
no data | 02-VINA812 | no data | no data | no data | SOV-SCR-804A ISOLATION BALL VALVE | BALL-MAN | SCR | D0010101 SH2 | no data | no data | Ammonia | 1/2 | no data
no data | 02-VINA813 | no data | no data | no data | SOV-SCR-804B ISOLATION BALL VALVE | BALL-MAN | SCR | D0010101 SH2 | no data | no data | Ammonia | 1/2 | no data
no data | 02-VINA814 | no data | no data | no data | SOV-SCR-805A ISOLATION BALL VALVE | BALL-MAN | SCR | D0010101 SH2 | no data | no data | Ammonia | 1/2 | no data
no data | 02-VINA815 | no data | no data | no data | SOV-SCR-805B ISOLATION BALL VALVE | BALL-MAN | SCR | D0010101 SH2 | no data | no data | Ammonia | 1/2 | no data
no data | 02-VINA816 | no data | no data | no data | SOV-SCR-806A ISOLATION BALL VALVE | BALL-MAN | SCR | D0010101 SH2 | no data | no data | Ammonia | 1/2 | no data
no data | 02-VINA817 | no data | no data | no data | SOV-SCR-806B ISOLATION BALL VALVE | BALL-MAN | SCR | D0010101 SH2 | no data | no data | Ammonia | 1/2 | no data
no data | 02-VINA818 | no data | no data | no data | INJ-101-IA FLOW CONTROL VALVE | ANGLE SEAT-MAN | SCR | D0010101 SH2 | no data | no data | Ammonia | 1/2 | no data
no data | 02-VINA819 | no data | no data | no data | INJ-101-IA FLOW CONTROL VALVE | ANGLE SEAT-MAN | SCR | D0010101 SH2 | no data | no data | Ammonia | 1/2 | no data
no data | 02-VINA820 | no data | no data | no data | INJ-101-IA FLOW CONTROL VALVE | ANGLE SEAT-MAN | SCR | D0010101 SH2 | no data | no data | Ammonia | 1/2 | no data
no data | 02-VINA821 | no data | no data | no data | INJ-101-IA FLOW CONTROL VALVE | ANGLE SEAT-MAN | SCR | D0010101 SH2 | no data | no data | Ammonia | 1/2 | no data
no data | 02-VINA822 | no data | no data | no data | INJ-101-IA FLOW CONTROL VALVE | ANGLE SEAT-MAN | SCR | D0010101 SH2 | no data | no data | Ammonia | 1/2 | no data
no data | 02-VINA823 | no data | no data | no data | INJ-101 IA CHECK VALVE | CHECK-MAN | SCR | D0010101 SH2 | no data | no data | Ammonia | 1/2 | no data
no data | 02-VINA824 | no data | no data | no data | INJ-102 IA CHECK VALVE | CHECK-MAN | SCR | D0010101 SH2 | no data | no data | Ammonia | 1/2 | no data
no data | 02-VINA825 | no data | no data | no data | INJ-103 IA CHECK VALVE | CHECK-MAN | SCR | D0010101 SH2 | no data | no data | Ammonia | 1/2 | no data
no data | 02-VINA826 | no data | no data | no data | INJ-104 IA CHECK VALVE | CHECK-MAN | SCR | D0010101 SH2 | no data | no data | Ammonia | 1/2 | no data
no data | 02-VINA827 | no data | no data | no data | INJ-105 IA CHECK VALVE | CHECK-MAN | SCR | D0010101 SH2 | no data | no data | Ammonia | 1/2 | no data
no data | 02-VLPS101 | no data | no data | no data | VENT/DRAIN/INSTRUMENTATION ROOT VALVE | no data | LPS | PD-040B | no data | no data | Steam | 1" | no data
no data | 02-VLPS102 | no data | no data | no data | VENT/DRAIN/INSTRUMENTATION ROOT VALVE | no data | LPS | PD-040B | no data | no data | Steam | 0.75" | no data
no data | 02-VLPS103 | no data | no data | no data | VENT/DRAIN/INSTRUMENTATION ROOT VALVE | no data | LPS | PD-040B | no data | no data | Steam | 1" | no data
no data | 02-VLPS104 | no data | no data | no data | VENT/DRAIN/INSTRUMENTATION ROOT VALVE | no data | LPS | PD-040B | no data | no data | Steam | 1" | no data
no data | 02-VLPS106 | no data | no data | no data | VENT/DRAIN/INSTRUMENTATION ROOT VALVE | no data | LPS | PD-040B | no data | no data | Steam | 1" | no data
no data | 02-VLPS107 | no data | no data | no data | VENT/DRAIN/INSTRUMENTATION ROOT VALVE | no data | LPS | PD-040B | no data | no data | Steam | 0.75" | no data
no data | 02-VLPS108 | no data | no data | no data | VENT/DRAIN/INSTRUMENTATION ROOT VALVE | no data | LPS | PD-040B | no data | no data | Steam | 2" | no data
no data | 02-VLPS109 | no data | no data | no data | DRIP LEG DRAIN | no data | LPS | PD-040B | no data | no data | Steam | 2" | no data
no data | 02-VLPS111 | no data | no data | no data | VENT/DRAIN/INSTRUMENTATION ROOT VALVE | no data | LPS | PD-040B | no data | no data | Steam | 2" | no data
no data | 02-VLPS112 | no data | no data | no data | VENT/DRAIN/INSTRUMENTATION ROOT VALVE | no data | LPS | PD-040B | no data | no data | Steam | 0.75" | no data
no data | 02-VLPS123 | no data | no data | no data | VENT/DRAIN/INSTRUMENTATION ROOT VALVE | no data | LPS | PD-040B | no data | no data | Steam | 0.75" | no data
no data | 02-VLPS142 | no data | no data | no data | VENT/DRAIN/INSTRUMENTATION ROOT VALVE | no data | LPS | PD-040B | no data | no data | Steam | 0.75" | no data
no data | 02-VLPS147 | no data | no data | no data | VENT/DRAIN/INSTRUMENTATION ROOT VALVE | no data | LPS | PD-041B | no data | no data | Steam | 0.75" | no data
no data | 02-VLPS149 | no data | no data | no data | VENT/DRAIN/INSTRUMENTATION ROOT VALVE | no data | LPS | PD-041B | no data | no data | Steam | 2" | no data
no data | 02-VLPS150 | no data | no data | no data | VENT/DRAIN/INSTRUMENTATION ROOT VALVE | no data | LPS | PD-041B | no data | no data | Steam | 2" | no data
no data | 02-VLPS151 | no data | no data | no data | DRIP LEG DRAIN | no data | LPS | PD-041B | no data | no data | Steam | 2" | no data
no data | 02-VLPS152 | no data | no data | no data | VENT/DRAIN/INSTRUMENTATION ROOT VALVE | no data | LPS | PD-040B | no data | no data | Steam | 0.75" | no data
no data | 02-VLPS161 | no data | no data | no data | VENT/DRAIN/INSTRUMENTATION ROOT VALVE | no data | LPS | PD-041B | no data | no data | Steam | 0.75" | no data
no data | 02-VLPS163 | no data | no data | no data | VENT/DRAIN/INSTRUMENTATION ROOT VALVE | no data | LPS | PD-041B | no data | no data | Steam | 0.75" | no data
no data | 02-VLPS164 | no data | no data | no data | VENT/DRAIN/INSTRUMENTATION ROOT VALVE | no data | LPS | PD-040B | no data | no data | Steam | 0.75" | no data
no data | 02-VLPS167 | no data | no data | no data | VENT/DRAIN/INSTRUMENTATION ROOT VALVE | no data | LPS | PD-040B | no data | no data | Steam | 0.75" | no data
no data | 02-VLPS169 | no data | no data | no data | VENT/DRAIN/INSTRUMENTATION ROOT VALVE | no data | LPS | PD-041B | no data | no data | Steam | 1" | no data
no data | 02-VLPS170 | no data | no data | no data | VENT/DRAIN/INSTRUMENTATION ROOT VALVE | no data | LPS | PD-041B | no data | no data | Steam | 1" | no data
no data | 02-VLPS171 | no data | no data | no data | VENT/DRAIN/INSTRUMENTATION ROOT VALVE | no data | LPS | PD-041B | no data | no data | Steam | 1" | no data
no data | 02-VLPS172 | no data | no data | no data | VENT/DRAIN/INSTRUMENTATION ROOT VALVE | no data | LPS | PD-041B | no data | no data | Steam | 1" | no data
no data | 02-VLPS173 | no data | no data | no data | VENT/DRAIN/INSTRUMENTATION ROOT VALVE | no data | LPS | PD-041B | no data | no data | Steam | 0.75" | no data
no data | 02-VLPS175 | no data | no data | no data | VENT/DRAIN/INSTRUMENTATION ROOT VALVE | no data | LPS | PD-041B | no data | no data | Steam | 0.75" | no data
no data | 02-VLPS177 | no data | no data | no data | VENT/DRAIN/INSTRUMENTATION ROOT VALVE | no data | LPS | PD-041B | no data | no data | Steam | 0.75" | no data
no data | 02-VPDR200 | no data | no data | no data | TRANSFORMER CONTAINMENT ISOLATION | no data | PDR | PD-971 | no data | no data | OIL/WATER | 4" | no data
no data | 02-VPDR201 | no data | no data | no data | TRANSFORMER CONTAINMENT ISOLATION | no data | PDR | PD-971 | no data | no data | OIL/WATER | 4" | no data
no data | 02-VPDR205 | no data | no data | no data | OWS INLET ISOLATION | no data | PDR | PD-960B | no data | no data | OIL/WATER | 12" | no data
no data | 02-VPDR207 | no data | no data | no data | TRENCH DRAIN CHECK/FLAPPER VALVE | no data | PDR | PD-973 | no data | no data | OIL/WATER | 12" | no data
no data | 02-VPDR208 | no data | no data | no data | TRENCH DRAIN CHECK/FLAPPER VALVE | no data | PDR | PD-973 | no data | no data | OIL/WATER | 4" | no data
no data | 02-VPDR209 | no data | no data | no data | TRENCH DRAIN CHECK/FLAPPER VALVE | no data | PDR | PD-973 | no data | no data | OIL/WATER | 12" | no data
no data | 02-VPDR800 | no data | no data | no data | Isolation Valve | Ball | STDRAINS | JJ05792-09-PI | no data | no data | Drain Water | 2" | no data
no data | 02-VPDR801 | no data | no data | no data | Drain Valve | Ball | STDRAINS | JJ05792-09-PI | no data | no data | Drain Water | 3/4" | no data
no data | 02-VPDR802 | no data | no data | no data | Check Valve | Check | STDRAINS | JJ05792-09-PI | no data | no data | Drain Water | 2" | no data
no data | 02-VPDR803 | no data | no data | no data | Isolation Valve | Ball | STDRAINS | JJ05792-09-PI | no data | no data | Drain Water | 2" | no data
no data | 02-VPDR804 | no data | no data | no data | Isolation Valve | Ball | STDRAINS | JJ05792-09-PI | no data | no data | Drain Water | 2" | no data
no data | 02-VPDR805 | no data | no data | no data | Check Valve | Check | STDRAINS | JJ05792-09-PI | no data | no data | Drain Water | 2" | no data
no data | 02-VPDR806 | no data | no data | no data | Isolation Valve | Ball | STDRAINS | JJ05792-09-PI | no data | no data | Drain Water | 2" | no data
no data | 02-VPDR807 | no data | no data | no data | Drain Valve | Ball | STDRAINS | JJ05792-09-PI | no data | no data | Drain Water | 3/4" | no data
no data | 02-VPDR808 | no data | no data | no data | Root Valve | Ball | STDRAINS | JJ05792-09-PI | no data | no data | Drain Water | 3/4" | no data
no data | 02-VPDR809 | no data | no data | no data | Throttling Valve | Needle | STDRAINS | JJ05792-09-PI | no data | no data | Air | 1/2" | no data
no data | 02-VPDR810 | no data | no data | no data | Isolation Valve | Ball | STDRAINS | JJ05792-09-PI | no data | no data | Air | 1/2" | no data
no data | 02-VPDR812 | no data | no data | no data | Throttling Valve | Needle | STDRAINS | JJ05792-09-PI | no data | no data | Air | 1/2" | no data
no data | 02-VPDR814 | no data | no data | no data | Isolation Valve | Ball | STDRAINS | JJ05792-09-PI | no data | no data | Air | 1/2" | no data
no data | 02-VSCR01A | no data | no data | no data | EXHAUST GAS SCR-BLW-01A DRAIN VALVE | BALL-MAN | SCR | D0010101 SH1 | no data | no data | flue gas | 1 1/2" | no data
no data | 02-VSCR01B | no data | no data | no data | EXHAUST GAS SCR-BLW-01B DRAIN VALVE | BALL-MAN | SCR | D0010101 SH1 | no data | no data | flue gas | 1 1/2" | no data
no data | 02-VSCR802 | no data | no data | no data | PI-SCR101 BLOCK VALVE | GATE-MAN | SCR | D0010101 SH1 | no data | no data | flue gas | 1/2" | no data
no data | 02-VSCR803 | no data | no data | no data | MANIFOLD DRAIN VALVE | BALL-MAN | SCR | D0010102 SH1 & SH2 | no data | no data | Ammonia | 1.0 | no data
no data | 02-VSCR804 | no data | no data | no data | EXHAUST GS 0X-16"-SCR8003-4"H DRAIN VALVE | BALL-MAN | SCR | D0010101 SH1 | no data | no data | flue gas | 1/2" | no data
no data | 02-VSCR804 | no data | no data | no data | MANIFOLD PI ISOLATION VALVE | GATE-MAN | SCR | D0010102 SH1 & SH2 | no data | no data | Ammonia | 1/2 | no data
no data | 02-VSCR805THRUVSCR840 | no data | no data | no data | TAKE OFF BALANCING BUTTERFLY VALVE | BUTTERFLY-MAN | SCR | D0010102 SH1 & SH2 | no data | no data | Ammonia | 3.0 | no data
no data | 02-VSMP100 | no data | no data | no data | UNIT 2 SAMPLE PANEL HP BLOWDOWN HEADER DRAIN ISOLATION VALVE | no data | SMP | PD-500B | no data | no data | Water | 0.75" | no data
no data | 02-VSMP800 | no data | no data | no data | Valve, Needle, 1/4" Compression, Ball Stem, Grafoil Packing | Needle | SAMPNL | 10-07052A | no data | no data | water | 1/4" | no data
no data | 02-VSMP801 | no data | no data | no data | Valve, Needle, 1/4" Compression, Vee Stem | Needle | SAMPNL | 10-07052A | no data | no data | water | 1/4" | no data
no data | 02-VSMP802 | no data | no data | no data | Valve, Needle, 1/4" Compression, Ball Stem, Grafoil Packing | Needle | SAMPNL | 10-07052A | no data | no data | water | 1/4" | no data
no data | 02-VSMP803 | no data | no data | no data | Valve, Needle, 1/4" Compression, Vee Stem | Needle | SAMPNL | 10-07052A | no data | no data | water | 1/4" | no data
no data | 02-VSMP804 | no data | no data | no data | Valve, Needle, 1/4" Compression, Ball Stem, Grafoil Packing | Needle | SAMPNL | 10-07052A | no data | no data | water | 1/4" | no data
no data | 02-VSMP805 | no data | no data | no data | Valve, Needle, 1/4" Compression, Vee Stem | Needle | SAMPNL | 10-07052A | no data | no data | water | 1/4" | no data
no data | 02-VSMP806 | no data | no data | no data | Valve, Globe, 1/2" NPT, ASTM-A351 Stainless Steel | Globe | SAMPNL | 10-07052A | no data | no data | water | 1/2" | no data
no data | 02-VSMP807 | no data | no data | no data | Valve, Ball, 3-Way, 1/2" FNPT, 316 Stainless Steel | Ball | SAMPNL | 10-07052A | no data | no data | water | 1/2" | no data
no data | 02-VSMP808 | no data | no data | no data | Valve, Needle, 1/4" Compression, Ball Stem, Grafoil Packing | Needle | SAMPNL | 10-07052A | no data | no data | water | 1/4" | no data
no data | 02-VSMP809 | no data | no data | no data | Valve, Needle, 3/8" Compression, Ball Stem, Grafoil Packing | Needle | SAMPNL | 10-07052A | no data | no data | water | 3/8" | no data
no data | 02-VSMP810 | no data | no data | no data | Valve, Globe, 1/2" NPT, ASTM-A351 Stainless Steel | Globe | SAMPNL | 10-07052A | no data | no data | water | 1/2" | no data
no data | 02-VSMP811 | no data | no data | no data | Valve, Ball, 3-Way, 1/2" FNPT, 316 Stainless Steel | Ball | SAMPNL | 10-07052A | no data | no data | water | 1/2" | no data
no data | 02-VSMP812 | no data | no data | no data | Valve, Needle, 1/4" Compression, Ball Stem, Grafoil Packing | Needle | SAMPNL | 10-07052A | no data | no data | water | 1/4" | no data
no data | 02-VSMP813 | no data | no data | no data | Valve, Needle, 1/4" Compression, Vee Stem, PEEK Packing | Needle | SAMPNL | 10-07052A | no data | no data | water | 1/4" | no data
no data | 02-VSMP814 | no data | no data | no data | Valve, Globe, 1/2" NPT, ASTM-A351 Stainless Steel | Globe | SAMPNL | 10-07052A | no data | no data | water | 1/2" | no data
no data | 02-VSMP815 | no data | no data | no data | Valve, Ball, 3-Way, 1/2" FNPT, 316 Stainless Steel | Ball | SAMPNL | 10-07052A | no data | no data | water | 1/2" | no data
no data | 02-VSMP816 | no data | no data | no data | Valve, Needle, 1/4" Compression, Ball Stem, Grafoil Packing | Needle | SAMPNL | 10-07052A | no data | no data | water | 1/4" | no data
no data | 02-VSMP817 | no data | no data | no data | Valve, Needle, 3/8" Compression, Ball Stem, Grafoil Packing | Needle | SAMPNL | 10-07052A | no data | no data | water | 3/8" | no data
no data | 02-VSMP818 | no data | no data | no data | Valve, Globe, 1/2" NPT, ASTM-A351 Stainless Steel | Globe | SAMPNL | 10-07052A | no data | no data | water | 1/2" | no data
no data | 02-VSMP819 | no data | no data | no data | Valve, Ball, 3-Way, 1/2" FNPT, 316 Stainless Steel | Ball | SAMPNL | 10-07052A | no data | no data | water | 1/2" | no data
no data | 02-VSMP820 | no data | no data | no data | Valve, Needle, 1/4" Compression, Ball Stem, Grafoil Packing | Needle | SAMPNL | 10-07052A | no data | no data | water | 1/4" | no data
no data | 02-VSMP821 | no data | no data | no data | Valve, Needle, 3/8" Compression, Ball Stem, Grafoil Packing | Needle | SAMPNL | 10-07052A | no data | no data | water | 3/8" | no data
no data | 02-VSMP822 | no data | no data | no data | Valve, Globe, 1/2" NPT, ASTM-A351 Stainless Steel | Globe | SAMPNL | 10-07052A | no data | no data | water | 1/2" | no data
no data | 02-VSMP823 | no data | no data | no data | Valve, Ball, 3-Way, 1/2" FNPT, 316 Stainless Steel | Ball | SAMPNL | 10-07052A | no data | no data | water | 1/2" | no data
no data | 02-VSMP824 | no data | no data | no data | Valve, Needle, 1/4" Compression, Ball Stem, Grafoil Packing | Needle | SAMPNL | 10-07052A | no data | no data | water | 1/4" | no data
no data | 02-VSMP825 | no data | no data | no data | Valve, Needle, 3/8" Compression, Ball Stem, Grafoil Packing | Needle | SAMPNL | 10-07052A | no data | no data | water | 3/8" | no data
no data | 02-VSMP826 | no data | no data | no data | Valve, Globe, 1/2" NPT, ASTM-A351 Stainless Steel | Globe | SAMPNL | 10-07052A | no data | no data | water | 1/2" | no data
no data | 02-VSMP827 | no data | no data | no data | Valve, Ball, 3-Way, 1/2" FNPT, 316 Stainless Steel | Ball | SAMPNL | 10-07052A | no data | no data | water | 1/2" | no data
no data | 02-VSMP828 | no data | no data | no data | Valve, Needle, 1/4" Compression, Ball Stem, Grafoil Packing | Needle | SAMPNL | 10-07052A | no data | no data | water | 1/4" | no data
no data | 02-VSMP829 | no data | no data | no data | Valve, Needle, 1/4" Compression, Ball Stem, Grafoil Packing | Needle | SAMPNL | 10-07052A | no data | no data | water | 1/4" | no data
no data | 02-VSMP830 | no data | no data | no data | Valve, Globe, 1/2" NPT, ASTM-A351 Stainless Steel | Globe | SAMPNL | 10-07052A | no data | no data | water | 1/2" | no data
no data | 02-VSMP831 | no data | no data | no data | Valve, Ball, 3-Way, 1/2" FNPT, 316 Stainless Steel | Ball | SAMPNL | 10-07052A | no data | no data | water | 1/2" | no data
no data | 02-VSMP832 | no data | no data | no data | Valve, Needle, 1/4" Compression, Ball Stem, Grafoil Packing | Needle | SAMPNL | 10-07052A | no data | no data | water | 1/4" | no data
no data | 02-VSMP833 | no data | no data | no data | Valve, Needle, 3/8" Compression, Ball Stem, Grafoil Packing | Needle | SAMPNL | 10-07052A | no data | no data | water | 3/8" | no data
no data | 02-VSMP834 | no data | no data | no data | Valve, Globe, 1/2" NPT, ASTM-A351 Stainless Steel | Globe | SAMPNL | 10-07052A | no data | no data | water | 1/2" | no data
no data | 02-VSMP835 | no data | no data | no data | Valve, Ball, 3-Way, 1/2" FNPT, 316 Stainless Steel | Ball | SAMPNL | 10-07052A | no data | no data | water | 1/2" | no data
no data | 02-VSMP836 | no data | no data | no data | Valve, Needle, 1/4" Compression, Ball Stem, Grafoil Packing | Needle | SAMPNL | 10-07052A | no data | no data | water | 1/4" | no data
no data | 02-VSMP837 | no data | no data | no data | Valve, Needle, 3/8" Compression, Ball Stem, Grafoil Packing | Needle | SAMPNL | 10-07052A | no data | no data | water | 3/8" | no data
no data | 02-VSMP838 | no data | no data | no data | Valve, Globe, 1/2" NPT, ASTM-A351 Stainless Steel | Globe | SAMPNL | 10-07052A | no data | no data | water | 1/2" | no data
no data | 02-VSMP839 | no data | no data | no data | Valve, Ball, 3-Way, 1/2" FNPT, 316 Stainless Steel | Ball | SAMPNL | 10-07052A | no data | no data | water | 1/2" | no data
no data | 02-VSMP854 | no data | no data | no data | Valve, Globe, 1/2" NPT, ASTM-A351 Stainless Steel | Globe | SAMPNL | 10-07052A | no data | no data | water | 1/2" | no data
no data | 02-VSTP100 | no data | no data | no data | HP CONTROL VALVE HP STEM LEAK CHECK VALVE | no data | STP | PD-303B | no data | no data | Steam/Water | 1.5" | no data
no data | 02-VSTP101 | no data | no data | no data | HP STOP VALVE HP STEM LEAK CHECK VALVE | no data | STP | PD-303B | no data | no data | Steam/Water | 1.5" | no data
no data | 02-VSTP102 | no data | no data | no data | HP STEM LEAK TO CRH CHECK VALVE | no data | STP | PD-303B | no data | no data | Steam/Water | 2" | no data
no data | 02-VSTP103 | no data | no data | no data | HP STEM LEAK TO HP DRN TANK CHECK VALVE | no data | STP | PD-303B | no data | no data | Steam/Water | 2" | no data
no data | 02-VSTP104 | no data | no data | no data | HP STEAM INLET PIPE DRAIN MANUAL ISOLATION | no data | STP | PD-303B | no data | no data | Steam/Water | 1.5" | no data
no data | 02-VSTP105 | no data | no data | no data | CMV SEAT DRAIN MANUAL ISOLATION | no data | STP | PD-303B | no data | no data | Steam/Water | 1.5" | no data
no data | 02-VSTP106 | no data | no data | no data | IP STEAM INLET PIPE DRAIN MANUAL ISOLATION | no data | STP | PD-303B | no data | no data | Steam/Water | 1" | no data
no data | 02-VSTP107 | no data | no data | no data | CRV SEAT DRAIN MANUAL ISOLATION | no data | STP | PD-303B | no data | no data | Steam/Water | 1" | no data
no data | 02-VSTP108 | no data | no data | no data | LP STEAM STRAINER DRAIN MANUAL ISOLATION | no data | STP | PD-303B | no data | no data | Steam/Water | 1" | no data
no data | 02-VSTP109 | no data | no data | no data | LP STEAM INLET PIPE DRAIN MANUAL ISOLATION | no data | STP | PD-303B | no data | no data | Steam/Water | 1" | no data
no data | 02-VSTP110 | no data | no data | no data | INSTRUMENT | no data | STP | PD-304B | no data | no data | Steam | 0.75" | no data
no data | 02-VSTP111 | no data | no data | no data | INSTRUMENT | no data | STP | PD-304B | no data | no data | Steam | 2" | no data
no data | 02-VSTP112 | no data | no data | no data | INSTRUMENT | no data | STP | PD-304B | no data | no data | Steam | 2" | no data
no data | 02-VSTP113 | no data | no data | no data | HP ST DRAINS TANK DRAIN ISOLATION | no data | STP | PD-304B | no data | no data | Water | 6" | no data
no data | 02-VSTP114 | no data | no data | no data | DRAIN | no data | STP | PD-304B | no data | no data | Water | 0.75" | no data
no data | 02-VSTP115 | no data | no data | no data | HP ST DRAINS TANK DRAIN ISOLATION | no data | STP | PD-304B | no data | no data | Water | 6" | no data
no data | 02-VSTP116 | no data | no data | no data | DRAIN | no data | STP | PD-304B | no data | no data | Steam | 2" | no data
no data | 02-VSTP117 | no data | no data | no data | GLAND STEAM CONDENSER DRAIN ISOLATION | no data | STP | PD-306B | no data | no data | Water | 0.75" | no data
no data | 02-VSTP118 | no data | no data | no data | GLAND STEAM CONDENSER DRAIN ISOLATION | no data | STP | PD-306B | no data | no data | Water | 0.75" | no data
no data | 02-VSTP119 | no data | no data | no data | GSC EMERGENCY LOOP SEAL DRAIN ISOLATION | no data | STP | PD-302B | no data | no data | Steam | 2" | no data
no data | 02-VSTP120 | no data | no data | no data | GLAND STEAM CONDENSER STEAM TRAP DRAIN ISOLATION | no data | STP | PD-302B | no data | no data | Steam | 2" | no data
no data | 02-VSTP121 | no data | no data | no data | GLAND STEAM CONDENSER STEAM TRAP DRAIN ISOLATION | no data | STP | PD-302B | no data | no data | Steam | 2" | no data
no data | 02-VSTP122 | no data | no data | no data | GLAND STEAM CONDENSER STEAM TRAP STRAINER DRAIN ISOLATION | no data | STP | PD-302B | no data | no data | Steam | 1" | no data
no data | 02-VSTP123 | no data | no data | no data | GLAND STEAM CONDENSER STEAM TRAP BYPASS THROTTLIING | no data | STP | PD-302B | no data | no data | Steam | 2" | no data
no data | 02-VSTP124 | no data | no data | no data | GSC FAN EXHAUST DRAIN ISOLATION | no data | STP | PD-306B | no data | no data | Water | 0.75" | no data
no data | 02-VSTP125 | no data | no data | no data | GSC FAN EXHAUST CHECK VALVE | no data | STP | PD-302B | no data | no data | AIR | 6" | no data
no data | 02-VSTP126 | no data | no data | no data | GSC EXHAUST LOOP SEAL DRAIN ISOLATION | no data | STP | PD-306B | no data | no data | Water | 0.75" | no data
no data | 02-VSTP127 | no data | no data | no data | GLAND STEAM SPILLOVER CONTROL VALVE ISOLATION | no data | STP | PD-300B | no data | no data | Steam | 8" | no data
no data | 02-VSTP128 | no data | no data | no data | GSC FAN EXHAUST CHECK VALVE | no data | STP | PD-302B | no data | no data | AIR | 6" | no data
no data | 02-VSTP129 | no data | no data | no data | GLAND STEAM SPILLOVER CONTROL VALVE ISOLATION | no data | STP | PD-300B | no data | no data | Steam | 12" | no data
no data | 02-VSTP130 | no data | no data | no data | DRAIN | no data | STP | PD-304B | no data | no data | Water | 0.75" | no data
no data | 02-VSTP131 | no data | no data | no data | INSTRUMENT | no data | STP | PD-300B | no data | no data | Steam | 1" | no data
no data | 02-VSTP132 | no data | no data | no data | GLAND STEAM SPILLOVER CONTROL VALVE BYPASS | no data | STP | PD-300B | no data | no data | Steam | 6" | no data
no data | 02-VSTP133 | no data | no data | no data | INSTRUMENT | no data | STP | PD-300B | no data | no data | Steam | 1" | no data
no data | 02-VSTP134 | no data | no data | no data | INSTRUMENT | no data | STP | PD-304B | no data | no data | Steam | 2" | no data
no data | 02-VSTP135 | no data | no data | no data | INSTRUMENT | no data | STP | PD-304B | no data | no data | Steam | 2" | no data
no data | 02-VSTP136 | no data | no data | no data | INSTRUMENT | no data | STP | PD-304B | no data | no data | Steam | 0.75" | no data
no data | 02-VSTP137 | no data | no data | no data | GLAND STEAM CONDENSER STEAM TRAP EQUALIZING ISOLATION | no data | STP | PD-302B | no data | no data | Steam | 1" | no data
no data | 02-VSTP138 | no data | no data | no data | DRAIN ISOLATION | no data | STP | PD-300B | no data | no data | Steam | 1" | no data
no data | 02-VSTP139 | no data | no data | no data | DRAIN ISOLATION | no data | STP | PD-302B | no data | no data | Steam | 1" | no data
no data | 02-VSTP140 | no data | no data | no data | DRAIN ISOLATION | no data | STP | PD-302B | no data | no data | Steam/Water | 1" | no data
no data | 02-VSTP141 | no data | no data | no data | INSTRUMENT | no data | STP | PD-305B | no data | no data | Steam | 0.75" | no data
no data | 02-VSTP142 | no data | no data | no data | INSTRUMENT | no data | STP | PD-305B | no data | no data | Steam | 0.75" | no data
no data | 02-VSTP143 | no data | no data | no data | INSTRUMENT | no data | STP | PD-305B | no data | no data | Steam | 2" | no data
no data | 02-VSTP144 | no data | no data | no data | INSTRUMENT | no data | STP | PD-305B | no data | no data | Steam | 2" | no data
no data | 02-VSTP145 | no data | no data | no data | DRAIN ISOLATION | no data | STP | PD-302B | no data | no data | Steam | 1" | no data
no data | 02-VSTP146 | no data | no data | no data | DRAIN ISOLATION | no data | STP | PD-302B | no data | no data | Steam | 1" | no data
no data | 02-VSTP147 | no data | no data | no data | DRAIN ISOLATION | no data | STP | PD-302B | no data | no data | Steam | 1" | no data
no data | 02-VSTP148 | no data | no data | no data | INSTRUMENT | no data | STP | PD-305B | no data | no data | Steam | 2" | no data
no data | 02-VSTP149 | no data | no data | no data | INSTRUMENT | no data | STP | PD-305B | no data | no data | Steam | 2" | no data
no data | 02-VSTP150 | no data | no data | no data | INSTRUMENT | no data | STP | PD-305B | no data | no data | Steam | 2" | no data
no data | 02-VSTP151 | no data | no data | no data | INSTRUMENT | no data | STP | PD-305B | no data | no data | Steam | 2" | no data
no data | 02-VSTP152 | no data | no data | no data | DRAIN | no data | STP | PD-305B | no data | no data | Steam | 2" | no data
no data | 02-VSTP153 | no data | no data | no data | DRAIN ISOLATION | no data | STP | PD-302B | no data | no data | Steam | 1" | no data
no data | 02-VSTP154 | no data | no data | no data | LP STEAM DRAINS PUMP A SUCTION ISOLATION | no data | STP | PD-302B | no data | no data | Steam | 1" | no data
no data | 02-VSTP155 | no data | no data | no data | INSTRUMENT | no data | STP | PD-306B | no data | no data | Water | 0.75" | no data
no data | 02-VSTP156 | no data | no data | no data | INSTRUMENT | no data | STP | PD-306B | no data | no data | Water | 0.75" | no data
no data | 02-VSTP157 | no data | no data | no data | VENT | no data | STP | PD-306B | no data | no data | Water | 0.75" | no data
no data | 02-VSTP158 | no data | no data | no data | DRAIN | no data | STP | PD-306B | no data | no data | Water | 0.75" | no data
no data | 02-VSTP159 | no data | no data | no data | GLAND STEAM MIST SEPARATOR DRAIN ISOLATION | no data | STP | PD-300B | no data | no data | Steam | 1" | no data
no data | 02-VSTP160 | no data | no data | no data | INSTRUMENT | no data | STP | PD-306B | no data | no data | Water | 0.75" | no data
no data | 02-VSTP161 | no data | no data | no data | LP STEAM DRAINS PUMP A VENT ISOLATION | no data | STP | PD-306B | no data | no data | Water | 0.75" | no data
no data | 02-VSTP162 | no data | no data | no data | INSTRUMENT | no data | STP | PD-306B | no data | no data | Water | 0.75" | no data
no data | 02-VSTP163 | no data | no data | no data | LP STEAM DRAINS PUMP A DISCHARGE CHECK VALVE | no data | STP | PD-306B | no data | no data | Water | 6" | no data
no data | 02-VSTP164 | no data | no data | no data | DRAIN | no data | STP | PD-306B | no data | no data | Water | 0.75" | no data
no data | 02-VSTP165 | no data | no data | no data | LP STEAM DRAINS PUMP A DISCHARGE ISOLATION | no data | STP | PD-306B | no data | no data | Water | 6" | no data
no data | 02-VSTP166 | no data | no data | no data | VENT | no data | STP | PD-306B | no data | no data | Water | 0.75" | no data
no data | 02-VSTP167 | no data | no data | no data | GLAND STEAM MIST SEPARATOR DRAIN ORIFICE BYPASS | no data | STP | PD-300B | no data | no data | Steam | 1" | no data
no data | 02-VSTP168 | no data | no data | no data | INSTRUMENT | no data | STP | PD-306B | no data | no data | Water | 0.75" | no data
no data | 02-VSTP169 | no data | no data | no data | INSTRUMENT | no data | STP | PD-306B | no data | no data | Water | 0.75" | no data
no data | 02-VSTP170 | no data | no data | no data | VENT | no data | STP | PD-306B | no data | no data | Water | 0.75" | no data
no data | 02-VSTP171 | no data | no data | no data | DRAIN | no data | STP | PD-306B | no data | no data | Water | 0.75" | no data
no data | 02-VSTP172 | no data | no data | no data | PRIMING CONNECTION ISOLATION | no data | STP | PD-302B | no data | no data | Steam/Water | 0.75" | no data
no data | 02-VSTP173 | no data | no data | no data | INSTRUMENT | no data | STP | PD-306B | no data | no data | Water | 0.75" | no data
no data | 02-VSTP174 | no data | no data | no data | LP STEAM DRAINS PUMP B VENT ISOLATION | no data | STP | PD-306B | no data | no data | Water | 0.75" | no data
no data | 02-VSTP175 | no data | no data | no data | INSTRUMENT | no data | STP | PD-306B | no data | no data | Water | 0.75" | no data
no data | 02-VSTP176 | no data | no data | no data | LP STEAM DRAINS PUMP B DISCHARGE CHECK VALVE | no data | STP | PD-306B | no data | no data | Water | 6" | no data
no data | 02-VSTP177 | no data | no data | no data | DRAIN | no data | STP | PD-306B | no data | no data | Water | 0.75" | no data
no data | 02-VSTP178 | no data | no data | no data | LP STEAM DRAINS PUMP B DISCHARGE ISOLATION | no data | STP | PD-306B | no data | no data | Water | 6" | no data
no data | 02-VSTP179 | no data | no data | no data | GSC FAN EXHAUST ISOLATION | no data | STP | PD-302B | no data | no data | AIR | 6" | no data
no data | 02-VSTP180 | no data | no data | no data | GSC FAN EXHAUST ISOLATION | no data | STP | PD-302B | no data | no data | AIR | 6" | no data
no data | 02-VSTP181 | no data | no data | no data | GLAND STEAM MIST SEPARATOR DRAIN THROTTLE | no data | STP | PD-300B | no data | no data | Steam | 1" | no data
no data | 02-VSTP182 | no data | no data | no data | GLAND STEAM MIST SEPARATOR DRAIN ISOLATION | no data | STP | PD-300B | no data | no data | Steam | 1" | no data
no data | 02-VSTP183 | no data | no data | no data | GLAND STEAM HEADER DRAIN ISOLATION | no data | STP | PD-300B | no data | no data | Steam | 1" | no data
no data | 02-VSTP184 | no data | no data | no data | GLAND STEAM HEADER DRAIN THROTTLE | no data | STP | PD-300B | no data | no data | Steam | 1" | no data
no data | 02-VSTP185 | no data | no data | no data | GLAND STEAM HEADER DRAIN ISOLATION | no data | STP | PD-300B | no data | no data | Steam | 1" | no data
no data | 02-VSTP195 | no data | no data | no data | INSTRUMENT | no data | STP | PD-304B | no data | no data | Steam | 2" | no data
no data | 02-VSTP196 | no data | no data | no data | INSTRUMENT | no data | STP | PD-304B | no data | no data | Steam | 2" | no data
no data | 02-VSTP370 | no data | no data | no data | HP ST DRAINS TANK DRAIN ISOLATION | no data | STP | PD-304B | no data | no data | Water | 6" | no data
no data | 02-VSTP371 | no data | no data | no data | HP ST DRAINS TANK DRAIN ISOLATION | no data | STP | PD-304B | no data | no data | Water | 6" | no data
no data | 02-VSTP386 | no data | no data | no data | CONDENSATE RECEIVER TANK ISOLATION | no data | STP | PD-306B | no data | no data | Water | 6" | no data
no data | 02-VSWS100 | no data | no data | no data | BEARING FLUSH ISOLATION | no data | SWS | PD-090B | no data | no data | Water | 1" | no data
no data | 02-VSWS101 | no data | no data | no data | INSTRUMENT | no data | SWS | PD-090B | no data | no data | Water | 0.5" | no data
no data | 02-VSWS102 | no data | no data | no data | INSTRUMENT | no data | SWS | PD-090B | no data | no data | Water | 0.5" | no data
no data | 02-VSWS103 | no data | no data | no data | VACUUM PUMP MAKEUP ISOLATION | no data | SWS | PD-393 | no data | no data | Water | 1" | no data
no data | 02-VSWS104 | no data | no data | no data | VACUUM PUMP MAKEUP ISOLATION | no data | SWS | PD-393 | no data | no data | Water | 1" | no data
no data | 02-VSWS105 | no data | no data | no data | VACUUM PUMP MAKEUP ISOLATION | no data | SWS | PD-393 | no data | no data | Water | 1" | no data
no data | 02-VSWS106 | no data | no data | no data | FIN TUBE CLEANING SKID ISOLATION | no data | SWS | PD-393 | no data | no data | Water | 2" | no data
no data | 02-VSWS108 | no data | no data | no data | DRAIN | no data | SWS | PD-090B | no data | no data | Water | 0.75" | no data
no data | 02-VSWS109 | no data | no data | no data | UNIT 2 HRSG BLOWDOWN SUMP QUENCH ISOLATION | no data | SWS | PD-090B | no data | no data | Water | 3" | no data
no data | 02-VSWS110 | no data | no data | no data | DRAIN | no data | SWS | PD-090B | no data | no data | Water | 0.75" | no data
no data | 02-VSWS111 | no data | no data | no data | UNIT 2 HRSG BLOWDOWN TANK/SUMP QUENCH ISOLATION | no data | SWS | PD-090B | no data | no data | Water | 6" | no data
no data | 02-VSWS115 | no data | no data | no data | VACUUM PUMP MAKEUP ISOLATION | no data | SWS | PD-393 | no data | no data | Water | 1" | no data
no data | 02-VSWS118 | no data | no data | no data | VACUUM PUMP MAKEUP ISOLATION | no data | SWS | PD-393 | no data | no data | Water | 1" | no data
no data | 02-VWDR100 | no data | no data | no data | OIL IN WATER ANALYZER ISOLATION VALVE | no data | WDR | PD-960B | no data | no data | Water | 0.75" | no data
no data | 02VWDR201F02VWDR202F | no data | no data | no data | Pump gate valve for 02‐WDR‐SEP‐01 | gate | SPVALVES | no data | no data | no data | water | 3" | no data
no data | 02VWDR203F02VWDR204F | no data | no data | no data | Pump check valves for 02‐WDR‐SEP‐01 | check | SPVALVES | no data | no data | no data | water | 3" | no data
no data | 02-VWDR237 | no data | no data | no data | VENT | no data | WDR | PD-960B | no data | no data | Water | 0.75" | no data
no data | 02-YCVHHS901 | no data | no data | no data | HP INTERMITTENT BLOWDOWN CONTROL VALVE | POVCTRL | no data | 2080_00007‐1 | no data | no data | Water | 2" | no data
no data | 02-YCVHHS902 | no data | no data | no data | HP SH #1 DRAIN POT | POVPOS | no data | 2080_00007‐1 | no data | no data | Water | 2" | no data
no data | 02-YCVHHS903 | no data | no data | no data | HP ATTEMPERATOR LOOP DRAIN POT | POVPOS | no data | 2080_00007‐1 | no data | no data | Water | 2" | no data
no data | 02-YCVHIS901 | no data | no data | no data | IP INTERMITTENT BLOWDOWN CONTROL VALVE | POVCTRL | no data | 2080_00007‐1 | no data | no data | Water | 2" | no data
no data | 02-YCVHIS905 | no data | no data | no data | IP STEAM OUTLET DRAIN POT | POVPOS | no data | 2080_00007‐1 | no data | no data | Steam | 2" | no data
no data | 02-YCVHIS906 | no data | no data | no data | IP STEAM OUTLET DRAIN POT | POVPOS | no data | 2080_00007‐1 | no data | no data | Steam | 2" | no data
no data | 02-YCVHLS901 | no data | no data | no data | LP INTERMITTENT BLOWDOWN CONTROL VALVE | POVCTRL | no data | 2080_00007‐1 | no data | no data | Water | 3" | no data
no data | 02-YCVHLS909 | no data | no data | no data | LP SUPERHEATER OUTLET DRAIN POT DRAIN | POVPOS | no data | 2080_00007‐1 | no data | no data | Water | 2" | no data
no data | 02-YCVHLS910 | no data | no data | no data | LP SUPERHEATER OUTLET DRAIN | POVPOS | no data | 2080_00007‐1 | no data | no data | Water | 2" | no data
no data | 02-YCVHRS905 | no data | no data | no data | REHEAT ATTEMPERATOR LOOP DRAIN POT | POVPOS | no data | 2080_00007‐1 | no data | no data | Water | 2 1/2" | no data
no data | 02-YTSHHS901 | no data | no data | no data | HP ATTEMPERATOR SPRAY WATER STRAINER | NA | no data | 2080_00005‐3 | no data | no data | Water | 2 1/2" | no data
no data | 02-YTSHHS995 | no data | no data | no data | HP SPARGING STEAM STRAINER | NA | no data | 2080_00005‐2 | no data | no data | Steam | 4" | no data
no data | 02-YTSHIS995 | no data | no data | no data | IP SPARGING STEAM STRAINER | NA | no data | 2080_00004‐2 | no data | no data | Steam | 3" | no data
no data | 02-YTSHLS995 | no data | no data | no data | LP SPARGING STEAM STRAINER | NA | no data | 2080_00003‐1 | no data | no data | Steam | 3" | no data
no data | 02-YTSHRS901 | no data | no data | no data | RHT ATTEMPERATOR SPRAY WATER STRAINER | NA | no data | 2080_00004‐4 | no data | no data | Water | 2 1/2" | no data
no data | 02-YV-AQA-804 | no data | no data | no data | AMMONIA LINE BLOCK VALVE | BALL-PAV | SCR | D0010101 SH2 | no data | no data | Ammonia | 1/2 | no data
no data | 02-YV-AQA-805 | no data | no data | no data | AMMONIA LINE BLOCK VALVE | BALL-PAV | SCR | D0010101 SH2 | no data | no data | Ammonia | 1/2 | no data
no data | 02-YV-ARM-880COP | no data | no data | no data | DA MOTIVE STEAM ISOLATION | CYLINDER | HLTCACC | 11737.0 | no data | no data | STEAM | 1" | no data
no data | 02-YV-BFW309 | no data | no data | no data | TCA COOLER INLET EMERGENCY SHUTOFF | no data | BFW | PD-063B | no data | no data | Water | 6" | no data
no data | 02-YV-BFW319 | no data | no data | no data | CTA COOLER BFW SUPPLY STARTUP VALVE | no data | BFW | PD-063B | no data | no data | Water | 1" | no data
no data | 02-YV-BFW409 | no data | no data | no data | FGH UPSTREAM BFW EMERGENCY SHUTOFF | no data | BFW | PD-064B | no data | no data | Water | 4" | no data
no data | 02-YV-BFW419 | no data | no data | no data | FG HX BFW SUPPLY STARTUP VALVE | no data | BFW | PD-064B | no data | no data | Water | 1" | no data
no data | 02-YV-BFW445 | no data | no data | no data | FGH BFW OUTLET EMERGENCY SHUTOFF | no data | BFW | PD-064B | no data | no data | Water | 4" | no data
no data | 02-YV-BFW705 | no data | no data | no data | HPS TA SPRAY SUPPLY AUTOMATIC BLOCK | no data | BFW | PD-020B | no data | no data | Water | 3" | no data
no data | 02-YV-BFW715 | no data | no data | no data | HPS BYPASS SPRAY SUPPLY AUTOMATIC BLOCK | no data | BFW | PD-020B | no data | no data | Water | 3" | no data
no data | 02-YV-BFW735 | no data | no data | no data | HRH SPRAY SUPPLY AUTOMATIC BLOCK | no data | BFW | PD-034B | no data | no data | Water | 3" | no data
no data | 02-YV-BFW745 | no data | no data | no data | CRH LETDOWN PCV SPRAY AUTOMATIC BLOCK | no data | BFW | PD-124B | no data | no data | Water | 1" | no data
no data | 02-YV-BFW757 | no data | no data | no data | CRH LETDOWN ATTEMPERATOR SPRAY AUTOMATIC BLOCK | no data | BFW | PD-124B | no data | no data | Water | 1" | no data
no data | 02-YV-CND441 | no data | no data | no data | CND SYSTEM EMERGENCY DUMP VALVE | no data | CND | PD-053B | no data | no data | Water | 3" | no data
no data | 02-YV-CND509 | no data | no data | no data | ECA COOLER LOOP SUPPLY AUTOMATIC ISOLATION | no data | CND | PD-054B | no data | no data | Water | 6" | no data
no data | 02-YV-CND571 | no data | no data | no data | ECA COOLER LOOP RETURN AUTOMATIC ISOLATION | no data | CND | PD-054B | no data | no data | Water | 6" | no data
no data | 02-YV-CND702 | no data | no data | no data | HRH BYPASS SPRAY SUPPLY AUTOMATIC BLOCK | no data | CND | PD-034B | no data | no data | Water | 4" | no data
no data | 02-YV-CND705 | no data | no data | no data | CRH VENTILATOR SPRAY AUTOMATIC BLOCK | no data | CND | PD-030B | no data | no data | Water | 3" | no data
no data | 02-YV-CND721 | no data | no data | no data | GLAND STEAM DSH SPRAY AUTOMATIC BLOCK | no data | CND | PD-300B | no data | no data | Water | 1" | no data
no data | 02-YV-CND725 | no data | no data | no data | LP BYPASS VALVE SPRAY SUPPLY AUTOMATIC BLOCK | no data | CND | PD-040B | no data | no data | Water | 1" | no data
no data | 02-YV-CND-871COP | no data | no data | no data | NCG VALVE, ROW 1 | CYLINDER | HLTCACC | 11737.0 | no data | no data | NCG | 8" | no data
no data | 02-YV-CND-872COP | no data | no data | no data | NCG VALVE, ROW 2 | CYLINDER | HLTCACC | 11737.0 | no data | no data | NCG | 8" | no data
no data | 02-YV-DWS719 | no data | no data | no data | CONDENSER EMERGENCY MAKEUP ON/OFF | no data | DWS | PD-050B | no data | no data | Water | 6" | no data
no data | 02-YV-SCR-801A | no data | no data | no data | EXHAUST GAS SCR-HTR-01A INLET | DAMPER-PAV | SCR | D0010101 SH1 | no data | no data | flue gas | 16.0 | no data
no data | 02-YV-SCR-801B | no data | no data | no data | EXHAUST GAS SCR-HTR-01B INLET | DAMPER-PAV | SCR | D0010101 SH1 | no data | no data | flue gas | 16.0 | no data
no data | 02-YV-SCR-803A | no data | no data | no data | EXHAUST GAS SCR-HTR-01A OUTLET | DAMPER-PAV | SCR | D0010101 SH1 | no data | no data | flue gas | 16.0 | no data
no data | 02-YV-SCR-803B | no data | no data | no data | EXHAUST GAS SCR-HTR-01B OUTLET | DAMPER-PAV | SCR | D0010101 SH1 | no data | no data | flue gas | 16.0 | no data
no data | 02-YV-SCR-805A | no data | no data | no data | EXHAUST GAS SCR-BLW-01A INLET | DAMPER-PAV | SCR | D0010101 SH1 | no data | no data | flue gas | 16.0 | no data
no data | 02-YV-SCR-805B | no data | no data | no data | EXHAUST GAS SCR-BLW-01B INLET | DAMPER-PAV | SCR | D0010101 SH1 | no data | no data | flue gas | 16.0 | no data
no data | 02-YV-SCR-806A | no data | no data | no data | EXHAUST GAS SCR-BLW-01A OUTLET | BUTTERFLY-PAV | SCR | D0010101 SH1 | no data | no data | flue gas | 16.0 | no data
no data | 02-YV-SCR-806B | no data | no data | no data | EXHAUST GAS SCR-BLW-01B OUTLET | BUTTERFLY-PAV | SCR | D0010101 SH1 | no data | no data | flue gas | 16.0 | no data
no data | 02-YV-STP131 | no data | no data | no data | HP ST DRAINS TANK DRAIN ON/OFF | no data | STP | PD-304B | no data | no data | Water | 6" | no data
no data | 02-YV-STP132 | no data | no data | no data | HP ST DRAINS TANK DRAIN ON/OFF | no data | STP | PD-304B | no data | no data | Water | 6" | no data
no data | 02-YV-SVA-803 | no data | no data | no data | PLANT AIR LINE BLOCK VALVE | BALL-PAV | SCR | D0010101 SH2 | no data | no data | Ammonia | 1" | no data
no data | 02-YV-WDR110 | no data | no data | no data | UNIT 2 OWS AUTOMATIC ISOLATION VALVE | no data | WDR | PD-960B | no data | no data | Water | 6" | no data
no data | 0PRVDWT805 | no data | WTB | RO | no data | AUTOMATIC | DWT | 3000D | no data | no data | no data | 1/2" | no data
no data | 0PRVDWT806 | no data | WTB | RO | no data | AUTOMATIC | DWT | 3000D | no data | no data | no data |  | no data
no data | NA22 | no data | no data | no data | Ball Valve 3" | Ball | GSU | no data | no data | no data | Mineral Oil | 3" | no data
no data | NA23 | no data | no data | no data | Pressure Relief Device 6,69" | Pressure Relief | GSU | no data | no data | no data | Mineral Oil | 6,69" | no data
no data | NA24 | no data | no data | no data | Ball Valve 3" | Ball | GSU | no data | no data | no data | Mineral Oil | 3" | no data
no data | NA25 | no data | no data | no data | Ball Valve 1 1/2" | Ball | GSU | no data | no data | no data | Mineral Oil | 1 1/2" | no data
no data | NA1 | no data | no data | no data | TBD-In Progress | FMM-1 | FireSystem | no data | no data | no data | no data | no data | no data
no data | NA2 | no data | no data | no data | TBD-In Progress | FMM-1 | FireSystem | no data | no data | no data | no data | no data | no data
no data | NA3 | no data | no data | no data | TBD-In Progress | FMM-1 | FireSystem | no data | no data | no data | no data | no data | no data
no data | NA4 | no data | no data | no data | TBD-In Progress | FMM-1 | FireSystem | no data | no data | no data | no data | no data | no data
no data | NA5 | no data | no data | no data | TBD-In Progress | FMM-1 | FireSystem | no data | no data | no data | no data | no data | no data
no data | NA6 | no data | no data | no data | TBD-In Progress | FMM-1 | FireSystem | no data | no data | no data | no data | no data | no data
no data | NA7 | no data | no data | no data | M8 | FMM-1 | FireSystem | no data | no data | no data | no data | no data | no data
no data | NA8 | no data | no data | no data | M9 | FMM-1 | FireSystem | no data | no data | no data | no data | no data | no data
no data | NA9 | no data | no data | no data | M10 | FMM-1 | FireSystem | no data | no data | no data | no data | no data | no data
no data | NA10 | no data | no data | no data | M11 | FMM-1 | FireSystem | no data | no data | no data | no data | no data | no data
no data | NA11 | no data | no data | no data | M12 | FRM-1 | FireSystem | no data | no data | no data | no data | no data | no data
no data | NA12 | no data | no data | no data | M13 | FRM-1 | FireSystem | no data | no data | no data | no data | no data | no data
no data | NA13 | no data | no data | no data | M14 | FRM-1 | FireSystem | no data | no data | no data | no data | no data | no data
no data | NA14 | no data | no data | no data | M15 | FRM-1 | FireSystem | no data | no data | no data | no data | no data | no data
no data | NA15 | no data | no data | no data | M4 | R10T RELAY | FireSystem | no data | no data | no data | no data | no data | no data
no data | NA16 | no data | no data | no data | M3-M12 | XP10 | FireSystem | no data | no data | no data | no data | no data | no data
no data | NA17 | no data | no data | no data | M13-M22 | XP10 | FireSystem | no data | no data | no data | no data | no data | no data
no data | NA18 | no data | no data | no data | FCM3-1 | Horn/Strobe | FireSystem | no data | no data | no data | no data | no data | no data
no data | NA19 | no data | no data | no data | FCM3-2 | Horn/Strobe | FireSystem | no data | no data | no data | no data | no data | no data
no data | NA20 | no data | no data | no data | Ball Valve 1 1/2" | Ball | GSU | no data | no data | no data | Mineral Oil | 1 1/2" | no data
no data | NA21 | no data | no data | no data | Ball Valve 1" | Ball | GSU | no data | no data | no data | Mineral Oil | 1" | no data
no data | oo-VFcs7gg | no data | no data | no data | 1/2" SWxTH BALL VALVE, FULL PORT | LEVER | FGS | A00201-C7 | no data | no data | NAT. GAS | 1/2” | no data
no data | TagNumber1 | no data | no data | no data | Description | no data | System | P&ID | no data | no data | Working Fluid | Size (in) | no data
no data | TagNumber2 | no data | no data | no data | Description | no data | System | P&ID | no data | no data | Working Fluid | Size (in) | no data
no data | TagNumber3 | no data | no data | no data | Description | no data | System | P&ID | no data | no data | Working Fluid | Size (in) | no data
no data | TagNumber4 | no data | no data | no data | Description | no data | System | P&ID | no data | no data | Working Fluid | Size (in) | no data
no data | TagNumber5 | no data | no data | no data | Description | no data | System | P&ID | no data | no data | Working Fluid | Size (in) | no data
no data | TagNumber6 | no data | no data | no data | Description | no data | System | P&ID | no data | no data | Working Fluid | Size (in) | no data
no data | TagNumber7 | no data | no data | no data | Description | no data | System | P&ID | no data | no data | Working Fluid | Size (in) | no data
no data | TagNumber8 | no data | no data | no data | Description | no data | System | P&ID | no data | no data | Working Fluid | Size (in) | no data
no data | TagNumber9 | no data | no data | no data | Description | no data | System | P&ID | no data | no data | Working Fluid | Size (in) | no data
no data | TagNumber10 | no data | no data | no data | Description | no data | System | P&ID | no data | no data | Working Fluid | Size (in) | no data
no data | TagNumber11 | no data | no data | no data | Description | no data | System | P&ID | no data | no data | Working Fluid | Size (in) | no data
no data | TagNumber12 | no data | no data | no data | Description | no data | System | P&ID | no data | no data | Working Fluid | Size (in) | no data
no data | TagNumber13 | no data | no data | no data | Description | no data | System | P&ID | no data | no data | Working Fluid | Size (in) | no data
no data | TagNumber14 | no data | no data | no data | Description | no data | System | P&ID | no data | no data | Working Fluid | Size (in) | no data
no data | TagNumber15 | no data | no data | no data | Description | no data | System | P&ID | no data | no data | Working Fluid | Size (in) | no data
no data | TagNumber16 | no data | no data | no data | Description | no data | System | P&ID | no data | no data | Working Fluid | Size (in) | no data
no data | TagNumber17 | no data | no data | no data | Description | no data | System | P&ID | no data | no data | Working Fluid | Size (in) | no data
no data | TagNumber18 | no data | no data | no data | Description | no data | System | P&ID | no data | no data | Working Fluid | Size (in) | no data
no data | TagNumber19 | no data | no data | no data | Description | no data | System | P&ID | no data | no data | Working Fluid | Size (in) | no data
no data | TagNumber20 | no data | no data | no data | Description | no data | System | P&ID | no data | no data | Working Fluid | Size (in) | no data
no data | TagNumber21 | no data | no data | no data | Description | no data | System | P&ID | no data | no data | Working Fluid | Size (in) | no data
no data | TagNumber22 | no data | no data | no data | Description | no data | System | P&ID | no data | no data | Working Fluid | Size (in) | no data
no data | TagNumber23 | no data | no data | no data | Description | no data | System | P&ID | no data | no data | Working Fluid | Size (in) | no data
no data | TagNumber24 | no data | no data | no data | Description | no data | System | P&ID | no data | no data | Working Fluid | Size (in) | no data
no data | TagNumber25 | no data | no data | no data | Description | no data | System | P&ID | no data | no data | Working Fluid | Size (in) | no data
no data | TagNumber26 | no data | no data | no data | Description | no data | System | P&ID | no data | no data | Working Fluid | Size (in) | no data
no data | TagNumber27 | no data | no data | no data | Description | no data | System | P&ID | no data | no data | Working Fluid | Size (in) | no data
no data | TagNumber28 | no data | no data | no data | Description | no data | System | P&ID | no data | no data | Working Fluid | Size (in) | no data
no data | TagNumber29 | no data | no data | no data | Description | no data | System | P&ID | no data | no data | Working Fluid | Size (in) | no data
no data | TagNumber30 | no data | no data | no data | Description | no data | System | P&ID | no data | no data | Working Fluid | Size (in) | no data
no data | TagNumber31 | no data | no data | no data | Description | no data | System | P&ID | no data | no data | Working Fluid | Size (in) | no data
no data | TagNumber32 | no data | no data | no data | Description | no data | System | P&ID | no data | no data | Working Fluid | Size (in) | no data
no data | TagNumber33 | no data | no data | no data | Description | no data | System | P&ID | no data | no data | Working Fluid | Size (in) | no data
no data | TagNumber34 | no data | no data | no data | Description | no data | System | P&ID | no data | no data | Working Fluid | Size (in) | no data
no data | TagNumber35 | no data | no data | no data | Description | no data | System | P&ID | no data | no data | Working Fluid | Size (in) | no data
no data | TagNumber36 | no data | no data | no data | Description | no data | System | P&ID | no data | no data | Working Fluid | Size (in) | no data
no data | TagNumber37 | no data | no data | no data | Description | no data | System | P&ID | no data | no data | Working Fluid | Size (in) | no data
no data | TagNumber38 | no data | no data | no data | Description | no data | System | P&ID | no data | no data | Working Fluid | Size (in) | no data
no data | TagNumber39 | no data | no data | no data | Description | no data | System | P&ID | no data | no data | Working Fluid | Size (in) | no data
no data | TagNumber40 | no data | no data | no data | Description | no data | System | P&ID | no data | no data | Working Fluid | Size (in) | no data
no data | TagNumber41 | no data | no data | no data | Description | no data | System | P&ID | no data | no data | Working Fluid | Size (in) | no data
no data | TagNumber42 | no data | no data | no data | Description | no data | System | P&ID | no data | no data | Working Fluid | Size (in) | no data
no data | TagNumber43 | no data | no data | no data | Description | no data | System | P&ID | no data | no data | Working Fluid | Size (in) | no data
no data | TagNumber44 | no data | no data | no data | Description | no data | System | P&ID | no data | no data | Working Fluid | Size (in) | no data
no data | TagNumber45 | no data | no data | no data | Description | no data | System | P&ID | no data | no data | Working Fluid | Size (in) | no data
no data | TagNumber46 | no data | no data | no data | Description | no data | System | P&ID | no data | no data | Working Fluid | Size (in) | no data
no data | TagNumber47 | no data | no data | no data | Description | no data | System | P&ID | no data | no data | Working Fluid | Size (in) | no data
no data | TagNumber48 | no data | no data | no data | Description | no data | System | P&ID | no data | no data | Working Fluid | Size (in) | no data
no data | TagNumber49 | no data | no data | no data | Description | no data | System | P&ID | no data | no data | Working Fluid | Size (in) | no data
no data | TagNumber50 | no data | no data | no data | Description | no data | System | P&ID | no data | no data | Working Fluid | Size (in) | no data
no data | TagNumber51 | no data | no data | no data | Description | no data | System | P&ID | no data | no data | Working Fluid | Size (in) | no data
no data | TagNumber52 | no data | no data | no data | Description | no data | System | P&ID | no data | no data | Working Fluid | Size (in) | no data
no data | tank1 | no data | no data | no data | Valve 2" with Sampler 3/8" | Globo | GSU | no data | no data | no data | Mineral Oil | 2" | no data
no data | tank2 | no data | no data | no data | Ball Valve 2" | Ball | GSU | no data | no data | no data | Mineral Oil | 2" | no data
no data | tank3 | no data | no data | no data | Ball Valve 1 1/2" | Ball | GSU | no data | no data | no data | Mineral Oil | 1 1/2" | no data
no data | tank4 | no data | no data | no data | Ball Valve 1" | Ball | GSU | no data | no data | no data | Mineral Oil | 1" | no data
no data | tank5 | no data | no data | no data | Ball Valve 1/2" | Ball | GSU | no data | no data | no data | Mineral Oil | 1/2" | no data
no data | tank6 | no data | no data | no data | Ball Valve 1 1/2" | Ball | GSU | no data | no data | no data | Mineral Oil | 1 1/2" | no data
no data | UAT-530 | no data | no data | no data | DRAIN VALVE | GLOBE VALVE | UAT | no data | no data | no data | OIL | 2 IN | no data
no data | UAT-540 | no data | no data | no data | UPPER FILTER PRESS | GLOBE VALVE | UAT | no data | no data | no data | OIL | 2 IN | no data
no data | UAT-560 | no data | no data | no data | TEST VALVE | BALL VALVE | UAT | no data | no data | no data | OIL | 0.25 IN | no data
no data | UAT-565 | no data | no data | no data | DRAIN VALVE FOR RADIATORS | BALL VALVE | UAT | no data | no data | no data | OIL | 0.75 IN | no data
no data | UAT-674 | no data | no data | no data | SPR VALVE | BALL VALVE | UAT | no data | no data | no data | OIL | 2 IN | no data
no data | UAT-961 | no data | no data | no data | DRAIN VALVE FOR RADIATORS | BALL VALVE | UAT | no data | no data | no data | OIL | 1.5 IN | no data

## mismatch
Unit | ID | Description | Location | Equipment | Extra Info | Type | System | P&ID | Normal Pos | Iso Pos | Fluid | Size | Rec ID
no data | 00-FCV-FGS800A | NITROGEN GENERATOR"A" OUTLET FLOW CONTROL VALVE | no data | NITROGEN GENERATOR | no data | no data | FGS | no data | THROTTLED | no data | no data | no data | no data
no data | 00-FCV-FGS-800B | NITROGEN GENERATOR"B" OUTLET FLOW CONTROL VALVE | no data | NITROGEN GENERATOR | no data | no data | FGS | no data | THROTTLED | no data | no data | no data | no data
no data | 00-VFGS001 | GLYCOL HEATER GAS FLOW METER INLET VALVE | no data | FUEL GAS DEW POINT HEATER/GLYCOL PUMP SKID | no data | no data | FGS | no data | OPEN | no data | no data | no data | no data
no data | 00-VFGS002 | GLYCOL HEATER GAS FLOW METER INLET DRAIN | no data | FUEL GAS DEW POINT HEATER/GLYCOL PUMP SKID | no data | no data | FGS | no data | CLOSED | no data | no data | no data | no data
no data | 00-VFGS007 | GLYCOL HEATER MAIN GAS HEADER DRAIN | no data | FUEL GAS DEW POINT HEATER/GLYCOL PUMP SKID | no data | no data | FGS | no data | CLOSED | no data | no data | no data | no data
no data | 00-VFGS009 | GLYCOL HEATER MAIN GAS HEADER DRAIN | no data | FUEL GAS DEW POINT HEATER/GLYCOL PUMP SKID | no data | no data | FGS | no data | CLOSED | no data | no data | no data | no data
no data | 00-VFGS016 | GLYCOL HEATER MAIN GAS HEADER DRAIN | no data | FUEL GAS DEW POINT HEATER/GLYCOL PUMP SKID | no data | no data | FGS | no data | CLOSED | no data | no data | no data | no data
no data | 00-VFGS018 | GLYCOH HEATER MAIN GAS ISOLATION BEFORE BURNER | no data | FUEL GAS DEW POINT HEATER/GLYCOL PUMP SKID | no data | no data | FGS | no data | OPEN | no data | no data | no data | no data
no data | 00-VFGS021 | GLYCOL HEATER GAS PILOT ISOLATION | no data | FUEL GAS DEW POINT HEATER/GLYCOL PUMP SKID | no data | no data | FGS | no data | OPEN | no data | no data | no data | no data
no data | 00-VFGS025 | GLYCOL HEATER PILOT HEADER DRAIN VALVE | no data | FUEL GAS DEW POINT HEATER/GLYCOL PUMP SKID | no data | no data | FGS | no data | CLOSED | no data | no data | no data | no data
no data | 00-VFGS027 | GLYCOL HEATER PILOT HEADER DRAIN VALVE | no data | FUEL GAS DEW POINT HEATER/GLYCOL PUMP SKID | no data | no data | FGS | no data | CLOSED | no data | no data | no data | no data
no data | 00-VFGS028 | GLYCOL HEATER PILOT GAS TO BURNER ISOLATION | no data | FUEL GAS DEW POINT HEATER/GLYCOL PUMP SKID | no data | no data | FGS | no data | OPEN | no data | no data | no data | no data
no data | 00-VFGS203F | FG compressor"B" gas inlet | no data | FUEL GAS COMPRESSOR "B" | no data | no data | FGS | no data | OPEN | no data | no data | no data | no data
no data | 00-VFGS400A | GAS COMPRESSOR "A" SEAL GAS SUPPLY FILTER DP TRANSMITTER HIGH SIDE | no data | FUEL GAS COMPRESSOR "A" | no data | no data | FGS | no data | OPEN | no data | no data | no data | no data
no data | 00-VFGS400B | GAS COMPRESSOR "A" SEAL GAS SUPPLY FILTER DP TRANSMITTER LOW SIDE | no data | FUEL GAS COMPRESSOR "A" | no data | no data | FGS | no data | OPEN | no data | no data | no data | no data
no data | 00-VFGS401A | GAS COMPRESSOR"A" SEAL SUPPLY FLOW VALVE | no data | FUEL GAS COMPRESSOR "A" | no data | no data | FGS | no data | OPEN | no data | no data | no data | no data
no data | 00-VFGS401B | GAS COMPRESSOR"A" SEAL SUPPLY BLOCK VALVE | no data | FUEL GAS COMPRESSOR "A" | no data | no data | FGS | no data | OPEN | no data | no data | no data | no data
no data | 00-VFGS403A | GAS COMPRESSOR "A" SEAL VENT PRESSURE TRANSMITTER ISOLATION | no data | FUEL GAS COMPRESSOR "A" | no data | no data | FGS | no data | OPEN | no data | no data | no data | no data
no data | 00-VFGS404 | NITROGEN SUPPLY TO SEAL BLOCK VALVE | no data | FUEL GAS COMPRESSOR "A" | no data | no data | FGS | no data | Open | no data | no data | no data | no data
no data | 00-VFGS422 | GAS COMPRESSOR"A" CONTROL OIL TO VALVE 00-PSV-FGS-421 ISOLATION | no data | FUEL GAS COMPRESSOR "A" | no data | no data | FGS | no data | OPEN | no data | no data | no data | no data
no data | 00-VFGS423 | GAS COMPRESSOR"A" OIL RESERVOIR DRAIN | no data | FUEL GAS COMPRESSOR "A" | no data | no data | FGS | no data | CLOSED | no data | no data | no data | no data
no data | 00-VFGS424A | GAS COMPRESSOR"A" 227A OIL FILTER VENT VALVE | no data | FUEL GAS COMPRESSOR "A" | no data | no data | FGS | no data | CLOSED | no data | no data | no data | no data
no data | 00-VFGS424E | GAS COMPRESSOR"A" LUBE OIL FILTER PRESSURE EQUALIZATION VALVE | no data | FUEL GAS COMPRESSOR "A" | no data | no data | FGS | no data | CLOSED | no data | no data | no data | no data
no data | 00-VFGS424G | GAS COMPRESSOR"A" 227B OIL FILTER VENT VALVE | no data | FUEL GAS COMPRESSOR "A" | no data | no data | FGS | no data | CLOSED | no data | no data | no data | no data
no data | 00-VFGS442B | GAS COMPRESSOR"A" S/U PURGE OUTLET BLOCK VALVE | no data | FUEL GAS COMPRESSOR "A" | no data | no data | FGS | no data | OPEN | no data | no data | no data | no data
no data | 00-VFGS445A | GAS COMPRESSOR "A" COMPRESSOR INLET PRESSURE TRANSMITER | no data | FUEL GAS COMPRESSOR "A" | no data | no data | FGS | no data | OPEN | no data | no data | no data | no data
no data | 00-VFGS446 | GAS COMPRESSOR"A" INLET HEADER DRAIN | no data | FUEL GAS COMPRESSOR "A" | no data | no data | FGS | no data | CLOSED | no data | no data | no data | no data
no data | 00-VFGS448 | GAS COMPRESSOR"A" GAS SUPPLY TO SEAL FILTER | no data | FUEL GAS COMPRESSOR "A" | no data | no data | FGS | no data | OPEN | no data | no data | no data | no data
no data | 00-VFGS449A | GAS COMPRESSOR "A" COMPRESSOR DISCHARGE PRESSURE TRANSMITER | no data | FUEL GAS COMPRESSOR "A" | no data | no data | FGS | no data | OPEN | no data | no data | no data | no data
no data | 00-VFGS450A | GAS COMPRESSOR "A" FLOW METER HIGH SIDE ISOLATION | no data | FUEL GAS COMPRESSOR "A" | no data | no data | FGS | no data | OPEN | no data | no data | no data | no data
no data | 00-VFGS450B | GAS COMPRESSOR "A" FLOW METER LOW SIDE ISOLATION | no data | FUEL GAS COMPRESSOR "A" | no data | no data | FGS | no data | OPEN | no data | no data | no data | no data
no data | 00-VFGS452 | GAS COMPRESSOR"A" DISCHARGE CONTROL VALVE BLEED | no data | FUEL GAS COMPRESSOR "A" | no data | no data | FGS | no data | CLOSED | no data | no data | no data | no data
no data | 00-VFGS476 | GAS COMPRESSOR"A" INLET BLOCK VALVE | no data | FUEL GAS COMPRESSOR "A" | no data | no data | FGS | no data | OPEN | no data | no data | no data | no data
no data | 00-VFGS479 | GAS COMPRESSOR"A" OUTLET BLOCK VALVE | no data | FUEL GAS COMPRESSOR "A" | no data | no data | FGS | no data | OPEN | no data | no data | no data | no data
no data | 00-VFGS704D | FILTER SEPERATOR COLUM DRAIN | no data | FUEL GAS FILTER/SEPERATOR | no data | no data | FGS | no data | CLOSED | no data | no data | no data | no data
no data | 00-VFGS708D | FILTER/SEPERATOR LEVEL GAGE DRAIN | no data | FUEL GAS FILTER/SEPERATOR | no data | no data | FGS | no data | CLOSED | no data | no data | no data | no data
no data | 00-VFGS708V | FILTER/SEPERATOR LEVEL GAGE VENT | no data | FUEL GAS FILTER/SEPERATOR | no data | no data | FGS | no data | CLOSED | no data | no data | no data | no data
no data | 00-VFGS714D | FILTER SEPERATOR COLUM DRAIN | no data | FUEL GAS FILTER/SEPERATOR | no data | no data | FGS | no data | CLOSED | no data | no data | no data | no data
no data | 00-VFGS718D | FILTER/SEPERATOR LEVEL GAGE DRAIN | no data | FUEL GAS FILTER/SEPERATOR | no data | no data | FGS | no data | CLOSED | no data | no data | no data | no data
no data | 00-VFGS718V | FILTER/SEPERATOR LEVEL GAGE VENT | no data | FUEL GAS FILTER/SEPERATOR | no data | no data | FGS | no data | CLOSED | no data | no data | no data | no data
no data | 00-VFGS720 | FILTER/SEPERATOR LEVEL CONTROL VALVE OUTLET | no data | FUEL GAS FILTER/SEPERATOR | no data | no data | FGS | no data | OPEN | no data | no data | no data | no data
no data | 00-VFGS728 | FILTER SEPERATOR DRAIN TANK LEVEL IND. TRANSMITTER UPPER | no data | FUEL GAS FILTER/SEPERATOR | no data | no data | FGS | no data | OPEN | no data | no data | no data | no data
no data | 00-VFGS733D | 12" FLOW METER STATION INLET VALVE DRAIN | no data | FLOW METERING STATION (03) | no data | no data | FGS | no data | CLOSED | no data | no data | no data | no data
no data | 00-VFGS734D | 6" FLOW METER INLET VALVE DRAIN | no data | FLOW METERING STATION (03) | no data | no data | FGS | no data | CLOSED | no data | no data | no data | no data
no data | 00-VFGS772D | 16" PRI. REGULATING STATION INLET DRAIN | no data | HP REGULATING STATION (08) | no data | no data | FGS | no data | CLOSED | no data | no data | no data | no data
no data | 00-VFGS773D | 16" PRI. REGULATING STATION OULET DRAIN | no data | HP REGULATING STATION (08) | no data | no data | FGS | no data | CLOSED | no data | no data | no data | no data
no data | 00-VFGS774D | 16" SEC. REGULATING STATION INLET DRAIN | no data | HP REGULATING STATION (08) | no data | no data | FGS | no data | CLOSED | no data | no data | no data | no data
no data | 00-VFGS775D | 16" SEC. REGULATING STATION OUTLET DRAIN | no data | HP REGULATING STATION (08) | no data | no data | FGS | no data | CLOSED | no data | no data | no data | no data
no data | 00-VFGS776D | 8" LOW FLOW REGULATING STATION INLET DRAIN | no data | HP REGULATING STATION (08) | no data | no data | FGS | no data | CLOSED | no data | no data | no data | no data
no data | 00-VFGS777D | 8" LOW FLOW REGULATING STATION INLET DRAIN | no data | HP REGULATING STATION (08) | no data | no data | FGS | no data | CLOSED | no data | no data | no data | no data
no data | 00-VFGS780 | PRI. REG. STATION NITROGEN PURGE/DRAIN | no data | HP REGULATING STATION (08) | no data | no data | FGS | no data | Closed | no data | no data | no data | no data
no data | 00-VFGS785D | YV-785 DRAIN VALVE | no data | HP REGULATING STATION (08) | no data | no data | FGS | no data | CLOSED | no data | no data | no data | no data
no data | 00-VFGS788 | PRI. REG. STATION INNERSTAGE NITROGEN PURGE/VENT | no data | HP REGULATING STATION (08) | no data | no data | FGS | no data | CLOSED | no data | no data | no data | no data
no data | 00-VFGS788D | YV-788 DRAIN VALVE | no data | HP REGULATING STATION (08) | no data | no data | FGS | no data | CLOSED | no data | no data | no data | no data
no data | 00-VFGS800A | NITROGEN GENERATOR"A" INLET | no data | NITROGEN GENERATOR | no data | no data | FGS | no data | OPEN | no data | no data | no data | no data
no data | 00-VFGS800B | NITROGEN GENERATOR"B" INLET | no data | NITROGEN GENERATOR | no data | no data | FGS | no data | OPEN | no data | no data | no data | no data
no data | 00-VFGS801A | NITROGEN GENERATOR"A" OUTLET BLOCK VALVE | no data | NITROGEN GENERATOR | no data | no data | FGS | no data | OPEN | no data | no data | no data | no data
no data | 00-VFGS801B | NITROGEN GENERATOR"B" OUTLET BLOCK VALVE | no data | NITROGEN GENERATOR | no data | no data | FGS | no data | OPEN | no data | no data | no data | no data
no data | 00-VFGS804D | FILTER SEPERATOR COLUM DRAIN | no data | FUEL GAS FILTER/SEPERATOR | no data | no data | FGS | no data | CLOSED | no data | no data | no data | no data
no data | 00-VFGS808D | FILTER/SEPERATOR LEVEL GAGE DRAIN | no data | FUEL GAS FILTER/SEPERATOR | no data | no data | FGS | no data | CLOSED | no data | no data | no data | no data
no data | 00-VFGS808V | FILTER/SEPERATOR LEVEL GAGE VENT | no data | FUEL GAS FILTER/SEPERATOR | no data | no data | FGS | no data | CLOSED | no data | no data | no data | no data
no data | 00-VFGS814D | FILTER SEPERATOR COLUM DRAIN | no data | FUEL GAS FILTER/SEPERATOR | no data | no data | FGS | no data | CLOSED | no data | no data | no data | no data
no data | 00-VFGS818D | FILTER/SEPERATOR LEVEL GAGE DRAIN | no data | FUEL GAS FILTER/SEPERATOR | no data | no data | FGS | no data | CLOSED | no data | no data | no data | no data
no data | 00-VFGS818V | FILTER/SEPERATOR LEVEL GAGE VENT | no data | FUEL GAS FILTER/SEPERATOR | no data | no data | FGS | no data | CLOSED | no data | no data | no data | no data
no data | 00-VFGS833D | 12" FLOW METER STATION INLET VALVE DRAIN | no data | FLOW METERING STATION (04) | no data | no data | FGS | no data | CLOSED | no data | no data | no data | no data
no data | 00-VFGS834D | 6" FLOW METER INLET VALVE DRAIN | no data | FLOW METERING STATION (04) | no data | no data | FGS | no data | CLOSED | no data | no data | no data | no data
no data | 00-VFGS872D | 16" PRI. REGULATING STATION INLET DRAIN | no data | HP REGULATING STATION (09) | no data | no data | FGS | no data | CLOSED | no data | no data | no data | no data
no data | 00-VFGS873D | 16" PRI. REGULATING STATION OULET DRAIN | no data | HP REGULATING STATION (09) | no data | no data | FGS | no data | no data | no data | no data | no data | no data
no data | 00-VFGS874D | 16" SEC. REGULATING STATION INLET DRAIN | no data | HP REGULATING STATION (09) | no data | no data | FGS | no data | CLOSED | no data | no data | no data | no data
no data | 00-VFGS875D | 16" SEC. REGULATING STATION OUTLET DRAIN | no data | HP REGULATING STATION (09) | no data | no data | FGS | no data | CLOSED | no data | no data | no data | no data
no data | 00-VFGS876D | 8" LOW FLOW REGULATING STATION INLET DRAIN | no data | HP REGULATING STATION (09) | no data | no data | FGS | no data | CLOSED | no data | no data | no data | no data
no data | 00-VFGS877D | 8" LOW FLOW REGULATING STATION OUTLET DRAIN | no data | HP REGULATING STATION (09) | no data | no data | FGS | no data | CLOSED | no data | no data | no data | no data
no data | 00-VFGS885D | YV-885 DRAIN | no data | HP REGULATING STATION (09) | no data | no data | FGS | no data | CLOSED | no data | no data | no data | no data
no data | 00-VFGS887D | YV-887 DRAIN | no data | HP REGULATING STATION (09) | no data | no data | FGS | no data | CLOSED | no data | no data | no data | no data
no data | 00-VFGS888D | YV-888 DRAIN | no data | HP REGULATING STATION (09) | no data | no data | FGS | no data | CLOSED | no data | no data | no data | no data
no data | 00-VFGS904 | ORDERIZER RAW GAS SUPPLY ISOLATION TO ODORIZER PANEL | no data | FG SUPPLY TO DUCT BURNERS/BUILDING HEATERS | no data | no data | FGS | no data | OPEN | no data | no data | no data | no data
no data | 00-VFGS906 | AUX BOILER HEADER DRAIN BEFORE CONTROL VLV | no data | FG SUPPLY TO DUCT BURNERS/BUILDING HEATERS | no data | no data | FGS | no data | CLOSED | no data | no data | no data | no data
no data | 00-VFGS908 | PRESSURE TRANSMITER ISOLATION INNERSTAGE | no data | FG SUPPLY TO DUCT BURNERS/BUILDING HEATERS | no data | no data | FGS | no data | OPEN | no data | no data | no data | no data
no data | 00-VFGS909 | PRESSURE TRANSMITER ISOLATION INNERSTAGE | no data | FG SUPPLY TO DUCT BURNERS/BUILDING HEATERS | no data | no data | FGS | no data | OPEN | no data | no data | no data | no data
no data | 00-VFGS911 | PRESSURE TRANSMITER ISOLATION AFTER REGULATION VALVE | no data | FG SUPPLY TO DUCT BURNERS/BUILDING HEATERS | no data | no data | FGS | no data | OPEN | no data | no data | no data | no data
no data | 00-VFGS912 | ORDERIZED GAS TO AUX BOILER BUILDING DRAIN BEFORE REGULATING VALVE | no data | FG SUPPLY TO DUCT BURNERS/BUILDING HEATERS | no data | no data | FGS | no data | CLOSED | no data | no data | no data | no data
no data | 00-VFGS913 | SUPPLY PRESSURE TRANSMITTER BUILDING HEAT | no data | FG SUPPLY TO DUCT BURNERS/BUILDING HEATERS | no data | no data | FGS | no data | OPEN | no data | no data | no data | no data
no data | 00-VFGS914 | PRESSURE TRANSMITER ISOLATION AFTER REGULATION VALVE | no data | FG SUPPLY TO DUCT BURNERS/BUILDING HEATERS | no data | no data | FGS | no data | OPEN | no data | no data | no data | no data
no data | 00-VFGS915 | AUX BOILER INNERSTAGE PRESSURE REGULATION VENT | no data | FG SUPPLY TO DUCT BURNERS/BUILDING HEATERS | no data | no data | FGS | no data | CLOSED | no data | no data | no data | no data
no data | 00-VFGS917 | SUPPLY PRESSURE TRANSMITTER BUILDING HEAT | no data | FG SUPPLY TO DUCT BURNERS/BUILDING HEATERS | no data | no data | FGS | no data | OPEN | no data | no data | no data | no data
no data | 00-VFGS920 | ORDERIZED GAS TO AUX BOILER BUILDING DRAIN INNERSTAGE REGULATING VALVE | no data | FG SUPPLY TO DUCT BURNERS/BUILDING HEATERS | no data | no data | FGS | no data | CLOSED | no data | no data | no data | no data
no data | 00-VFGS951 | GLYCOL HEATER DP GUAGE LOW SIDE ISOLATION | no data | FUEL GAS DEW POINT HEATER/GLYCOL PUMP SKID | no data | no data | FGS | no data | OPEN | no data | no data | no data | no data
no data | 00-VFGS953 | GLYCOL HEATER DP DRAIN | no data | FUEL GAS DEW POINT HEATER/GLYCOL PUMP SKID | no data | no data | FGS | no data | CLOSED | no data | no data | no data | no data
no data | 00-VFGS958 | GLYCOL HEATER DRAIN (GLYCOL SIDE) | no data | GLYCOL HEAT EXCHANGER SKID | no data | no data | FGS | no data | CLOSED | no data | no data | no data | no data
no data | 00-VFGS959 | GLYCOL HEATER VENT (GLYCOL SIDE) | no data | GLYCOL HEAT EXCHANGER SKID | no data | no data | FGS | no data | CLOSED | no data | no data | no data | no data
no data | 00-VFGS964 | GLYCOL HEATER DRAIN (GLYCOL SIDE) | no data | GLYCOL HEAT EXCHANGER SKID | no data | no data | FGS | no data | CLOSED | no data | no data | no data | no data
no data | 00-VFGS965 | GLYCOL HEATER VENT (GLYCOL SIDE) | no data | GLYCOL HEAT EXCHANGER SKID | no data | no data | FGS | no data | CLOSED | no data | no data | no data | no data
no data | 00-VFGS968 | GLYCOL PUMP SUCTION TRANSMITTER ISOLATION | no data | FUEL GAS DEW POINT HEATER/GLYCOL PUMP SKID | no data | no data | FGS | no data | OPEN | no data | no data | no data | no data
no data | 00-VFGS968A | GLYCOL PUMP "A" SUCTION | no data | FUEL GAS DEW POINT HEATER/GLYCOL PUMP SKID | no data | no data | FGS | no data | OPEN | no data | no data | no data | no data
no data | 00-VFGS968B | GLYCOL PUMP "B" SUCTION | no data | FUEL GAS DEW POINT HEATER/GLYCOL PUMP SKID | no data | no data | FGS | no data | OPEN | no data | no data | no data | no data
no data | 00-VFGS969 | GLYCOL PUMP SUCTION TRANSMITTER ISOLATION | no data | FUEL GAS DEW POINT HEATER/GLYCOL PUMP SKID | no data | no data | FGS | no data | OPEN | no data | no data | no data | no data
no data | 00-VFGS969A | GLYCOL PUMP "A" SUCTION STRAINER DP ISOLATION | no data | FUEL GAS DEW POINT HEATER/GLYCOL PUMP SKID | no data | no data | FGS | no data | OPEN | no data | no data | no data | no data
no data | 00-VFGS969B | GLYCOL PUMP "B" SUCTION STRAINER DP ISOLATION | no data | FUEL GAS DEW POINT HEATER/GLYCOL PUMP SKID | no data | no data | FGS | no data | OPEN | no data | no data | no data | no data
no data | 00-VFGS970A | GLYCOL PUMP "A" SUCTION STRAINER DP ISOLATION | no data | FUEL GAS DEW POINT HEATER/GLYCOL PUMP SKID | no data | no data | FGS | no data | OPEN | no data | no data | no data | no data
no data | 00-VFGS970B | GLYCOL PUMP "B" SUCTION STRAINER DP ISOLATION | no data | FUEL GAS DEW POINT HEATER/GLYCOL PUMP SKID | no data | no data | FGS | no data | OPEN | no data | no data | no data | no data
no data | 00-VFGS971A | GLYCOL PUMP "A" SUCTION STRAINER DRAIN | no data | FUEL GAS DEW POINT HEATER/GLYCOL PUMP SKID | no data | no data | FGS | no data | CLOSED | no data | no data | no data | no data
no data | 00-VFGS971B | GLYCOL PUMP "B" SUCTION STRAINER DRAIN | no data | FUEL GAS DEW POINT HEATER/GLYCOL PUMP SKID | no data | no data | FGS | no data | CLOSED | no data | no data | no data | no data
no data | 00-VFGS972A | RECIRC ISOLATION PUMP "A" | no data | FUEL GAS DEW POINT HEATER/GLYCOL PUMP SKID | no data | no data | FGS | no data | OPEN | no data | no data | no data | no data
no data | 00-VFGS972B | RECIRC ISOLATION PUMP "B" | no data | FUEL GAS DEW POINT HEATER/GLYCOL PUMP SKID | no data | no data | FGS | no data | OPEN | no data | no data | no data | no data
no data | 00-VFGS973A | GLYCOL PUMP "A" DISCHARGE DRAIN | no data | FUEL GAS DEW POINT HEATER/GLYCOL PUMP SKID | no data | no data | FGS | no data | CLOSED | no data | no data | no data | no data
no data | 00-VFGS973B | GLYCOL PUMP "B" DISCHARGE DRAIN | no data | FUEL GAS DEW POINT HEATER/GLYCOL PUMP SKID | no data | no data | FGS | no data | CLOSED | no data | no data | no data | no data
no data | 00-VFGS974 | GLYCOL PUMPS DISCHARGE PRESSURE TRANSMITTER | no data | FUEL GAS DEW POINT HEATER/GLYCOL PUMP SKID | no data | no data | FGS | no data | OPEN | no data | no data | no data | no data
no data | 00-VFGS974A | GLYCOL PUMP "A" DISCHARGE | no data | FUEL GAS DEW POINT HEATER/GLYCOL PUMP SKID | no data | no data | FGS | no data | OPEN | no data | no data | no data | no data
no data | 00-VFGS974B | GLYCOL PUMP "B" DISCHARGE | no data | FUEL GAS DEW POINT HEATER/GLYCOL PUMP SKID | no data | no data | FGS | no data | OPEN | no data | no data | no data | no data
no data | 00-VFGS975 | GLYCOL PUMPS DISCHARGE PRESSURE TRANSMITTER | no data | FUEL GAS DEW POINT HEATER/GLYCOL PUMP SKID | no data | no data | FGS | no data | OPEN | no data | no data | no data | no data
no data | 00-VFGS976 | GLYCOL EXPANSION TANK ISOLATION | no data | FUEL GAS DEW POINT HEATER/GLYCOL PUMP SKID | no data | no data | FGS | no data | OPEN | no data | no data | no data | no data
no data | 00-VFGS977 | GLYCOL EXPANSION TANK VENT | no data | FUEL GAS DEW POINT HEATER/GLYCOL PUMP SKID | no data | no data | FGS | no data | CLOSED | no data | no data | no data | no data
no data | 00-VFGS981 | GLYCOL FILL ISOLATION | no data | FUEL GAS DEW POINT HEATER/GLYCOL PUMP SKID | no data | no data | FGS | no data | CLOSED | no data | no data | no data | no data
no data | 00-VFGS983 | GLYCOL HEATER DP GUAGE HIGH SIDE ISOLATION | no data | FUEL GAS DEW POINT HEATER/GLYCOL PUMP SKID | no data | no data | FGS | no data | OPEN | no data | no data | no data | no data
no data | 00-VFGS984 | GLYCOL TANK SEPERATOR DRAIN VALV | no data | FUEL GAS DEW POINT HEATER/GLYCOL PUMP SKID | no data | no data | FGS | no data | CLOSED | no data | no data | no data | no data
no data | 00-VFGS984 | GLYCOL HEATER DP DRAIN | no data | FUEL GAS DEW POINT HEATER/GLYCOL PUMP SKID | no data | no data | FGS | no data | CLOSED | no data | no data | no data | no data
no data | 00-VFGS985 | GLYCOL HEATER GAS ISOLATION | no data | FUEL GAS DEW POINT HEATER/GLYCOL PUMP SKID | no data | no data | FGS | no data | OPEN | no data | no data | no data | no data
no data | 00-VFGS986 | GLYCOL HEATER GAS STRAINER DRAIN | no data | FUEL GAS DEW POINT HEATER/GLYCOL PUMP SKID | no data | no data | FGS | no data | CLOSED | no data | no data | no data | no data
no data | 00-VFGS987 | GLYCOL EXPANSION TANK DRAIN | no data | FUEL GAS DEW POINT HEATER/GLYCOL PUMP SKID | no data | no data | FGS | no data | CLOSED | no data | no data | no data | no data
no data | 00-VFGSXXX | ORDERIZER ORDERANT SUPPLY ISOLATION | no data | FG SUPPLY TO DUCT BURNERS/BUILDING HEATERS | no data | no data | FGS | no data | OPEN | no data | no data | no data | no data
no data | 00-VFGSXXX | ORDERISER PANEL ORDERIZED GAS OUTLET | no data | FG SUPPLY TO DUCT BURNERS/BUILDING HEATERS | no data | no data | FGS | no data | OPEN | no data | no data | no data | no data
no data | 00-VFGSXXX | ORDERIZER INJECTION POINT ISOLATION | no data | FG SUPPLY TO DUCT BURNERS/BUILDING HEATERS | no data | no data | FGS | no data | OPEN | no data | no data | no data | no data
no data | 00-VFGS-YV-905 | DRAIN VALVE FOR YV-905 | no data | FG SUPPLY TO DUCT BURNERS/BUILDING HEATERS | no data | no data | FGS | no data | CLOSED | no data | no data | no data | no data
no data | 01-FG-V-0942 | DRAIN AFTER FLOW CONTROL VALVE | no data | UNIT 1 DUCT BURNER | no data | no data | FGS | no data | CLOSED | no data | no data | no data | no data
no data | 01-FG-V-0943 | PILOT HEADER DRAIN AFTER LAST STOP VALVE | no data | UNIT 1 DUCT BURNER | no data | no data | FGS | no data | CLOSED | no data | no data | no data | no data
no data | 01-IV-863A | LIT863A (upper iso) | CRT landing | LIT | no data | Iso Vlv | CND | 94.03.40.100.02-PD-0001-00 (4of13) | OPEN | CLOSED | no data | no data | no data
no data | 01-IV-863C | LIT863B (upper iso) | CRT landing | LIT | no data | Iso Vlv | CND | 94.03.40.100.02-PD-0001-00 (4of13) | OPEN | CLOSED | no data | no data | no data
no data | 01-IV-863E | LIT863C (upper iso) | CRT landing | LIT | no data | Iso Vlv | CND | 94.03.40.100.02-PD-0001-00 (4of13) | OPEN | CLOSED | no data | no data | no data
no data | 01-IV-864A | Level Gauge 864 (upper iso) | CRT landing | LIT | no data | Iso Vlv | CND | 94.03.40.100.02-PD-0001-00 (4of13) | OPEN | CLOSED | no data | no data | no data
no data | 01-IV-866 | PIT866 iso | CRT landing | PIT | no data | Iso Vlv | CND | 94.03.40.100.02-PD-0001-00 (4of13) | OPEN | CLOSED | no data | no data | no data
no data | 01-IV-867A | PIT867A iso | CRT landing | PIT | no data | Iso Vlv | CND | 94.03.40.100.02-PD-0001-00 (4of13) | OPEN | CLOSED | no data | no data | no data
no data | 01-IV-867B | PIT867B iso | CRT landing | PIT | no data | Iso Vlv | CND | 94.03.40.100.02-PD-0001-00 (4of13) | OPEN | CLOSED | no data | no data | no data
no data | 01-IV-867C | PIT867C iso | CRT landing | PIT | no data | Iso Vlv | CND | 94.03.40.100.02-PD-0001-00 (4of13) | OPEN | CLOSED | no data | no data | no data
no data | 01-IV-868 | PIT868 iso | CRT landing | PIT | no data | Iso Vlv | CND | 94.03.40.100.02-PD-0001-00 (4of13) | OPEN | CLOSED | no data | no data | no data
no data | 01-MAA03AA801 | HP turbine inlet steam PITs (101/102/103) | ST lower East | no data | no data | no data | HPS | no data | no data | no data | no data | no data | no data
no data | 01-MAA41AA801 | HP turbine exhaust PITs (110/111/112) | ST lower East | no data | no data | no data | CRH | no data | no data | no data | no data | no data | no data
no data | 01-MAAAA802 | HP turbine inlet steam PITs (101/102/103) | ST lower East | no data | no data | no data | HPS | no data | no data | no data | no data | no data | no data
no data | 01-MAAAA802 | HP turbine exhaust PITs (110/111/112) | ST lower East | no data | no data | no data | CRH | no data | no data | no data | no data | no data | no data
no data | 01-MAAAA803 | HP turbine inlet steam PITs (101/102/103) | ST lower East | no data | no data | no data | HPS | no data | no data | no data | no data | no data | no data
no data | 01-MAAAA803 | HP turbine exhaust PITs (110/111/112) | ST lower East | no data | no data | no data | CRH | no data | no data | no data | no data | no data | no data
no data | 01-MAAAA804 | HP turbine inlet steam PITs (101/102/103) | ST lower East | no data | no data | no data | HPS | no data | no data | no data | no data | no data | no data
no data | 01-MAAAA805 | HP turbine inlet steam PITs (101/102/103) | ST lower East | no data | no data | no data | HPS | no data | no data | no data | no data | no data | no data
no data | 01-MAAAA806 | HP turbine inlet steam PITs (101/102/103) | ST lower East | no data | no data | no data | HPS | no data | no data | no data | no data | no data | no data
no data | 01-MAB03BR801 | IP Turbine Inlet steam PITs (113/114/115) | ST lower East | no data | no data | no data | HRH | no data | no data | no data | no data | no data | no data
no data | 01-MABBR802 | IP Turbine Inlet steam PITs (113/114/115) | ST lower East | no data | no data | no data | HRH | no data | no data | no data | no data | no data | no data
no data | 01-MABBR803 | IP Turbine Inlet steam PITs (113/114/115) | ST lower East | no data | no data | no data | HRH | no data | no data | no data | no data | no data | no data
no data | 01-MAC03AA801 | LP Turbine inlet steam PIT (123) | ST lower | no data | no data | no data | LPS | no data | no data | no data | no data | no data | no data
no data | 01-MAW01AA001 | GS Exhauster A inlet | ST upper East | GS condenser | no data | no data | STP | no data | no data | no data | no data | no data | no data
no data | 01-MAW01AA001 | GS Exhauster A inlet | ST upper West | ST seals | no data | no data | STP | no data | no data | no data | no data | no data | no data
no data | 01-MAW01AA002 | GS Exhauster B inlet | ST upper East | GS condenser | no data | no data | STP | no data | no data | no data | no data | no data | no data
no data | 01-MAW01AA002 | GS Exhauster B inlet | ST upper West | ST seals | no data | no data | STP | no data | no data | no data | no data | no data | no data
no data | 01-nodata1 | Air ejector suction/discharge | CRT landing | CRT/Air ejector | no data | Iso Vlv | AXS | no data | no data | no data | no data | no data | no data
no data | 01-nodata2 | Cond. Receiver Tank PITs | CRT area | PIT | no data | no data | CND | no data | OPEN | no data | no data | no data | no data
no data | 01-nodata3 | ACC street iso bypass trap (2 sets) | CRT area | ACC | no data | no data | CND | no data | CLOSED | no data | no data | no data | no data
no data | 01-nodata4 | Steam Duct Drip Leg LT iso (6 valves) | ST Drains Tank area | ST DT pump | no data | no data | no data | no data | no data | no data | no data | no data | no data
no data | 01-nodata5 | Drains tank sump pump A | ST Drains Tank area | ST DT pump | no data | no data | VSTP | no data | no data | no data | no data | no data | no data
no data | 01-nodata6 | Drains tank sump pump B | ST Drains Tank area | ST DT pump | no data | no data | VSTP | no data | no data | no data | no data | no data | no data
no data | 01-nodata7 | Condenser Vacuum PITs (127/128/129) | ST upper East | PT | no data | no data | no data | no data | no data | no data | no data | no data | no data
no data | 01-nodata8 | LP steam PIT (turbine side) | ST lower | no data | no data | no data | LPS | no data | no data | no data | no data | no data | no data
no data | 01-nodata9 | BFP "A" CCW inlet/outlet | HRSG lower West | no data | no data | no data | BFW | no data | no data | no data | no data | no data | no data
no data | 01-nodata10 | BFP "B" CCW inlet/outlet | HRSG lower West | no data | no data | no data | BFW | no data | no data | no data | no data | no data | no data
no data | 01-nodata11 | ECA pump"A" drain | HRSG SE | ECA | no data | no data | CND | no data | CLOSED | no data | no data | no data | no data
no data | 01-nodata12 | ECA pump"B" drain | HRSG SE | ECA | no data | no data | CND | no data | CLOSED | no data | no data | no data | no data
no data | 01-nodata13 | HP/IP/LP intermittent blowdown drains | HRSG NE | BDT | no data | no data | HBD | no data | no data | no data | no data | no data | no data
no data | 01-nodata14 | IP continuous BD manual regulator (BD tank) | HRSG NE | BDT | no data | no data | HBD | no data | no data | no data | no data | no data | no data
no data | 01-nodata15 | LP/IP/HP intermitent BD drains (in the pit) | HRSG NE | BDT | no data | no data | HBD | no data | no data | no data | no data | no data | no data
no data | 01-nodata16 | BFP "A" IP FW discharge iso bypass | Pipe Rack 1st | BFP A | no data | no data | BFW | no data | CLOSED | no data | no data | no data | no data
no data | 01-nodata17 | BFP "A" IP FW discharge iso equalizing valve | Pipe Rack 1st | BFP A | no data | no data | BFW | no data | OPEN | no data | no data | no data | no data
no data | 01-nodata18 | BFP "A" HP FW discharge MOV equalizing valve | Pipe Rack 1st | BFP A | no data | no data | BFW | no data | OPEN | no data | no data | no data | no data
no data | 01-nodata19 | BFP "B" IP FW discharge MOV equalizing valve | Pipe Rack 1st | BFP B | no data | no data | BFW IP | no data | OPEN | no data | no data | no data | no data
no data | 01-nodata20 | GAS COMPRESSOR"B" INLET BLOCK VALVE | no data | FUEL GAS COMPRESSOR "B" | no data | no data | FGS | no data | OPEN | no data | no data | no data | no data
no data | 01-nodata21 | GAS COMPRESSOR"B" S/U PURGE INLET BLOCK VALVE | no data | FUEL GAS COMPRESSOR "B" | no data | no data | FGS | no data | OPEN | no data | no data | no data | no data
no data | 01-nodata22 | GAS COMPRESSOR"B" S/U PURGE OUTLET BLOCK VALVE | no data | FUEL GAS COMPRESSOR "B" | no data | no data | FGS | no data | OPEN | no data | no data | no data | no data
no data | 01-nodata23 | GAS COMPRESSOR"B" GAS PURGE NITROGEN FILL/DRAIN VALVE | no data | FUEL GAS COMPRESSOR "B" | no data | no data | FGS | no data | CLOSED | no data | no data | no data | no data
no data | 01-nodata24 | GAS COMPRESSOR"B" INLET HEADER DRAIN | no data | FUEL GAS COMPRESSOR "B" | no data | no data | FGS | no data | CLOSED | no data | no data | no data | no data
no data | 01-nodata25 | GAS COMPRESSOR"B" GAS SUPPLY TO SEAL FILTER | no data | FUEL GAS COMPRESSOR "B" | no data | no data | FGS | no data | OPEN | no data | no data | no data | no data
no data | 01-nodata26 | GAS COMPRESSOR"B" DISCHARGE CONTROL VALVE BLEED | no data | FUEL GAS COMPRESSOR "B" | no data | no data | FGS | no data | CLOSED | no data | no data | no data | no data
no data | 01-nodata27 | GAS COMPRESSOR"B" OUTLET BLOCK VALVE | no data | FUEL GAS COMPRESSOR "B" | no data | no data | FGS | no data | OPEN | no data | no data | no data | no data
no data | 01-nodata28 | GAS COMPRESSOR"B" SEAL SUPPLY FLOW VALVE | no data | FUEL GAS COMPRESSOR "B" | no data | no data | FGS | no data | OPEN | no data | no data | no data | no data
no data | 01-nodata29 | GAS COMPRESSOR"B" SEAL SUPPLY BLOCK VALVE | no data | FUEL GAS COMPRESSOR "B" | no data | no data | FGS | no data | OPEN | no data | no data | no data | no data
no data | 01-nodata30 | NITROGEN SUPPLY TO SEAL BLOCK VALVE | no data | FUEL GAS COMPRESSOR "B" | no data | no data | FGS | no data | Open | no data | no data | no data | no data
no data | 01-nodata31 | GAS COMPRESSOR"B" LUBE OIL FILTER PRESSURE EQUALIZATION VALVE | no data | FUEL GAS COMPRESSOR "B" | no data | no data | FGS | no data | CLOSED | no data | no data | no data | no data
no data | 01-nodata32 | GAS COMPRESSOR"B" 227A OIL FILTER VENT VALVE | no data | FUEL GAS COMPRESSOR "B" | no data | no data | FGS | no data | CLOSED | no data | no data | no data | no data
no data | 01-nodata33 | GAS COMPRESSOR"B" 227B OIL FILTER VENT VALVE | no data | FUEL GAS COMPRESSOR "B" | no data | no data | FGS | no data | CLOSED | no data | no data | no data | no data
no data | 01-nodata34 | GAS COMPRESSOR"B" CONTROL OIL TO VALVE 00-PSV-FGS-421 ISOLATION | no data | FUEL GAS COMPRESSOR "B" | no data | no data | FGS | no data | OPEN | no data | no data | no data | no data
no data | 01-nodata35 | GAS COMPRESSOR"B" OIL RESERVOIR DRAIN | no data | FUEL GAS COMPRESSOR "B" | no data | no data | FGS | no data | CLOSED | no data | no data | no data | no data
no data | 01-nodata36 | GAS COMPRESSOR "B" COMPRESSOR DISCHARGE PRESSURE TRANSMITER | no data | FUEL GAS COMPRESSOR "B" | no data | no data | FGS | no data | OPEN | no data | no data | no data | no data
no data | 01-nodata37 | GAS COMPRESSOR "B" COMPRESSOR INLET PRESSURE TRANSMITER | no data | FUEL GAS COMPRESSOR "B" | no data | no data | FGS | no data | OPEN | no data | no data | no data | no data
no data | 01-nodata38 | GAS COMPRESSOR "B" FLOW METER HIGH SIDE ISOLATION | no data | FUEL GAS COMPRESSOR "B" | no data | no data | FGS | no data | OPEN | no data | no data | no data | no data
no data | 01-nodata39 | GAS COMPRESSOR "B" FLOW METER LOW SIDE ISOLATION | no data | FUEL GAS COMPRESSOR "B" | no data | no data | FGS | no data | OPEN | no data | no data | no data | no data
no data | 01-nodata40 | GAS COMPRESSOR "B" SEAL GAS SUPPLY FILTER DP TRANSMITTER HIGH SIDE | no data | FUEL GAS COMPRESSOR "B" | no data | no data | FGS | no data | OPEN | no data | no data | no data | no data
no data | 01-nodata41 | GAS COMPRESSOR "B" SEAL GAS SUPPLY FILTER DP TRANSMITTER LOW SIDE | no data | FUEL GAS COMPRESSOR "B" | no data | no data | FGS | no data | OPEN | no data | no data | no data | no data
no data | 01-nodata42 | GAS COMPRESSOR "B" SEAL VENT PRESSURE TRANSMITTER ISOLATION | no data | FUEL GAS COMPRESSOR "B" | no data | no data | FGS | no data | OPEN | no data | no data | no data | no data
no data | 01-nodata43 | GAS COMPRESSOR"C" INLET BLOCK VALVE | no data | FUEL GAS COMPRESSOR "C" | no data | no data | FGS | no data | OPEN | no data | no data | no data | no data
no data | 01-nodata44 | GAS COMPRESSOR"C" S/U PURGE INLET BLOCK VALVE | no data | FUEL GAS COMPRESSOR "C" | no data | no data | FGS | no data | OPEN | no data | no data | no data | no data
no data | 01-nodata45 | GAS COMPRESSOR"C" S/U PURGE OUTLET BLOCK VALVE | no data | FUEL GAS COMPRESSOR "C" | no data | no data | FGS | no data | OPEN | no data | no data | no data | no data
no data | 01-nodata46 | GAS COMPRESSOR"C" GAS PURGE NITROGEN FILL/DRAIN VALVE | no data | FUEL GAS COMPRESSOR "C" | no data | no data | FGS | no data | CLOSED | no data | no data | no data | no data
no data | 01-nodata47 | GAS COMPRESSOR"C" INLET HEADER DRAIN | no data | FUEL GAS COMPRESSOR "C" | no data | no data | FGS | no data | CLOSED | no data | no data | no data | no data
no data | 01-nodata48 | GAS COMPRESSOR"C" GAS SUPPLY TO SEAL FILTER | no data | FUEL GAS COMPRESSOR "C" | no data | no data | FGS | no data | OPEN | no data | no data | no data | no data
no data | 01-nodata49 | GAS COMPRESSOR"C" DISCHARGE CONTROL VALVE BLEED | no data | FUEL GAS COMPRESSOR "C" | no data | no data | FGS | no data | CLOSED | no data | no data | no data | no data
no data | 01-nodata50 | GAS COMPRESSOR"C" OUTLET BLOCK VALVE | no data | FUEL GAS COMPRESSOR "C" | no data | no data | FGS | no data | OPEN | no data | no data | no data | no data
no data | 01-nodata51 | GAS COMPRESSOR"C" SEAL SUPPLY FLOW VALVE | no data | FUEL GAS COMPRESSOR "C" | no data | no data | FGS | no data | OPEN | no data | no data | no data | no data
no data | 01-nodata52 | GAS COMPRESSOR"C" SEAL SUPPLY BLOCK VALVE | no data | FUEL GAS COMPRESSOR "C" | no data | no data | FGS | no data | OPEN | no data | no data | no data | no data
no data | 01-nodata53 | NITROGEN SUPPLY TO SEAL BLOCK VALVE | no data | FUEL GAS COMPRESSOR "C" | no data | no data | FGS | no data | Open | no data | no data | no data | no data
no data | 01-nodata54 | GAS COMPRESSOR"C" LUBE OIL FILTER PRESSURE EQUALIZATION VALVE | no data | FUEL GAS COMPRESSOR "C" | no data | no data | FGS | no data | CLOSED | no data | no data | no data | no data
no data | 01-nodata55 | GAS COMPRESSOR"C" 227A OIL FILTER VENT VALVE | no data | FUEL GAS COMPRESSOR "C" | no data | no data | FGS | no data | CLOSED | no data | no data | no data | no data
no data | 01-nodata56 | GAS COMPRESSOR"C" 227B OIL FILTER VENT VALVE | no data | FUEL GAS COMPRESSOR "C" | no data | no data | FGS | no data | CLOSED | no data | no data | no data | no data
no data | 01-nodata57 | GAS COMPRESSOR"C" CONTROL OIL TO VALVE 00-PSV-FGS-421 ISOLATION | no data | FUEL GAS COMPRESSOR "C" | no data | no data | FGS | no data | OPEN | no data | no data | no data | no data
no data | 01-nodata58 | GAS COMPRESSOR"C" OIL RESERVOIR DRAIN | no data | FUEL GAS COMPRESSOR "C" | no data | no data | FGS | no data | CLOSED | no data | no data | no data | no data
no data | 01-nodata59 | GAS COMPRESSOR "C" COMPRESSOR DISCHARGE PRESSURE TRANSMITER | no data | FUEL GAS COMPRESSOR "C" | no data | no data | FGS | no data | OPEN | no data | no data | no data | no data
no data | 01-nodata60 | GAS COMPRESSOR "C" COMPRESSOR INLET PRESSURE TRANSMITER | no data | FUEL GAS COMPRESSOR "C" | no data | no data | FGS | no data | OPEN | no data | no data | no data | no data
no data | 01-nodata61 | GAS COMPRESSOR "C" FLOW METER HIGH SIDE ISOLATION | no data | FUEL GAS COMPRESSOR "C" | no data | no data | FGS | no data | OPEN | no data | no data | no data | no data
no data | 01-nodata62 | GAS COMPRESSOR "C" FLOW METER LOW SIDE ISOLATION | no data | FUEL GAS COMPRESSOR "C" | no data | no data | FGS | no data | OPEN | no data | no data | no data | no data
no data | 01-nodata63 | GAS COMPRESSOR "C" SEAL GAS SUPPLY FILTER DP TRANSMITTER HIGH SIDE | no data | FUEL GAS COMPRESSOR "C" | no data | no data | FGS | no data | OPEN | no data | no data | no data | no data
no data | 01-nodata64 | GAS COMPRESSOR "C" SEAL GAS SUPPLY FILTER DP TRANSMITTER LOW SIDE | no data | FUEL GAS COMPRESSOR "C" | no data | no data | FGS | no data | OPEN | no data | no data | no data | no data
no data | 01-nodata65 | GAS COMPRESSOR "C" SEAL VENT PRESSURE TRANSMITTER ISOLATION | no data | FUEL GAS COMPRESSOR "C" | no data | no data | FGS | no data | OPEN | no data | no data | no data | no data
no data | 01-VAX159 | GS supply iso before superheater | ST lower East | Gland Steam | no data | no data | STP | no data | no data | no data | no data | no data | no data
no data | 01-VAX159 | GS supply iso before superheater | ST lower | ST seals | no data | no data | STP | no data | no data | no data | no data | no data | no data
no data | 01-VAXS |  | Pipe Rack 1st | Aux Steam Header | no data | no data | AXS | no data | no data | no data | no data | no data | no data
no data | 01-VBDN613 | HRSGs sump discharge to SW tank | HRSG NE | BDT | no data | no data | HBD | no data | no data | no data | no data | no data | no data
no data | 01-VBDN614 | HRSGs sump discharge to SW tank vent/drain | HRSG NE | BDT | no data | no data | HBD | no data | no data | no data | no data | no data | no data
no data | 01-VBDN615 | HRSGs sump discharge to SW tank vent/drain | HRSG NE | BDT | no data | no data | HBD | no data | no data | no data | no data | no data | no data
no data | 01-VBDN687 | HRSGs sump discharge to WW sump | HRSG NE | BDT | no data | no data | HBD | no data | no data | no data | no data | no data | no data
no data | 01-VBDN688 | HRSGs sump discharge to WW sump vent/drain | HRSG NE | BDT | no data | no data | HBD | no data | no data | no data | no data | no data | no data
no data | 01-VBDN689 | HRSGs sump discharge to WW sump vent/drain | HRSG NE | BDT | no data | no data | HBD | no data | no data | no data | no data | no data | no data
no data | 01-VBFV | BFP "A" IP FW discharge MOV equalizing valve | Pipe Rack 1st | BFP A | no data | no data | BFW | no data | no data | no data | no data | no data | no data
no data | 01-VBFV189 | BFP "A" HP FW discharge vent (2) valves | Pipe Rack 1st | BFP A | no data | no data | BFW | no data | CLOSED | no data | no data | no data | no data
no data | 01-VBFV190 | BFP "A" HP FW discharge vent (2) valves | Pipe Rack 1st | BFP A | no data | no data | BFW | no data | CLOSED | no data | no data | no data | no data
no data | 01-VBFV192 | BFP "A" HP FW discharge drain (2) valves | Pipe Rack 1st | BFP A | no data | no data | BFW | no data | CLOSED | no data | no data | no data | no data
no data | 01-VBFV193 | BFP "A" HP FW discharge drain (2) valves | Pipe Rack 1st | BFP A | no data | no data | BFW | no data | CLOSED | no data | no data | no data | no data
no data | 01-VBFV271 | BFP "A" HP FW discharge iso | Pipe Rack 1st | BFP A | no data | no data | BFW | no data | OPEN | no data | no data | no data | no data
no data | 01-VBFV271 | BFP "A" HP FW discharge iso equalizing valve | Pipe Rack 1st | BFP A | no data | no data | BFW | no data | OPEN | no data | no data | no data | no data
no data | 01-VBFV271 | BFP "A" HP FW discharge iso bypass | Pipe Rack 1st | BFP A | no data | no data | BFW | no data | CLOSED | no data | no data | no data | no data
no data | 01-VBFW | BFP "A" HP FW recirc iso before CV | CRT landing | CV/CRT | no data | Iso Vlv | BFW | no data | OPEN | CLOSED | no data | no data | no data
no data | 01-VBFW | BFP "B" HP FW recirc iso before CV | CRT landing | CV/CRT | no data | Iso Vlv | BFW | no data | OPEN | CLOSED | no data | no data | no data
no data | 01-VBFW | From TCA to CRT before CV iso | CRT landing | CV/CRT | no data | Iso Vlv | BFW | no data | OPEN | CLOSED | no data | no data | no data
no data | 01-VBFW | BFP suction strainer blowdown | Pipe Rack 1st | BFP A/B suction | no data | no data | BFW | no data | CLOSED | no data | no data | no data | no data
no data | 01-VBFW | BFP "B" IP FW discharge iso bypass | Pipe Rack 1st | BFP B | no data | no data | BFW IP | no data | CLOSED | no data | no data | no data | no data
no data | 01-VBFW | BFP "B" IP FW discharge iso equalizing valve | Pipe Rack 1st | BFP B | no data | no data | BFW IP | no data | OPEN | no data | no data | no data | no data
no data | 01-VBFW | BFP "B" HP FW discharge iso equalizing valve | Pipe Rack 1st | BFP B | no data | no data | BFW HP | no data | OPEN | no data | no data | no data | no data
no data | 01-VBFW | BFP "B" HP FW discharge iso bypass | Pipe Rack 1st | BFP B | no data | no data | BFW HP | no data | CLOSED | no data | no data | no data | no data
no data | 01-VBFW | BFP "B" HP FW discharge MOV equalizing valve | Pipe Rack 1st | BFP B | no data | no data | BFW HP | no data | OPEN | no data | no data | no data | no data
no data | 01-VBFW | From TCA to Cond. Receiver Tank before CV iso | CRT | TCA | no data | no data | BFW HP | no data | OPEN | no data | no data | no data | no data
no data | 01-VBFW | To Gas performance heater MOV bypass | one level under LP Drum | FGPH | no data | no data | BFW IP | no data | CLOSED | no data | no data | no data | no data
no data | 01-VBFW124 | IP FW to HP bypass FT iso | Pipe Rack 3rd | Attemperator HP | no data | no data | BFW IP | no data | OPEN | no data | no data | no data | no data
no data | 01-VBFW124F | HRH terminal atemperator flow meter (3 tramsmitters) | Pipe Rack 2nd | Attemperator HRH | no data | no data | BFW IP | no data | OPEN | no data | no data | no data | no data
no data | 01-VBFW125 | IP FW to HP bypass FT iso | Pipe Rack 3rd | Attemperator HP | no data | no data | BFW IP | no data | OPEN | no data | no data | no data | no data
no data | 01-VBFW126 | IP FW to HP bypass FT iso | Pipe Rack 3rd | Attemperator HP | no data | no data | BFW IP | no data | OPEN | no data | no data | no data | no data
no data | 01-VBFW127 | IP FW to HP bypass FT iso | Pipe Rack 3rd | Attemperator HP | no data | no data | BFW IP | no data | OPEN | no data | no data | no data | no data
no data | 01-VBFW180F | BFP "B" suction PIT iso (3) | HRSG lower West | no data | no data | no data | BFW | no data | OPEN | no data | no data | no data | no data
no data | 01-VBFW180F | BFP "B" suction PIT iso (3) | Pipe Rack 1st | BFP B | no data | no data | BFW | no data | OPEN | no data | no data | no data | no data
no data | 01-VBFW2278 | Gas performance heater Level switch vessel 2 | FGPH | FGPH | no data | no data | BFW IP | no data | OPEN | no data | no data | no data | no data
no data | 01-VBFW3346 | Gas performance heater Low flow CV iso (before) | FGPH | FGPH | no data | no data | BFW IP | no data | OPEN | no data | no data | no data | no data
no data | 01-VBFW385F | FW to HP terminal atemperator (3) Flow meters | Pipe Rack 1st | Attemperator HP | no data | no data | BFW HP | no data | OPEN | no data | no data | no data | no data
no data | 01-VBFW394F | BFP "A" suction PIT iso (3) (at the pump) | HRSG lower West | no data | no data | no data | BFW | no data | OPEN | no data | no data | no data | no data
no data | 01-VBFW394F | BFP "A" suction PIT iso (3) (at the pump) | Pipe Rack 1st | BFP A | no data | no data | BFW | no data | OPEN | no data | no data | no data | no data
no data | 01-VBFW820 | (2) Flow transmitters (8) valves | no data | no data | no data | no data | BFW IP | no data | OPEN | no data | no data | no data | no data
no data | 01-VBFW820 | (2) Flow transmitters (8) valves | HRSG lower | Attemperator HRH | no data | no data | BFW IP | no data | OPEN | no data | no data | no data | no data
no data | 01-VBFW821 | (2) Flow transmitters (8) valves | no data | no data | no data | no data | BFW IP | no data | OPEN | no data | no data | no data | no data
no data | 01-VBFW821 | (2) Flow transmitters (8) valves | HRSG lower | Attemperator HRH | no data | no data | BFW IP | no data | OPEN | no data | no data | no data | no data
no data | 01-VBFW822 | (2) Flow transmitters (8) valves | no data | no data | no data | no data | BFW IP | no data | OPEN | no data | no data | no data | no data
no data | 01-VBFW822 | (2) Flow transmitters (8) valves | HRSG lower | Attemperator HRH | no data | no data | BFW IP | no data | OPEN | no data | no data | no data | no data
no data | 01-VBFW823 | (2) Flow transmitters (8) valves | no data | no data | no data | no data | BFW IP | no data | OPEN | no data | no data | no data | no data
no data | 01-VBFW823 | (2) Flow transmitters (8) valves | HRSG lower | Attemperator HRH | no data | no data | BFW IP | no data | OPEN | no data | no data | no data | no data
no data | 01-VBFW824 | (2) Flow transmitters (8) valves | no data | no data | no data | no data | BFW IP | no data | OPEN | no data | no data | no data | no data
no data | 01-VBFW824 | (2) Flow transmitters (8) valves | HRSG lower | Attemperator HRH | no data | no data | BFW IP | no data | OPEN | no data | no data | no data | no data
no data | 01-VBFW825 | (2) Flow transmitters (8) valves | no data | no data | no data | no data | BFW IP | no data | OPEN | no data | no data | no data | no data
no data | 01-VBFW825 | (2) Flow transmitters (8) valves | HRSG lower | Attemperator HRH | no data | no data | BFW IP | no data | OPEN | no data | no data | no data | no data
no data | 01-VBFW826 | Strainer DPT (4) valves | no data | no data | no data | no data | BFW IP | no data | OPEN | no data | no data | no data | no data
no data | 01-VBFW826 | Strainer DPT (4) valves | HRSG lower | Attemperator HRH | no data | no data | BFW IP | no data | OPEN | no data | no data | no data | no data
no data | 01-VBFW827 | Strainer DPT (4) valves | no data | no data | no data | no data | BFW IP | no data | OPEN | no data | no data | no data | no data
no data | 01-VBFW827 | Strainer DPT (4) valves | HRSG lower | Attemperator HRH | no data | no data | BFW IP | no data | OPEN | no data | no data | no data | no data
no data | 01-VBFW828 | Strainer DPT (4) valves | no data | no data | no data | no data | BFW IP | no data | OPEN | no data | no data | no data | no data
no data | 01-VBFW828 | Strainer DPT (4) valves | HRSG lower | Attemperator HRH | no data | no data | BFW IP | no data | OPEN | no data | no data | no data | no data
no data | 01-VBFW829 | Strainer DPT (4) valves | no data | no data | no data | no data | BFW IP | no data | OPEN | no data | no data | no data | no data
no data | 01-VBFW829 | Strainer DPT (4) valves | HRSG lower | Attemperator HRH | no data | no data | BFW IP | no data | OPEN | no data | no data | no data | no data
no data | 01-VBFW848 | Strainer Drain (2) valves | no data | no data | no data | no data | BFW IP | no data | CLOSED | no data | no data | no data | no data
no data | 01-VBFW848 | Strainer Drain (2) valves | HRSG lower | Attemperator HRH | no data | no data | BFW IP | no data | CLOSED | no data | no data | no data | no data
no data | 01-VBFW849 | Strainer Drain (2) valves | no data | no data | no data | no data | BFW IP | no data | CLOSED | no data | no data | no data | no data
no data | 01-VBFW849 | Strainer Drain (2) valves | HRSG lower | Attemperator HRH | no data | no data | BFW IP | no data | CLOSED | no data | no data | no data | no data
no data | 01-VBFW918 | (2) Flow transmitters (8) valves | no data | no data | no data | no data | BFW IP | no data | OPEN | no data | no data | no data | no data
no data | 01-VBFW918 | (2) Flow transmitters (8) valves | HRSG lower | Attemperator HRH | no data | no data | BFW IP | no data | OPEN | no data | no data | no data | no data
no data | 01-VBFW919 | (2) Flow transmitters (8) valves | no data | no data | no data | no data | BFW IP | no data | OPEN | no data | no data | no data | no data
no data | 01-VBFW919 | (2) Flow transmitters (8) valves | HRSG lower | Attemperator HRH | no data | no data | BFW IP | no data | OPEN | no data | no data | no data | no data
no data | 01-VBFW930 | After CV iso | no data | no data | no data | no data | BFW IP | no data | OPEN | no data | no data | no data | no data
no data | 01-VBFW930 | After CV iso | HRSG lower | Attemperator HRH | no data | no data | BFW IP | no data | OPEN | no data | no data | no data | no data
no data | 01-VBFW960 | Drain before CV | no data | no data | no data | no data | BFW IP | no data | CLOSED | no data | no data | no data | no data
no data | 01-VBFW960 | Drain before CV | HRSG lower | Attemperator HRH | no data | no data | BFW IP | no data | CLOSED | no data | no data | no data | no data
no data | 01-VBFW961 | Drain before CV | no data | no data | no data | no data | BFW IP | no data | CLOSED | no data | no data | no data | no data
no data | 01-VBFW961 | Drain before CV | HRSG lower | Attemperator HRH | no data | no data | BFW IP | no data | CLOSED | no data | no data | no data | no data
no data | 01-VBFW962 | Drain after check (2) valves | no data | no data | no data | no data | BFW IP | no data | CLOSED | no data | no data | no data | no data
no data | 01-VBFW962 | Drain after check (2) valves | HRSG lower | Attemperator HRH | no data | no data | BFW IP | no data | CLOSED | no data | no data | no data | no data
no data | 01-VBFW963 | Drain after check (2) valves | no data | no data | no data | no data | BFW IP | no data | CLOSED | no data | no data | no data | no data
no data | 01-VBFW963 | Drain after check (2) valves | HRSG lower | Attemperator HRH | no data | no data | BFW IP | no data | CLOSED | no data | no data | no data | no data
no data | 01-VBFWF100F | HRH terminal atemperator flow meter (3 tramsmitters) | Pipe Rack 2nd | Attemperator HRH | no data | no data | BFW IP | no data | OPEN | no data | no data | no data | no data
no data | 01-VBFWF102F | HRH terminal atemperator flow meter (3 tramsmitters) | Pipe Rack 2nd | Attemperator HRH | no data | no data | BFW IP | no data | OPEN | no data | no data | no data | no data
no data | 01-VBFWF104F | HRH terminal atemperator flow meter (3 tramsmitters) | Pipe Rack 2nd | Attemperator HRH | no data | no data | BFW IP | no data | OPEN | no data | no data | no data | no data
no data | 01-VBFWF110F | HRH terminal atemperator flow meter (3 tramsmitters) | Pipe Rack 2nd | Attemperator HRH | no data | no data | BFW IP | no data | OPEN | no data | no data | no data | no data
no data | 01-VBFWF117F | FW to HP terminal atemperator (3) Flow meters | Pipe Rack 1st | Attemperator HP | no data | no data | BFW HP | no data | OPEN | no data | no data | no data | no data
no data | 01-VBFWF120F | FW to HP terminal atemperator (3) Flow meters | Pipe Rack 1st | Attemperator HP | no data | no data | BFW HP | no data | OPEN | no data | no data | no data | no data
no data | 01-VBFWF121F | FW to HP terminal atemperator (3) Flow meters | Pipe Rack 1st | Attemperator HP | no data | no data | BFW HP | no data | OPEN | no data | no data | no data | no data
no data | 01-VBFWF122F | FW to HP terminal atemperator (3) Flow meters | Pipe Rack 1st | Attemperator HP | no data | no data | BFW HP | no data | OPEN | no data | no data | no data | no data
no data | 01-VBFWF125F | HRH terminal atemperator flow meter (3 tramsmitters) | Pipe Rack 2nd | Attemperator HRH | no data | no data | BFW IP | no data | OPEN | no data | no data | no data | no data
no data | 01-VBFWF126F | HRH terminal atemperator flow meter (3 tramsmitters) | Pipe Rack 2nd | Attemperator HRH | no data | no data | BFW IP | no data | OPEN | no data | no data | no data | no data
no data | 01-VBFWF127F | HRH terminal atemperator flow meter (3 tramsmitters) | Pipe Rack 2nd | Attemperator HRH | no data | no data | BFW IP | no data | OPEN | no data | no data | no data | no data
no data | 01-VBFWF159F | BFP "A" suction PIT iso (3) (at the pump) | HRSG lower West | no data | no data | no data | BFW | no data | OPEN | no data | no data | no data | no data
no data | 01-VBFWF159F | BFP "A" suction PIT iso (3) (at the pump) | Pipe Rack 1st | BFP A | no data | no data | BFW | no data | OPEN | no data | no data | no data | no data
no data | 01-VBFWF160F | BFP "A" suction PIT iso (3) (at the pump) | HRSG lower West | no data | no data | no data | BFW | no data | OPEN | no data | no data | no data | no data
no data | 01-VBFWF160F | BFP "A" suction PIT iso (3) (at the pump) | Pipe Rack 1st | BFP A | no data | no data | BFW | no data | OPEN | no data | no data | no data | no data
no data | 01-VBFWF179F | BFP "B" suction PIT iso (3) | HRSG lower West | no data | no data | no data | BFW | no data | OPEN | no data | no data | no data | no data
no data | 01-VBFWF179F | BFP "B" suction PIT iso (3) | Pipe Rack 1st | BFP B | no data | no data | BFW | no data | OPEN | no data | no data | no data | no data
no data | 01-VBFWF395F | BFP "B" suction PIT iso (3) | HRSG lower West | no data | no data | no data | BFW | no data | OPEN | no data | no data | no data | no data
no data | 01-VBFWF395F | BFP "B" suction PIT iso (3) | Pipe Rack 1st | BFP B | no data | no data | BFW | no data | OPEN | no data | no data | no data | no data
no data | 01-VBFWF507F | FW to HP terminal atemperator (3) Flow meters | Pipe Rack 1st | Attemperator HP | no data | no data | BFW HP | no data | OPEN | no data | no data | no data | no data
no data | 01-VBFWF515F | FW to HP terminal atemperator (3) Flow meters | Pipe Rack 1st | Attemperator HP | no data | no data | BFW HP | no data | OPEN | no data | no data | no data | no data
no data | 01-VBFWF533F | FW to HP terminal atemperator (3) Flow meters | Pipe Rack 1st | Attemperator HP | no data | no data | BFW HP | no data | OPEN | no data | no data | no data | no data
no data | 01-VBND100 | BD tank sump pump discharge FT | HRSG NE | BDT | no data | no data | HBD | no data | no data | no data | no data | no data | no data
no data | 01-VBND101 | BD tank sump pump discharge FT | HRSG NE | BDT | no data | no data | HBD | no data | no data | no data | no data | no data | no data
no data | 01-V-BUR800 | DUCT BURNER ISOLATION | no data | UNIT 1 DUCT BURNER | no data | no data | FGS | no data | OPEN | no data | no data | no data | no data
no data | 01-V-BUR803 | GAS FLOW INDICATING TRANSMITTER ISOLATION | no data | UNIT 1 DUCT BURNER | no data | no data | FGS | no data | OPEN | no data | no data | no data | no data
no data | 01-V-BUR804 | GAS FLOW INDICATING TRANSMITTER ISOLATION | no data | UNIT 1 DUCT BURNER | no data | no data | FGS | no data | OPEN | no data | no data | no data | no data
no data | 01-V-BUR810 | PURGE ISOLATION | no data | UNIT 1 DUCT BURNER | no data | no data | FGS | no data | CLOSED | no data | no data | no data | no data
no data | 01-V-BUR811 | PRESSURE INDCATING TRANSMITTER | no data | UNIT 1 DUCT BURNER | no data | no data | FGS | no data | OPEN | no data | no data | no data | no data
no data | 01-V-BUR812 | PRESSURE INDCATING TRANSMITTER | no data | UNIT 1 DUCT BURNER | no data | no data | FGS | no data | OPEN | no data | no data | no data | no data
no data | 01-V-BUR820 | PRESSURE INDICATION TRANSMITTER AFTER STOP VALVE | no data | UNIT 1 DUCT BURNER | no data | no data | FGS | no data | OPEN | no data | no data | no data | no data
no data | 01-V-BUR827 | DP TRANSMITTER HIGH SIDE STOP VALVE | no data | UNIT 1 DUCT BURNER | no data | no data | FGS | no data | OPEN | no data | no data | no data | no data
no data | 01-V-BUR828 | DP TRANSMITTER LOW SIDE STOP VALVE | no data | UNIT 1 DUCT BURNER | no data | no data | FGS | no data | OPEN | no data | no data | no data | no data
no data | 01-V-BUR835 | PRESSURE AFTER CONTROL VALVE TRANSMITTER | no data | UNIT 1 DUCT BURNER | no data | no data | FGS | no data | OPEN | no data | no data | no data | no data
no data | 01-V-BUR836 | PRESSURE AFTER CONTROL VALVE TRANSMITTER | no data | UNIT 1 DUCT BURNER | no data | no data | FGS | no data | OPEN | no data | no data | no data | no data
no data | 01-V-BUR845 | DRAIN AFTER STOP VALVE | no data | UNIT 1 DUCT BURNER | no data | no data | FGS | no data | CLOSED | no data | no data | no data | no data
no data | 01-V-BUR846 | DUCT BURNER HEADER DRAIN | no data | UNIT 1 DUCT BURNER | no data | no data | FGS | no data | CLOSED | no data | no data | no data | no data
no data | 01-V-BUR860 | PILOT GAS SUPPLY ISOLATION | no data | UNIT 1 DUCT BURNER | no data | no data | FGS | no data | OPEN | no data | no data | no data | no data
no data | 01-V-BUR866 | PILOT GAS PRESSURE TRANSMITTER ISOLATION | no data | UNIT 1 DUCT BURNER | no data | no data | FGS | no data | OPEN | no data | no data | no data | no data
no data | 01-V-BUR870 | PILOT HEADER STOP VALVE PRESSURE DP HIGH SIDE | no data | UNIT 1 DUCT BURNER | no data | no data | FGS | no data | OPEN | no data | no data | no data | no data
no data | 01-V-BUR871 | PILOT HEADER STOP VALVE PRESSURE DP LOW SIDE | no data | UNIT 1 DUCT BURNER | no data | no data | FGS | no data | OPEN | no data | no data | no data | no data
no data | 01-V-BUR886 | PILIOT HEADER DRAIN BETWEEN PRIMARY STOP VALVES | no data | UNIT 1 DUCT BURNER | no data | no data | FGS | no data | CLOSED | no data | no data | no data | no data
no data | 01-V-BUR887 | PILOT HEADER DRAIN BETWEEN STOP VALVES SECONDARY | no data | UNIT 1 DUCT BURNER | no data | no data | FGS | no data | CLOSED | no data | no data | no data | no data
no data | 01-V-BUR955 | FLAME SCANNER BLOWER DISCHARGE PRESSURE TRANSMITTER | no data | UNIT 1 DUCT BURNER | no data | no data | FGS | no data | OPEN | no data | no data | no data | no data
no data | 01-V-BUR956 | FLAME SCANNER BLOWER DISCHARGE PRESSURE TRANSMITTER | no data | UNIT 1 DUCT BURNER | no data | no data | FGS | no data | OPEN | no data | no data | no data | no data
no data | 01-V-BURXXX | FLAME SCANNER BLOWER DISCHARGE DRAIN VALVE | no data | UNIT 1 DUCT BURNER | no data | no data | FGS | no data | CLOSED | no data | no data | no data | no data
no data | 01-VCND | Condensate Receiver Tank drain valve | CRT area | CRT | no data | no data | CND | no data | CLOSED | no data | no data | no data | no data
no data | 01-VCND | Level indicating instruments (4 lower valves) | CRT area | LIT | no data | no data | CND | no data | OPEN | no data | no data | no data | no data
no data | 01-VCND | Condensate Recirc Strainer DP isolation (2) valves | CRT area | CRT | no data | no data | CND | no data | OPEN | no data | no data | no data | no data
no data | 01-VCND | Inlet valve to strainer #1 | CRT area | CND pump A | no data | no data | CND | no data | OPEN | no data | no data | no data | no data
no data | 01-VCND | Inlet valve to strainer #2 | CRT area | CND pump A | no data | no data | CND | no data | CLOSED | no data | no data | no data | no data
no data | 01-VCND | Outlet valve from strainer 1 | CRT area | CND pump A | no data | no data | CND | no data | OPEN | no data | no data | no data | no data
no data | 01-VCND | Outlet valve from strainer 2 | CRT area | CND pump A | no data | no data | CND | no data | CLOSED | no data | no data | no data | no data
no data | 01-VCND | Inlet valve to strainer 1 | CRT area | CND pump B | no data | no data | CND | no data | OPEN | no data | no data | no data | no data
no data | 01-VCND | Inlet valve to strainer 2 | CRT area | CND pump B | no data | no data | CND | no data | CLOSED | no data | no data | no data | no data
no data | 01-VCND | Outlet valve from strainer 1 | CRT area | CND pump B | no data | no data | CND | no data | OPEN | no data | no data | no data | no data
no data | 01-VCND | Outlet valve from strainer 2 | CRT area | CND pump B | no data | no data | CND | no data | CLOSED | no data | no data | no data | no data
no data | 01-VCND | Inlet valve to strainer 1 | CRT area | CND pump C | no data | no data | CND | no data | OPEN | no data | no data | no data | no data
no data | 01-VCND | Inlet valve to strainer 2 | CRT area | CND pump C | no data | no data | CND | no data | CLOSED | no data | no data | no data | no data
no data | 01-VCND | Outlet valve from strainer 1 | CRT area | CND pump C | no data | no data | CND | no data | OPEN | no data | no data | no data | no data
no data | 01-VCND | Outlet valve from strainer 2 | CRT area | CND pump C | no data | no data | CND | no data | CLOSED | no data | no data | no data | no data
no data | 01-VCND | Vent Before Iron Filters | CRT area | IRON Filter Bypass | no data | no data | CND | no data | CLOSED | no data | no data | no data | no data
no data | 01-VCND | Hood Spray and Gland Steam attemperator | ST upper East | Attemperator | no data | no data | CND | no data | OPEN | no data | no data | no data | no data
no data | 01-VCND217 | Condensate Recirc CV bypass | CRT landing | CV/CRT | no data | Iso Vlv | CND | 20023894-PD-053A | OPEN | CLOSED | no data | no data | no data
no data | 01-VCND329B | CND Pump Discharge bypass valve | CRT area | CND pump C | no data | no data | CND | no data | CLOSED | no data | no data | no data | no data
no data | 01-VCND329E | CND Pump Discharge equalizing valve | CRT area | CND pump C | no data | no data | CND | no data | OPEN | no data | no data | no data | no data
no data | 01-VCND336 | Condensate header pressure transmitters | HRSG lower NW | no data | no data | no data | CND | no data | OPEN | no data | no data | no data | no data
no data | 01-VCND364 | CRH ventilator spray drain (OUTSIDE DECK) | ST upper East (OUTSIDE DECK) | Attemperator | no data | no data | CND | no data | CLOSED | no data | no data | no data | no data
no data | 01-VCND501 | LP turbine exhause pressure PITs | ST upper East | ST | no data | no data | CND | no data | no data | no data | no data | no data | no data
no data | 01-VCND502 | LP turbine exhause pressure PITs | ST upper East | ST | no data | no data | CND | no data | no data | no data | no data | no data | no data
no data | 01-VCND503 | LP turbine exhause pressure PITs | ST upper East | ST | no data | no data | CND | no data | no data | no data | no data | no data | no data
no data | 01-VCND819 | Seal water pressure gauge | CRT area | CND pump A | no data | no data | CND | no data | OPEN | no data | no data | no data | no data
no data | 01-VCRH113 | CRH Drip Leg Level Switche vents | ST lower East | no data | no data | no data | CRH | no data | no data | no data | no data | no data | no data
no data | 01-VCRH116 | CRH Drip Leg Level Switche vents | ST lower East | no data | no data | no data | CRH | no data | no data | no data | no data | no data | no data
no data | 01-VCRH118 | CRH header Drip Leg Level Switche vents | Pipe Rack 2nd | HRSG/ST | no data | no data | CRH | no data | no data | no data | no data | no data | no data
no data | 01-VCRH119 | CRH header Drip Leg Level Switche vents | Pipe Rack 2nd | HRSG/ST | no data | no data | CRH | no data | no data | no data | no data | no data | no data
no data | 01-VCRH126 | HP turbine exhaust Drip Leg Level Switche vents | ST lower East | no data | no data | no data | CRH | no data | no data | no data | no data | no data | no data
no data | 01-VCRH129 | HP turbine exhaust Drip Leg Level Switche vents | ST lower East | no data | no data | no data | CRH | no data | no data | no data | no data | no data | no data
no data | 01-VCRH145 | HP turbine exhaust Drip Leg Level Switche vents | ST lower East | no data | no data | no data | CRH | no data | no data | no data | no data | no data | no data
no data | 01-VCRH149 | HP turbine exhaust Drip Leg Level Switche vents | ST lower East | no data | no data | no data | CRH | no data | no data | no data | no data | no data | no data
no data | 01-VCRH152 | CRH Drip Leg Level Switche vents | ST lower East | no data | no data | no data | CRH | no data | no data | no data | no data | no data | no data
no data | 01-VCRH153 | CRH Drip Leg Level Switche vents | ST lower East | no data | no data | no data | CRH | no data | no data | no data | no data | no data | no data
no data | 01-VCRH167 | CRH header Drip Leg Level Switche vents | Pipe Rack 2nd | HRSG/ST | no data | no data | CRH | no data | no data | no data | no data | no data | no data
no data | 01-VCRH168 | CRH header Drip Leg Level Switche vents | Pipe Rack 2nd | HRSG/ST | no data | no data | CRH | no data | no data | no data | no data | no data | no data
no data | 01-VDWS528F | Normal makeup FT | CRT landing | FIT | no data | Iso Vlv | DWS | no data | OPEN | no data | no data | no data | no data
no data | 01-VDWS532F | Emergency makeup FT | CRT landing | FIT | no data | Iso Vlv | DWS | no data | OPEN | no data | no data | no data | no data
no data | 01-VDWSF530F | Normal makeup FT | CRT landing | FIT | no data | Iso Vlv | DWS | no data | OPEN | no data | no data | no data | no data
no data | 01-VDWSF534F | Emergency makeup FT | CRT landing | FIT | no data | Iso Vlv | DWS | no data | OPEN | no data | no data | no data | no data
no data | 01-VFGS244 | UNIT 1 TURBINE BUILDING GAS ISOLATION | no data | FG SUPPLY TO DUCT BURNERS/BUILDING HEATERS | no data | no data | FGS | no data | OPEN | no data | no data | no data | no data
no data | 01-VFGS783 | LP GAS SUPPLY TO ELECTRIC HEATER | no data | HP REGULATING STATION (08) | no data | no data | FGS | no data | OPEN | no data | no data | no data | no data
no data | 01-VFGS883 | SKID09 HP REG STATION low pressure gas heater isolation | no data | HP REGULATING STATION (09) | no data | no data | FGS | no data | OPEN | no data | no data | no data | no data
no data | 01-VFGS923 | UNIT 1 DUCT BURNER DRAIN BEFORE PRESSURE CONTROL VALVE | no data | UNIT 1 DUCT BURNER | no data | no data | FGS | no data | CLOSED | no data | no data | no data | no data
no data | 01-VFGS925 | UNIT 1 DUCT BURNER INNERSTAGE PRESSURE TRANSMITTER ISOLATION | no data | UNIT 1 DUCT BURNER | no data | no data | FGS | no data | OPEN | no data | no data | no data | no data
no data | 01-VFGS926 | UNIT 1 DUCT BURNER INNERSTAGE PRESSURE TRANSMITTER ISOLATION | no data | UNIT 1 DUCT BURNER | no data | no data | FGS | no data | OPEN | no data | no data | no data | no data
no data | 01-VFGS928 | UNIT 1 DUCT BURNER PRESSURE TRANSMITTER ISOLATION AFTER REGULATION | no data | UNIT 1 DUCT BURNER | no data | no data | FGS | no data | OPEN | no data | no data | no data | no data
no data | 01-VFGS929 | UNIT 1 DUCT BURNER PRESSURE TRANSMITTER ISOLATION AFTER REGULATION | no data | UNIT 1 DUCT BURNER | no data | no data | FGS | no data | OPEN | no data | no data | no data | no data
no data | 01-VFGS941 | UNIT 1 TURBINE BUILING SUPPLY INTERSTAGE REGULATION VALVE VENT | no data | FG SUPPLY TO DUCT BURNERS/BUILDING HEATERS | no data | no data | FGS | no data | CLOSED | no data | no data | no data | no data
no data | 01-VFGS946 | UNIT 1 TURBINE BUILING HEAT REGULATION VALVE ISOLATION PCV-946 | no data | FG SUPPLY TO DUCT BURNERS/BUILDING HEATERS | no data | no data | FGS | no data | OPEN | no data | no data | no data | no data
no data | 01-VFGS950 | UNIT 1 TURBINE BUILING HEAT REGULATION VALVE ISOLATION PCV-950 | no data | FG SUPPLY TO DUCT BURNERS/BUILDING HEATERS | no data | no data | FGS | no data | OPEN | no data | no data | no data | no data
no data | 01-VFGS-YV-922 | DRAIN ON STOP VALVE YV-922 | no data | UNIT 1 DUCT BURNER | no data | no data | FGS | no data | CLOSED | no data | no data | no data | no data
no data | 01-VHBD9802 | PIT | HRSG NE | BDT | no data | no data | HBD | no data | no data | no data | no data | no data | no data
no data | 01-VHBD9804 | LG iso | HRSG NE | BDT | no data | no data | HBD | no data | no data | no data | no data | no data | no data
no data | 01-VHBD9805 | LT iso | HRSG NE | BDT | no data | no data | HBD | no data | no data | no data | no data | no data | no data
no data | 01-VHBD9805 | LG iso | HRSG NE | BDT | no data | no data | HBD | no data | no data | no data | no data | no data | no data
no data | 01-VHBD9806 | LT iso | HRSG NE | BDT | no data | no data | HBD | no data | no data | no data | no data | no data | no data
no data | 01-VHBD9901 | BD tank drain | HRSG NE | BDT | no data | no data | HBD | no data | no data | no data | no data | no data | no data
no data | 01-VHBD9902 | LG drain | HRSG NE | BDT | no data | no data | HBD | no data | no data | no data | no data | no data | no data
no data | 01-VHBD9903 | LG drain | HRSG NE | BDT | no data | no data | HBD | no data | no data | no data | no data | no data | no data
no data | 01-VHBD9904 | BDT Quenching CV iso | HRSG NE | BDT | no data | no data | HBD | no data | no data | no data | no data | no data | no data
no data | 01-VHBD9905 | BDT Quenching CV iso | HRSG NE | BDT | no data | no data | HBD | no data | no data | no data | no data | no data | no data
no data | 01-VHBD9906 | BDT Quenching CV bypass | HRSG NE | BDT | no data | no data | HBD | no data | no data | no data | no data | no data | no data
no data | 01-VHBD9907 | BDT Quenching line drain | HRSG NE | BDT | no data | no data | HBD | no data | no data | no data | no data | no data | no data
no data | 01-VHBD9908 | BDT Quenching line drain | HRSG NE | BDT | no data | no data | HBD | no data | no data | no data | no data | no data | no data
no data | 01-VHHS | HP drum High flow LCV iso bypass | HRSG lower West | no data | no data | no data | BFW HP | no data | CLOSED | no data | no data | no data | no data
no data | 01-VHHS | HP drum High flow LCV iso equalizing valve | HRSG lower West | no data | no data | no data | BFW HP | no data | OPEN | no data | no data | no data | no data
no data | 01-VHHS | HP drum Low flow LCV iso bypass | HRSG lower West | no data | no data | no data | BFW HP | no data | CLOSED | no data | no data | no data | no data
no data | 01-VHHS | HP drum Low flow LCV iso equalizing valve | HRSG lower West | no data | no data | no data | BFW HP | no data | OPEN | no data | no data | no data | no data
no data | 01-VHHS | HP drum High flow LCV outlet iso bypass | HRSG lower West | no data | no data | no data | BFW HP | no data | CLOSED | no data | no data | no data | no data
no data | 01-VHHS | HP drum High flow LCV outlet iso equalizing | HRSG lower West | no data | no data | no data | BFW HP | no data | OPEN | no data | no data | no data | no data
no data | 01-VHHS | HP drum Low flow LCV outlet iso bypass | HRSG lower West | no data | no data | no data | BFW HP | no data | CLOSED | no data | no data | no data | no data
no data | 01-VHHS | HP drum Low flow LCV outlet iso equalizing | HRSG lower West | no data | no data | no data | BFW HP | no data | OPEN | no data | no data | no data | no data
no data | 01-VHHS | MOV 901 bypass | HRSG lower West | no data | no data | no data | BFW HP | no data | CLOSED | no data | no data | no data | no data
no data | 01-VHHS | MOV 901 equalizing | HRSG lower West | no data | no data | no data | BFW HP | no data | OPEN | no data | no data | no data | no data
no data | 01-VHHS | Level Gauge (2) valves | HRSG upper West | HRSG/ HP Drum | no data | no data | HHS | no data | OPEN | no data | no data | no data | no data
no data | 01-VHHS | HP continuous blowdown regulator | HRSG upper East | HRSG/ HP Drum | no data | no data | HHS | no data |  | no data | no data | no data | no data
no data | 01-VHHS | Level Gauge (2) valves | HRSG upper East | HRSG/ HP Drum | no data | no data | HHS | no data | OPEN | no data | no data | no data | no data
no data | 01-VHHS801 | HP drum vent (2) valves | Top of the HP drum | HRSG/ HP Drum | no data | no data | HHS | no data | CLOSED | no data | no data | no data | no data
no data | 01-VHHS802 | HP drum vent (2) valves | Top of the HP drum | HRSG/ HP Drum | no data | no data | HHS | no data | CLOSED | no data | no data | no data | no data
no data | 01-VHHS803 | 1st stage HP superheater Drip leg 2 Lvl switches (8) isolation valves | HRSG lower East | no data | no data | no data | HHS | no data | no data | no data | no data | no data | no data
no data | 01-VHHS804 | 1st stage HP superheater Drip leg 2 Lvl switches (8) isolation valves | HRSG lower East | no data | no data | no data | HHS | no data | no data | no data | no data | no data | no data
no data | 01-VHHS805 | 1st stage HP superheater Drip leg 2 Lvl switches (8) isolation valves | HRSG lower East | no data | no data | no data | HHS | no data | no data | no data | no data | no data | no data
no data | 01-VHHS806 | 1st stage HP superheater Drip leg 2 Lvl switches (8) isolation valves | HRSG lower East | no data | no data | no data | HHS | no data | no data | no data | no data | no data | no data
no data | 01-VHHS807 | 1st stage HP superheater Drip leg 2 Lvl switches (8) isolation valves | HRSG lower East | no data | no data | no data | HHS | no data | no data | no data | no data | no data | no data
no data | 01-VHHS808 | 1st stage HP superheater Drip leg 2 Lvl switches (8) isolation valves | HRSG lower East | no data | no data | no data | HHS | no data | no data | no data | no data | no data | no data
no data | 01-VHHS809 | 1st stage HP superheater Drip leg 2 Lvl switches (8) isolation valves | HRSG lower East | no data | no data | no data | HHS | no data | no data | no data | no data | no data | no data
no data | 01-VHHS810 | 1st stage HP superheater Drip leg 2 Lvl switches (8) isolation valves | HRSG lower East | no data | no data | no data | HHS | no data | no data | no data | no data | no data | no data
no data | 01-VHHS811 | HP Superheater vent to atmoshpere | HRSG lower East | no data | no data | no data | HHS | no data | no data | no data | no data | no data | no data
no data | 01-VHHS812 | HP Superheater vent to atmoshpere | HRSG lower East | no data | no data | no data | HHS | no data | no data | no data | no data | no data | no data
no data | 01-VHHS813 | HP superheater outlet PITs (before MOV) | HRSG upper | HRSG | no data | no data | HHS | no data | no data | no data | no data | no data | no data
no data | 01-VHHS814 | HP superheater outlet PITs (before MOV) | HRSG upper | HRSG | no data | no data | HHS | no data | no data | no data | no data | no data | no data
no data | 01-VHHS818 | HP superheater outlet vent to atmoshpere (before MOV) | HRSG upper | HRSG | no data | no data | HHS | no data | no data | no data | no data | no data | no data
no data | 01-VHHS819 | HP superheater outlet vent to atmoshpere (before MOV) | HRSG upper | HRSG | no data | no data | HHS | no data | no data | no data | no data | no data | no data
no data | 01-VHHS820 | HP steam FT before terminal attemperator | Pipe Rack 3rd | HRSG/ST | no data | no data | HHS | no data | no data | no data | no data | no data | no data
no data | 01-VHHS821 | HP steam FT before terminal attemperator | Pipe Rack 3rd | HRSG/ST | no data | no data | HHS | no data | no data | no data | no data | no data | no data
no data | 01-VHHS822 | HP steam FT before terminal attemperator | Pipe Rack 3rd | HRSG/ST | no data | no data | HHS | no data | no data | no data | no data | no data | no data
no data | 01-VHHS823 | HP steam FT before terminal attemperator | Pipe Rack 3rd | HRSG/ST | no data | no data | HHS | no data | no data | no data | no data | no data | no data
no data | 01-VHHS824 | HP steam FT before terminal attemperator | Pipe Rack 3rd | HRSG/ST | no data | no data | HHS | no data | no data | no data | no data | no data | no data
no data | 01-VHHS825 | HP steam FT before terminal attemperator | Pipe Rack 3rd | HRSG/ST | no data | no data | HHS | no data | no data | no data | no data | no data | no data
no data | 01-VHHS826 | HP steam FT before terminal attemperator | Pipe Rack 3rd | HRSG/ST | no data | no data | HHS | no data | no data | no data | no data | no data | no data
no data | 01-VHHS827 | HP steam FT before terminal attemperator | Pipe Rack 3rd | HRSG/ST | no data | no data | HHS | no data | no data | no data | no data | no data | no data
no data | 01-VHHS-830 | FW to HP interstage atemperator (2) flow transmitters | HRSG West Landing | Attemperator HP | no data | no data | no data | no data | OPEN | no data | no data | no data | no data
no data | 01-VHHS831 | FW to HP interstage atemperator (2) flow transmitters | HRSG West Landing | Attemperator HP | no data | no data | no data | no data | OPEN | no data | no data | no data | no data
no data | 01-VHHS832 | FW to HP interstage atemperator (2) flow transmitters | HRSG West Landing | Attemperator HP | no data | no data | no data | no data | OPEN | no data | no data | no data | no data
no data | 01-VHHS833 | FW to HP interstage atemperator (2) flow transmitters | HRSG West Landing | Attemperator HP | no data | no data | no data | no data | OPEN | no data | no data | no data | no data
no data | 01-VHHS834 | FW to HP interstage atemperator (2) flow transmitters | HRSG West Landing | Attemperator HP | no data | no data | no data | no data | OPEN | no data | no data | no data | no data
no data | 01-VHHS835 | FW to HP interstage atemperator (2) flow transmitters | HRSG West Landing | Attemperator HP | no data | no data | no data | no data | OPEN | no data | no data | no data | no data
no data | 01-VHHS836 | FW to HP interstage atemperator (2) flow transmitters | HRSG West Landing | Attemperator HP | no data | no data | no data | no data | OPEN | no data | no data | no data | no data
no data | 01-VHHS837 | FW to HP interstage atemperator (2) flow transmitters | HRSG West Landing | Attemperator HP | no data | no data | no data | no data | OPEN | no data | no data | no data | no data
no data | 01-VHHS-838 | FW to HP interstage atemperator strainer DP | HRSG West Landing | Attemperator HP | no data | no data | no data | no data | OPEN | no data | no data | no data | no data
no data | 01-VHHS839 | FW to HP interstage atemperator strainer DP | HRSG West Landing | Attemperator HP | no data | no data | no data | no data | OPEN | no data | no data | no data | no data
no data | 01-VHHS840 | FW to HP interstage atemperator strainer DP | HRSG West Landing | Attemperator HP | no data | no data | no data | no data | OPEN | no data | no data | no data | no data
no data | 01-VHHS841 | FW to HP interstage atemperator strainer DP | HRSG West Landing | Attemperator HP | no data | no data | no data | no data | OPEN | no data | no data | no data | no data
no data | 01-VHHS-842 | FW to HP interstage atemperator strainer drain valve | HRSG West Landing | Attemperator HP | no data | no data | no data | no data | CLOSED | no data | no data | no data | no data
no data | 01-VHHS843 | FW to HP interstage atemperator strainer drain valve | HRSG West Landing | Attemperator HP | no data | no data | no data | no data | CLOSED | no data | no data | no data | no data
no data | 01-VHHS-844 | FW to HP interstage atemperator iso | HRSG West Landing | Attemperator HP | no data | no data | no data | no data | OPEN | no data | no data | no data | no data
no data | 01-VHHS856 | HP drum High flow drain | HRSG lower West | no data | no data | no data | BFW HP | no data | CLOSED | no data | no data | no data | no data
no data | 01-VHHS857 | HP drum High flow drain | HRSG lower West | no data | no data | no data | BFW HP | no data | CLOSED | no data | no data | no data | no data
no data | 01-VHHS858 | HP drum Low flow drain | HRSG lower West | no data | no data | no data | BFW HP | no data | CLOSED | no data | no data | no data | no data
no data | 01-VHHS859 | HP drum Low flow drain | HRSG lower West | no data | no data | no data | BFW HP | no data | CLOSED | no data | no data | no data | no data
no data | 01-VHHS-863 | FW to HP interstage atemperator drain (2) valves | HRSG West Landing | Attemperator HP | no data | no data | no data | no data | CLOSED | no data | no data | no data | no data
no data | 01-VHHS864 | FW to HP interstage atemperator drain (2) valves | HRSG West Landing | Attemperator HP | no data | no data | no data | no data | CLOSED | no data | no data | no data | no data
no data | 01-VHHS-865 | FW to HP interstage atemperator vent | HRSG West Landing | Attemperator HP | no data | no data | no data | no data | CLOSED | no data | no data | no data | no data
no data | 01-VHHS866 | FW to HP interstage atemperator vent | HRSG West Landing | Attemperator HP | no data | no data | no data | no data | CLOSED | no data | no data | no data | no data
no data | 01-VHHS867 | 1st stage HP superheater Drip leg drain (2) valves | HRSG lower East | no data | no data | no data | HHS | no data | no data | no data | no data | no data | no data
no data | 01-VHHS868 | 1st stage HP superheater Drip leg drain (2) valves | HRSG lower East | no data | no data | no data | HHS | no data | no data | no data | no data | no data | no data
no data | 01-VHHS871 | HP superheater outlet PITs (before MOV) | HRSG upper | HRSG | no data | no data | HHS | no data | no data | no data | no data | no data | no data
no data | 01-VHHS872 | HP superheater outlet PITs (before MOV) | HRSG upper | HRSG | no data | no data | HHS | no data | no data | no data | no data | no data | no data
no data | 01-VHHS873 | HP superheater outlet PITs (before MOV) | HRSG upper | HRSG | no data | no data | HHS | no data | no data | no data | no data | no data | no data
no data | 01-VHHS874 | HP superheater outlet PITs (before MOV) | HRSG upper | HRSG | no data | no data | HHS | no data | no data | no data | no data | no data | no data
no data | 01-VHHS900 | HP economizer drain block valves | HRSG lower West | no data | no data | no data | BFW HP | no data | CLOSED | no data | no data | no data | no data
no data | 01-VHHS901 | HP drum High flow LCV iso | HRSG lower West | no data | no data | no data | BFW HP | no data | OPEN | no data | no data | no data | no data
no data | 01-VHHS902 | HP drum High flow LCV outlet iso | HRSG lower West | no data | no data | no data | BFW HP | no data | OPEN | no data | no data | no data | no data
no data | 01-VHHS903 | HP drum Low flow LCV iso | HRSG lower West | no data | no data | no data | BFW HP | no data | OPEN | no data | no data | no data | no data
no data | 01-VHHS905 | HP economizer drain block valves | HRSG lower West | no data | no data | no data | BFW HP | no data | CLOSED | no data | no data | no data | no data
no data | 01-VHHS906 | HP economizer drain block valves | HRSG lower West | no data | no data | no data | BFW HP | no data | CLOSED | no data | no data | no data | no data
no data | 01-VHHS906 | 906 MOV bypass (HP steam isolation) | HRSG upper | HRSG/ST | no data | no data | HHS | no data | no data | no data | no data | no data | no data
no data | 01-VHHS907 | HP drum LCV bypass | HRSG lower West | no data | no data | no data | BFW HP | no data | CLOSED | no data | no data | no data | no data
no data | 01-VHHS907 | 907 MOV bypass (HP steam isolation) | HRSG upper | HRSG/ST | no data | no data | HHS | no data | no data | no data | no data | no data | no data
no data | 01-VHHS909 | 3rd stage HP superheater Drip leg drain (2) valves | HRSG lower East | no data | no data | no data | HHS | no data | no data | no data | no data | no data | no data
no data | 01-VHHS910 | 3rd stage HP superheater Drip leg drain (2) valves | HRSG lower East | no data | no data | no data | HHS | no data | no data | no data | no data | no data | no data
no data | 01-VHHS912 | HP drum FW drain before MOV | HRSG lower West | no data | no data | no data | BFW HP | no data | CLOSED | no data | no data | no data | no data
no data | 01-VHHS913 | HP drum FW drain before MOV | HRSG lower West | no data | no data | no data | BFW HP | no data | CLOSED | no data | no data | no data | no data
no data | 01-VHHS914 | HP economizer inlet PIT (after LCV) | HRSG lower West | no data | no data | no data | BFW HP | no data | OPEN | no data | no data | no data | no data
no data | 01-VHHS915 | HP economizer inlet PIT (after LCV) | HRSG lower West | no data | no data | no data | BFW HP | no data | OPEN | no data | no data | no data | no data
no data | 01-VHHS916 | HP FW to economizer PIT (before LCV) | no data | no data | no data | no data | BFW HP | no data | OPEN | no data | no data | no data | no data
no data | 01-VHHS917 | HP FW to economizer PIT (before LCV) | no data | no data | no data | no data | BFW HP | no data | OPEN | no data | no data | no data | no data
no data | 01-VHHS918F | HP BFW (2) flow transmitters to HRSG | Pipe Rack 1st | HRSG/HP Drum | no data | no data | BFW HP | no data | OPEN | no data | no data | no data | no data
no data | 01-VHHS919F | HP BFW (2) flow transmitters to HRSG | Pipe Rack 1st | HRSG/HP Drum | no data | no data | BFW HP | no data | OPEN | no data | no data | no data | no data
no data | 01-VHHS920F | HP BFW (2) flow transmitters to HRSG | Pipe Rack 1st | HRSG/HP Drum | no data | no data | BFW HP | no data | OPEN | no data | no data | no data | no data
no data | 01-VHHS921F | HP BFW (2) flow transmitters to HRSG | Pipe Rack 1st | HRSG/HP Drum | no data | no data | BFW HP | no data | OPEN | no data | no data | no data | no data
no data | 01-VHHS922F | HP BFW (2) flow transmitters to HRSG | Pipe Rack 1st | HRSG/HP Drum | no data | no data | BFW HP | no data | OPEN | no data | no data | no data | no data
no data | 01-VHHS923F | HP BFW (2) flow transmitters to HRSG | Pipe Rack 1st | HRSG/HP Drum | no data | no data | BFW HP | no data | OPEN | no data | no data | no data | no data
no data | 01-VHHS924F | HP BFW (2) flow transmitters to HRSG | Pipe Rack 1st | HRSG/HP Drum | no data | no data | BFW HP | no data | OPEN | no data | no data | no data | no data
no data | 01-VHHS925F | HP BFW (2) flow transmitters to HRSG | Pipe Rack 1st | HRSG/HP Drum | no data | no data | BFW HP | no data | OPEN | no data | no data | no data | no data
no data | 01-VHHS929 | HP economizer drain root valves | HRSG lower West | no data | no data | no data | BFW HP | no data | CLOSED | no data | no data | no data | no data
no data | 01-VHHS930 | HP economizer drain root valves | HRSG lower West | no data | no data | no data | BFW HP | no data | CLOSED | no data | no data | no data | no data
no data | 01-VHHS931 | HP economizer drain root valves | HRSG lower West | no data | no data | no data | BFW HP | no data | CLOSED | no data | no data | no data | no data
no data | 01-VHHS932 | HP economizer drain root valves | HRSG lower West | no data | no data | no data | BFW HP | no data | CLOSED | no data | no data | no data | no data
no data | 01-VHHS933 | HP economizer drain root valves | HRSG lower West | no data | no data | no data | BFW HP | no data | CLOSED | no data | no data | no data | no data
no data | 01-VHHS934 | HP economizer drain root valves | HRSG lower West | no data | no data | no data | BFW HP | no data | CLOSED | no data | no data | no data | no data
no data | 01-VHHS935 | HP economizer drain root valves | HRSG lower West | no data | no data | no data | BFW HP | no data | CLOSED | no data | no data | no data | no data
no data | 01-VHHS936 | HP economizer drain root valves | HRSG lower West | no data | no data | no data | BFW HP | no data | CLOSED | no data | no data | no data | no data
no data | 01-VHHS937 | HP economizer drain root valves | HRSG lower West | no data | no data | no data | BFW HP | no data | CLOSED | no data | no data | no data | no data
no data | 01-VHHS938 | HP economizer drain block valves | HRSG lower West | no data | no data | no data | BFW HP | no data | CLOSED | no data | no data | no data | no data
no data | 01-VHHS939 | HP economizer vent root valves | HRSG upper | HRSG/ HP Drum | no data | no data | BFW HP | no data | CLOSED | no data | no data | no data | no data
no data | 01-VHHS940 | HP economizer vent root valves | HRSG upper | HRSG/ HP Drum | no data | no data | BFW HP | no data | CLOSED | no data | no data | no data | no data
no data | 01-VHHS941 | HP economizer vent root valves | HRSG upper | HRSG/ HP Drum | no data | no data | BFW HP | no data | CLOSED | no data | no data | no data | no data
no data | 01-VHHS942 | HP economizer vent root valves | HRSG upper | HRSG/ HP Drum | no data | no data | BFW HP | no data | CLOSED | no data | no data | no data | no data
no data | 01-VHHS943 | HP economizer vent root valves | HRSG upper | HRSG/ HP Drum | no data | no data | BFW HP | no data | CLOSED | no data | no data | no data | no data
no data | 01-VHHS944 | HP economizer vent root valves | HRSG upper | HRSG/ HP Drum | no data | no data | BFW HP | no data | CLOSED | no data | no data | no data | no data
no data | 01-VHHS945 | HP economizer vent root valves | HRSG upper | HRSG/ HP Drum | no data | no data | BFW HP | no data | CLOSED | no data | no data | no data | no data
no data | 01-VHHS946 | HP economizer vent root valves | HRSG upper | HRSG/ HP Drum | no data | no data | BFW HP | no data | CLOSED | no data | no data | no data | no data
no data | 01-VHHS947 | HP economizer vent root valve | HRSG upper | HRSG/ HP Drum | no data | no data | BFW HP | no data | OPEN | no data | no data | no data | no data
no data | 01-VHHS948 | From TCA to HP economizer isolation | Pipe Rack 1st | TCA | no data | no data | BFW HP | no data | OPEN | no data | no data | no data | no data
no data | 01-VHHS949 | From TCA to HP economizer isolation bypass | Pipe Rack 1st | TCA | no data | no data | BFW HP | no data | CLOSED | no data | no data | no data | no data
no data | 01-VHHS950 | (2) HP Drum PIT (4) valves | Top of the HP drum | HRSG/ HP Drum | no data | no data | HHS | no data | OPEN | no data | no data | no data | no data
no data | 01-VHHS950 | From TCA to HP economizer isolation equalizing | Pipe Rack 1st | TCA | no data | no data | BFW HP | no data | OPEN | no data | no data | no data | no data
no data | 01-VHHS951 | (2) HP Drum PIT (4) valves | Top of the HP drum | HRSG/ HP Drum | no data | no data | HHS | no data | OPEN | no data | no data | no data | no data
no data | 01-VHHS952 | (2) HP Drum PIT (4) valves | Top of the HP drum | HRSG/ HP Drum | no data | no data | HHS | no data | OPEN | no data | no data | no data | no data
no data | 01-VHHS953 | (2) HP Drum PIT (4) valves | Top of the HP drum | HRSG/ HP Drum | no data | no data | HHS | no data | OPEN | no data | no data | no data | no data
no data | 01-VHHS956 | Nitrogen PIT (2) valves | Top of the HP drum | HRSG/ HP Drum | no data | no data | HHS | no data | OPEN | no data | no data | no data | no data
no data | 01-VHHS957 | Nitrogen PIT (2) valves | Top of the HP drum | HRSG/ HP Drum | no data | no data | HHS | no data | OPEN | no data | no data | no data | no data
no data | 01-VHHS959 | Nitrogen Fill iso | Top of the HP drum | HRSG/ HP Drum | no data | no data | HHS | no data | CLOSED | no data | no data | no data | no data
no data | 01-VHHS961 | HP economizer drain root valves | HRSG lower West | no data | no data | no data | BFW HP | no data | CLOSED | no data | no data | no data | no data
no data | 01-VHHS963 | Level Element (4) valves | HRSG upper West | HRSG/ HP Drum | no data | no data | HHS | no data | OPEN | no data | no data | no data | no data
no data | 01-VHHS964 | Level Element (4) valves | HRSG upper West | HRSG/ HP Drum | no data | no data | HHS | no data | OPEN | no data | no data | no data | no data
no data | 01-VHHS965 | Level instruments blowdown | HRSG upper West | HRSG/ HP Drum | no data | no data | HHS | no data | CLOSED | no data | no data | no data | no data
no data | 01-VHHS966 | Level instruments blowdown | HRSG upper West | HRSG/ HP Drum | no data | no data | HHS | no data | CLOSED | no data | no data | no data | no data
no data | 01-VHHS971 | Level Element (4) valves | HRSG upper East | HRSG/ HP Drum | no data | no data | HHS | no data | OPEN | no data | no data | no data | no data
no data | 01-VHHS972 | Level instruments blowdown | HRSG upper West | HRSG/ HP Drum | no data | no data | HHS | no data | CLOSED | no data | no data | no data | no data
no data | 01-VHHS973 | Level instruments blowdown | HRSG upper East | HRSG/ HP Drum | no data | no data | HHS | no data | CLOSED | no data | no data | no data | no data
no data | 01-VHHS974 | Level instruments blowdown | HRSG upper East | HRSG/ HP Drum | no data | no data | HHS | no data | CLOSED | no data | no data | no data | no data
no data | 01-VHHS975 | (2)Level Transmitters (8) valves | HRSG upper East | HRSG/ HP Drum | no data | no data | HHS | no data | OPEN | no data | no data | no data | no data
no data | 01-VHHS976 | (2)Level Transmitters (8) valves | HRSG upper East | HRSG/ HP Drum | no data | no data | HHS | no data | OPEN | no data | no data | no data | no data
no data | 01-VHHS977 | (2)Level Transmitters (8) valves | HRSG upper East | HRSG/ HP Drum | no data | no data | HHS | no data | OPEN | no data | no data | no data | no data
no data | 01-VHHS978 | (2)Level Transmitters (8) valves | HRSG upper East | HRSG/ HP Drum | no data | no data | HHS | no data | OPEN | no data | no data | no data | no data
no data | 01-VHHS979 | (2)Level Transmitters (8) valves | HRSG upper East | HRSG/ HP Drum | no data | no data | HHS | no data | OPEN | no data | no data | no data | no data
no data | 01-VHHS980 | (2)Level Transmitters (8) valves | HRSG upper East | HRSG/ HP Drum | no data | no data | HHS | no data | OPEN | no data | no data | no data | no data
no data | 01-VHHS981 | (2)Level Transmitters (8) valves | HRSG upper East | HRSG/ HP Drum | no data | no data | HHS | no data | OPEN | no data | no data | no data | no data
no data | 01-VHHS982 | (2)Level Transmitters (8) valves | HRSG upper East | HRSG/ HP Drum | no data | no data | HHS | no data | OPEN | no data | no data | no data | no data
no data | 01-VHHS983 | Level Element (4) valves | HRSG upper East | HRSG/ HP Drum | no data | no data | HHS | no data | OPEN | no data | no data | no data | no data
no data | 01-VHHS984 | Level Element (4) valves | HRSG upper East | HRSG/ HP Drum | no data | no data | HHS | no data | OPEN | no data | no data | no data | no data
no data | 01-VHHS985 | Level Element (4) valves | HRSG upper East | HRSG/ HP Drum | no data | no data | HHS | no data | OPEN | no data | no data | no data | no data
no data | 01-VHHS986 | Level Element (4) valves | HRSG upper West | HRSG/ HP Drum | no data | no data | HHS | no data | OPEN | no data | no data | no data | no data
no data | 01-VHHS987 | Level Element (4) valves | HRSG upper West | HRSG/ HP Drum | no data | no data | HHS | no data | OPEN | no data | no data | no data | no data
no data | 01-VHHS988 | Phosphate injection iso | HRSG upper West | HRSG/ HP Drum | no data | no data | HHS | no data | OPEN | no data | no data | no data | no data
no data | 01-VHHS991 | HP drum water sample (2) valves | HRSG upper East | HRSG/ HP Drum | no data | no data | HHS | no data | OPEN | no data | no data | no data | no data
no data | 01-VHHS992 | HP drum water sample (2) valves | HRSG upper East | HRSG/ HP Drum | no data | no data | HHS | no data | OPEN | no data | no data | no data | no data
no data | 01-VHHS994 | Steam to HP Evap drain after MOV | HRSG lower | no data | no data | no data | HHS | no data | no data | no data | no data | no data | no data
no data | 01-VHHS994 | Steam to HP Evap drain after MOV | no data | Sparging | no data | no data | no data | no data | no data | no data | no data | no data | no data
no data | 01-VHHS995 | Steam to HP Evap drain after MOV | HRSG lower | no data | no data | no data | HHS | no data | no data | no data | no data | no data | no data
no data | 01-VHHS995 | Steam to HP Evap drain after MOV | no data | Sparging | no data | no data | no data | no data | no data | no data | no data | no data | no data
no data | 01-VHHS996 | Steam to HP Evap strainer drain | HRSG lower | no data | no data | no data | HHS | no data | no data | no data | no data | no data | no data
no data | 01-VHHS996 | HP sparging steam strainer drain (2) valves (under HRSG) | Top of the HP drum | no data | no data | no data | HHS | no data | CLOSED | no data | no data | no data | no data
no data | 01-VHHS996 | Steam to HP Evap strainer drain | no data | Sparging | no data | no data | no data | no data | no data | no data | no data | no data | no data
no data | 01-VHHS997 | Steam to HP Evap strainer drain | HRSG lower | no data | no data | no data | HHS | no data | no data | no data | no data | no data | no data
no data | 01-VHHS997 | HP sparging steam strainer drain (2) valves (under HRSG) | Top of the HP drum | no data | no data | no data | HHS | no data | CLOSED | no data | no data | no data | no data
no data | 01-VHHS997 | Steam to HP Evap strainer drain | no data | Sparging | no data | no data | no data | no data | no data | no data | no data | no data | no data
no data | 01-VHHS998 | HP saturated steam sample (2) valves (under HP drum) | Top of the HP drum | no data | no data | no data | HHS | no data | OPEN | no data | no data | no data | no data
no data | 01-VHHS998 | HP saturated steam sample (under HP drum) | HRSG upper | HRSG | no data | no data | HHS | no data | no data | no data | no data | no data | no data
no data | 01-VHHS999 | HP saturated steam sample (2) valves (under HP drum) | Top of the HP drum | no data | no data | no data | HHS | no data | OPEN | no data | no data | no data | no data
no data | 01-VHHS999 | HP saturated steam sample (under HP drum) | HRSG upper | HRSG | no data | no data | HHS | no data | no data | no data | no data | no data | no data
no data | 01-VHIS | IP Economizer inlet MOV bypass | HRSG lower | no data | no data | no data | BFW IP | no data | no data | no data | no data | no data | no data
no data | 01-VHIS | IP Economizer inlet MOV equalizing valve | HRSG lower | no data | no data | no data | BFW IP | no data | no data | no data | no data | no data | no data
no data | 01-VHIS | Level Gauge (2) valves | HRSG upper West | HRSG/ IP Drum | no data | no data | HIS | no data | OPEN | no data | no data | no data | no data
no data | 01-VHIS | Level Gauge | HRSG upper East | HRSG/ IP Drum | no data | no data | HIS | no data | OPEN | no data | no data | no data | no data
no data | 01-VHIS801 | IP superheater outlet drain (before MOV) | HRSG lower | no data | no data | no data | HIS | no data | no data | no data | no data | no data | no data
no data | 01-VHIS802 | IP superheater outlet drain (before MOV) | HRSG lower | no data | no data | no data | HIS | no data | no data | no data | no data | no data | no data
no data | 01-VHIS846 | 4 vents to atmosphere (8) iso valves | Top of the IP drum | HRSG/ IP Drum | no data | no data | HIS | no data | OPEN | no data | no data | no data | no data
no data | 01-VHIS847 | 4 vents to atmosphere (8) iso valves | Top of the IP drum | HRSG/ IP Drum | no data | no data | HIS | no data | OPEN | no data | no data | no data | no data
no data | 01-VHIS849 | 4 vents to atmosphere (8) iso valves | Top of the IP drum | HRSG/ IP Drum | no data | no data | HIS | no data | OPEN | no data | no data | no data | no data
no data | 01-VHIS850 | 4 vents to atmosphere (8) iso valves | Top of the IP drum | HRSG/ IP Drum | no data | no data | HIS | no data | OPEN | no data | no data | no data | no data
no data | 01-VHIS851 | 4 vents to atmosphere (8) iso valves | Top of the IP drum | HRSG/ IP Drum | no data | no data | HIS | no data | OPEN | no data | no data | no data | no data
no data | 01-VHIS852 | Steam to IP Evap strainer drain | HRSG lower | no data | no data | no data | HIS | no data | no data | no data | no data | no data | no data
no data | 01-VHIS852 | IP sparging steam strainer drain (2) valves (under HRSG) | HRSG lower West | HRSG/ IP Drum | no data | no data | HIS | no data | CLOSED | no data | no data | no data | no data
no data | 01-VHIS853 | Steam to IP Evap strainer drain | HRSG lower | no data | no data | no data | HIS | no data | no data | no data | no data | no data | no data
no data | 01-VHIS853 | IP sparging steam strainer drain (2) valves (under HRSG) | HRSG lower West | HRSG/ IP Drum | no data | no data | HIS | no data | CLOSED | no data | no data | no data | no data
no data | 01-VHIS853 | Steam to IP Evap strainer drain | HRSG lower | Sparging | no data | no data | AXS | no data | no data | no data | no data | no data | no data
no data | 01-VHIS854 | Drain before CV Iso valve | HRSG upper | HRSG/ IP Drum | no data | no data | BFW IP | no data | CLOSED | no data | no data | no data | no data
no data | 01-VHIS855 | Drain before CV Iso valve | HRSG upper | HRSG/ IP Drum | no data | no data | BFW IP | no data | CLOSED | no data | no data | no data | no data
no data | 01-VHIS856 | IP superheater outlet dripleg drain | HRSG lower | no data | no data | no data | HIS | no data | no data | no data | no data | no data | no data
no data | 01-VHIS857 | IP superheater outlet dripleg drain | HRSG lower | no data | no data | no data | HIS | no data | no data | no data | no data | no data | no data
no data | 01-VHIS860 | Steam to IP Evap drain after MOV | HRSG lower | HRSG | no data | no data | AXS | no data | no data | no data | no data | no data | no data
no data | 01-VHIS860 | IP sparging steam drain (2) valves | HRSG lower West | HRSG/ IP Drum | no data | no data | HIS | no data | CLOSED | no data | no data | no data | no data
no data | 01-VHIS861 | Steam to IP Evap drain after MOV | HRSG lower | HRSG | no data | no data | AXS | no data | no data | no data | no data | no data | no data
no data | 01-VHIS861 | IP sparging steam drain (2) valves | HRSG lower West | HRSG/ IP Drum | no data | no data | HIS | no data | CLOSED | no data | no data | no data | no data
no data | 01-VHIS861 | Steam to IP Evap drain after MOV | HRSG lower | Sparging | no data | no data | AXS | no data | no data | no data | no data | no data | no data
no data | 01-VHIS864 | IP steam flow meter | HRSG lower | no data | no data | no data | HIS | no data | no data | no data | no data | no data | no data
no data | 01-VHIS865 | IP steam flow meter | HRSG lower | no data | no data | no data | HIS | no data | no data | no data | no data | no data | no data
no data | 01-VHIS866 | IP steam flow meter | HRSG lower | no data | no data | no data | HIS | no data | no data | no data | no data | no data | no data
no data | 01-VHIS867 | IP steam flow meter | HRSG lower | no data | no data | no data | HIS | no data | no data | no data | no data | no data | no data
no data | 01-VHIS901 | IP Economizer Inlet Isolation | HRSG lower | no data | no data | no data | BFW IP | no data | no data | no data | no data | no data | no data
no data | 01-VHIS901 | IP Economizer Inlet Isolation bypass | HRSG lower | no data | no data | no data | BFW IP | no data | no data | no data | no data | no data | no data
no data | 01-VHIS901 | IP Economizer Inlet Isolation equalizing valve | HRSG lower | no data | no data | no data | BFW IP | no data | no data | no data | no data | no data | no data
no data | 01-VHIS904 | IP fill line isolation | HRSG lower | no data | no data | no data | BFW IP | no data | no data | no data | no data | no data | no data
no data | 01-VHIS906 | IP Economizer Inlet PIT isolation (2) valves | HRSG lower | no data | no data | no data | BFW IP | no data | no data | no data | no data | no data | no data
no data | 01-VHIS907 | IP Economizer Inlet PIT isolation (2) valves | HRSG lower | no data | no data | no data | BFW IP | no data | no data | no data | no data | no data | no data
no data | 01-VHIS908 | IP superheater outlet MOV bypass | HRSG lower | no data | no data | no data | HIS | no data | no data | no data | no data | no data | no data
no data | 01-VHIS909 | Steam to IP Evap MOV bypass | HRSG lower | HRSG | no data | no data | AXS | no data | no data | no data | no data | no data | no data
no data | 01-VHIS910 | IP Economizer Drains (Root) | HRSG lower | no data | no data | no data | BFW IP | no data | no data | no data | no data | no data | no data
no data | 01-VHIS911 | IP Economizer Drains (Root) | HRSG lower | no data | no data | no data | BFW IP | no data | no data | no data | no data | no data | no data
no data | 01-VHIS912 | IP Economizer Drains (Root) | HRSG lower | no data | no data | no data | BFW IP | no data | no data | no data | no data | no data | no data
no data | 01-VHIS913 | IP Economizer Drain (Block) | HRSG lower | no data | no data | no data | BFW IP | no data | no data | no data | no data | no data | no data
no data | 01-VHIS915 | IP Economizer Vents (Root) | HRSG upper | HRSG/ IP Drum | no data | no data | BFW IP | no data | CLOSED | no data | no data | no data | no data
no data | 01-VHIS917 | IP Economizer Vents (Root) | HRSG upper | HRSG/ IP Drum | no data | no data | BFW IP | no data | CLOSED | no data | no data | no data | no data
no data | 01-VHIS918 | IP economizer Vent | HRSG upper | HRSG/ IP Drum | no data | no data | BFW IP | no data | OPEN | no data | no data | no data | no data
no data | 01-VHIS919 | IP Economizer inlet drain valves (2) | HRSG lower | no data | no data | no data | BFW IP | no data | no data | no data | no data | no data | no data
no data | 01-VHIS920 | IP Economizer inlet drain valves (2) | HRSG lower | no data | no data | no data | BFW IP | no data | no data | no data | no data | no data | no data
no data | 01-VHIS922 | FW to IP drum PIT (2) iso valves | HRSG upper | HRSG/ IP Drum | no data | no data | BFW IP | no data | OPEN | no data | no data | no data | no data
no data | 01-VHIS923 | FW to IP drum PIT (2) iso valves | HRSG upper | HRSG/ IP Drum | no data | no data | BFW IP | no data | OPEN | no data | no data | no data | no data
no data | 01-VHIS924 | FW to IP drum FT (8) iso valves, 2 transmitters | HRSG upper | HRSG/ IP Drum | no data | no data | BFW IP | no data | OPEN | no data | no data | no data | no data
no data | 01-VHIS925 | FW to IP drum FT (8) iso valves, 2 transmitters | HRSG upper | HRSG/ IP Drum | no data | no data | BFW IP | no data | OPEN | no data | no data | no data | no data
no data | 01-VHIS926 | FW to IP drum FT (8) iso valves, 2 transmitters | HRSG upper | HRSG/ IP Drum | no data | no data | BFW IP | no data | OPEN | no data | no data | no data | no data
no data | 01-VHIS927 | FW to IP drum FT (8) iso valves, 2 transmitters | HRSG upper | HRSG/ IP Drum | no data | no data | BFW IP | no data | OPEN | no data | no data | no data | no data
no data | 01-VHIS928 | FW to IP drum FT (8) iso valves, 2 transmitters | HRSG upper | HRSG/ IP Drum | no data | no data | BFW IP | no data | OPEN | no data | no data | no data | no data
no data | 01-VHIS929 | FW to IP drum FT (8) iso valves, 2 transmitters | HRSG upper | HRSG/ IP Drum | no data | no data | BFW IP | no data | OPEN | no data | no data | no data | no data
no data | 01-VHIS930 | FW to IP drum FT (8) iso valves, 2 transmitters | HRSG upper | HRSG/ IP Drum | no data | no data | BFW IP | no data | OPEN | no data | no data | no data | no data
no data | 01-VHIS931 | FW to IP drum FT (8) iso valves, 2 transmitters | HRSG upper | HRSG/ IP Drum | no data | no data | BFW IP | no data | OPEN | no data | no data | no data | no data
no data | 01-VHIS932 | Drain before CV | HRSG upper | HRSG/ IP Drum | no data | no data | BFW IP | no data | CLOSED | no data | no data | no data | no data
no data | 01-VHIS933 | Drain before CV | HRSG upper | HRSG/ IP Drum | no data | no data | BFW IP | no data | CLOSED | no data | no data | no data | no data
no data | 01-VHIS934 | FW to IP drum before CV isolation | HRSG upper | HRSG/ IP Drum | no data | no data | BFW IP | no data | OPEN | no data | no data | no data | no data
no data | 01-VHIS934 | FW to IP drum before CV isolation bypass | HRSG upper | HRSG/ IP Drum | no data | no data | BFW IP | no data | CLOSED | no data | no data | no data | no data
no data | 01-VHIS934 | FW to IP drum before CV isolation equalizing | HRSG upper | HRSG/ IP Drum | no data | no data | BFW IP | no data | OPEN | no data | no data | no data | no data
no data | 01-VHIS935 | FW to IP drum after CV isolation | HRSG upper | HRSG/ IP Drum | no data | no data | BFW IP | no data | OPEN | no data | no data | no data | no data
no data | 01-VHIS935 | FW to IP drum after CV isolation bypass | HRSG upper | HRSG/ IP Drum | no data | no data | BFW IP | no data | CLOSED | no data | no data | no data | no data
no data | 01-VHIS935 | FW to IP drum after CV isolation equalizing | HRSG upper | HRSG/ IP Drum | no data | no data | BFW IP | no data | OPEN | no data | no data | no data | no data
no data | 01-VHIS936 | FW to IP drum CV bypass | HRSG upper | HRSG/ IP Drum | no data | no data | BFW IP | no data | CLOSED | no data | no data | no data | no data
no data | 01-VHIS937 | Drain after CV | HRSG upper | HRSG/ IP Drum | no data | no data | BFW IP | no data | CLOSED | no data | no data | no data | no data
no data | 01-VHIS938 | Drain after CV | HRSG upper | HRSG/ IP Drum | no data | no data | BFW IP | no data | CLOSED | no data | no data | no data | no data
no data | 01-VHIS939 | Level Element | HRSG upper West | HRSG/ IP Drum | no data | no data | HIS | no data | OPEN | no data | no data | no data | no data
no data | 01-VHIS940 | Level Element | HRSG upper West | HRSG/ IP Drum | no data | no data | HIS | no data | OPEN | no data | no data | no data | no data
no data | 01-VHIS941 | Level instrumnt blowdown | HRSG upper West | HRSG/ IP Drum | no data | no data | HIS | no data | CLOSED | no data | no data | no data | no data
no data | 01-VHIS942 | Level instrumnt blowdown | HRSG upper West | HRSG/ IP Drum | no data | no data | HIS | no data | CLOSED | no data | no data | no data | no data
no data | 01-VHIS943 | Level Element | HRSG upper East | HRSG/ IP Drum | no data | no data | HIS | no data | OPEN | no data | no data | no data | no data
no data | 01-VHIS944 | Level instrumnt blowdown | HRSG upper West | HRSG/ IP Drum | no data | no data | HIS | no data | CLOSED | no data | no data | no data | no data
no data | 01-VHIS945 | Level instrumnt blowdown | HRSG upper East | HRSG/ IP Drum | no data | no data | HIS | no data | CLOSED | no data | no data | no data | no data
no data | 01-VHIS946 | Level instrumnt blowdown | HRSG upper East | HRSG/ IP Drum | no data | no data | HIS | no data | CLOSED | no data | no data | no data | no data
no data | 01-VHIS947 | Level Element | HRSG upper East | HRSG/ IP Drum | no data | no data | HIS | no data | OPEN | no data | no data | no data | no data
no data | 01-VHIS948 | Level Element | HRSG upper East | HRSG/ IP Drum | no data | no data | HIS | no data | OPEN | no data | no data | no data | no data
no data | 01-VHIS949 | Level Element | HRSG upper East | HRSG/ IP Drum | no data | no data | HIS | no data | OPEN | no data | no data | no data | no data
no data | 01-VHIS950 | Level Transmitter | HRSG upper West | HRSG/ IP Drum | no data | no data | HIS | no data | OPEN | no data | no data | no data | no data
no data | 01-VHIS951 | Level Transmitter | HRSG upper West | HRSG/ IP Drum | no data | no data | HIS | no data | OPEN | no data | no data | no data | no data
no data | 01-VHIS952 | Level Transmitter | HRSG upper West | HRSG/ IP Drum | no data | no data | HIS | no data | OPEN | no data | no data | no data | no data
no data | 01-VHIS953 | Level Transmitter | HRSG upper West | HRSG/ IP Drum | no data | no data | HIS | no data | OPEN | no data | no data | no data | no data
no data | 01-VHIS954 | Level Transmitter (8) iso valves, 2 transmitters | HRSG upper East | HRSG/ IP Drum | no data | no data | HIS | no data | OPEN | no data | no data | no data | no data
no data | 01-VHIS955 | Level Transmitter (8) iso valves, 2 transmitters | HRSG upper East | HRSG/ IP Drum | no data | no data | HIS | no data | OPEN | no data | no data | no data | no data
no data | 01-VHIS956 | Level Transmitter (8) iso valves, 2 transmitters | HRSG upper East | HRSG/ IP Drum | no data | no data | HIS | no data | OPEN | no data | no data | no data | no data
no data | 01-VHIS957 | Level Transmitter (8) iso valves, 2 transmitters | HRSG upper East | HRSG/ IP Drum | no data | no data | HIS | no data | OPEN | no data | no data | no data | no data
no data | 01-VHIS958 | Level Transmitter (8) iso valves, 2 transmitters | HRSG upper East | HRSG/ IP Drum | no data | no data | HIS | no data | OPEN | no data | no data | no data | no data
no data | 01-VHIS959 | Level Transmitter (8) iso valves, 2 transmitters | HRSG upper East | HRSG/ IP Drum | no data | no data | HIS | no data | OPEN | no data | no data | no data | no data
no data | 01-VHIS960 | Level Transmitter (8) iso valves, 2 transmitters | HRSG upper East | HRSG/ IP Drum | no data | no data | HIS | no data | OPEN | no data | no data | no data | no data
no data | 01-VHIS961 | Level Transmitter (8) iso valves, 2 transmitters | HRSG upper East | HRSG/ IP Drum | no data | no data | HIS | no data | OPEN | no data | no data | no data | no data
no data | 01-VHIS963 | IP drum (2) PIT (4) iso valves | Top of the IP drum | HRSG/ IP Drum | no data | no data | HIS | no data | OPEN | no data | no data | no data | no data
no data | 01-VHIS964 | IP drum (2) PIT (4) iso valves | Top of the IP drum | HRSG/ IP Drum | no data | no data | HIS | no data | OPEN | no data | no data | no data | no data
no data | 01-VHIS965 | IP drum (2) PIT (4) iso valves | Top of the IP drum | HRSG/ IP Drum | no data | no data | HIS | no data | OPEN | no data | no data | no data | no data
no data | 01-VHIS966 | IP drum (2) PIT (4) iso valves | Top of the IP drum | HRSG/ IP Drum | no data | no data | HIS | no data | OPEN | no data | no data | no data | no data
no data | 01-VHIS967 | Nitrogen (2) PIT (4) iso valves | Top of the IP drum | HRSG/ IP Drum | no data | no data | HIS | no data | OPEN | no data | no data | no data | no data
no data | 01-VHIS968 | Nitrogen (2) PIT (4) iso valves | Top of the IP drum | HRSG/ IP Drum | no data | no data | HIS | no data | OPEN | no data | no data | no data | no data
no data | 01-VHIS969 | Nitrogen (2) PIT (4) iso valves | Top of the IP drum | HRSG/ IP Drum | no data | no data | HIS | no data | OPEN | no data | no data | no data | no data
no data | 01-VHIS970 | Nitrogen (2) PIT (4) iso valves | Top of the IP drum | HRSG/ IP Drum | no data | no data | HIS | no data | OPEN | no data | no data | no data | no data
no data | 01-VHIS971 | Nitrogen Fill iso | Top of the IP drum | HRSG/ IP Drum | no data | no data | HIS | no data | CLOSED | no data | no data | no data | no data
no data | 01-VHIS973 | IP drum water sample (2) valves | Under IP drum | HRSG/ IP Drum | no data | no data | HIS | no data | OPEN | no data | no data | no data | no data
no data | 01-VHIS974 | IP drum water sample (2) valves | Under IP drum | HRSG/ IP Drum | no data | no data | HIS | no data | OPEN | no data | no data | no data | no data
no data | 01-VHIS976 | 4 vents to atmosphere (8) iso valves | Top of the IP drum | HRSG/ IP Drum | no data | no data | HIS | no data | OPEN | no data | no data | no data | no data
no data | 01-VHIS977 | 4 vents to atmosphere (8) iso valves | Top of the IP drum | HRSG/ IP Drum | no data | no data | HIS | no data | OPEN | no data | no data | no data | no data
no data | 01-VHIS978 | Pegging steam to LP drum iso | Top of the IP drum | HRSG/ IP Drum | no data | no data | HIS | no data | OPEN | no data | no data | no data | no data
no data | 01-VHIS978 | Pegging steam to LP drum iso bypass | Top of the IP drum | HRSG/ IP Drum | no data | no data | HIS | no data | CLOSED | no data | no data | no data | no data
no data | 01-VHIS978 | Pegging steam to LP drum iso equalizing | Top of the IP drum | HRSG/ IP Drum | no data | no data | HIS | no data | OPEN | no data | no data | no data | no data
no data | 01-VHIS979 | Level Element | HRSG upper West | HRSG/ IP Drum | no data | no data | HIS | no data | OPEN | no data | no data | no data | no data
no data | 01-VHIS987 | IP superheater outlet PIT | HRSG lower | no data | no data | no data | HIS | no data | no data | no data | no data | no data | no data
no data | 01-VHIS988 | IP superheater outlet PIT | HRSG lower | no data | no data | no data | HIS | no data | no data | no data | no data | no data | no data
no data | 01-VHIS992 | Phosphate injection iso | HRSG upper West | HRSG/ IP Drum | no data | no data | HIS | no data | OPEN | no data | no data | no data | no data
no data | 01-VHIS993 | Level Element | HRSG upper West | HRSG/ IP Drum | no data | no data | HIS | no data | OPEN | no data | no data | no data | no data
no data | 01-VHIS994 | IP steam flow meter | HRSG lower | no data | no data | no data | HIS | no data | no data | no data | no data | no data | no data
no data | 01-VHIS995 | IP steam flow meter | HRSG lower | no data | no data | no data | HIS | no data | no data | no data | no data | no data | no data
no data | 01-VHIS996 | IP steam flow meter | HRSG lower | no data | no data | no data | HIS | no data | no data | no data | no data | no data | no data
no data | 01-VHIS997 | IP steam flow meter | HRSG lower | no data | no data | no data | HIS | no data | no data | no data | no data | no data | no data
no data | 01-VHIS998 | Pegging steam to LP drum vent (2) iso valves | Top of the IP drum | HRSG/ IP Drum | no data | no data | HIS | no data | CLOSED | no data | no data | no data | no data
no data | 01-VHIS999 | Pegging steam to LP drum vent (2) iso valves | Top of the IP drum | HRSG/ IP Drum | no data | no data | HIS | no data | CLOSED | no data | no data | no data | no data
no data | 01-VHLS | MOV bypass | HRSG lower NW | no data | no data | no data | CND | no data | CLOSED | no data | no data | no data | no data
no data | 01-VHLS801 | Drain after Heat Exchanger | HRSG lower NE | no data | no data | no data | CND | no data | CLOSED | no data | no data | no data | no data
no data | 01-VHLS802 | Drain after Heat Exchanger | HRSG lower NE | no data | no data | no data | CND | no data | CLOSED | no data | no data | no data | no data
no data | 01-VHLS803 | Pressure Transmitter isolations | HRSG lower NW | no data | no data | no data | CND | no data | OPEN | no data | no data | no data | no data
no data | 01-VHLS804 | Pressure Transmitter isolations | HRSG lower NW | no data | no data | no data | CND | no data | OPEN | no data | no data | no data | no data
no data | 01-VHLS807 | Drain after Heat Exchanger | HRSG lower NE | no data | no data | no data | CND | no data | CLOSED | no data | no data | no data | no data
no data | 01-VHLS808 | Sampling | HRSG lower West | no data | no data | no data | HLS | no data | no data | no data | no data | no data | no data
no data | 01-VHLS809 | Sampling | HRSG lower West | no data | no data | no data | HLS | no data | no data | no data | no data | no data | no data
no data | 01-VHLS810 | Drain after Heat Exchanger | HRSG lower NE | no data | no data | no data | CND | no data | CLOSED | no data | no data | no data | no data
no data | 01-VHLS811 | 3 PIT (6) iso valves | HRSG lower West | no data | no data | no data | HLS | no data | no data | no data | no data | no data | no data
no data | 01-VHLS812 | 3 PIT (6) iso valves | HRSG lower West | no data | no data | no data | HLS | no data | no data | no data | no data | no data | no data
no data | 01-VHLS813 | 3 PIT (6) iso valves | HRSG lower West | no data | no data | no data | HLS | no data | no data | no data | no data | no data | no data
no data | 01-VHLS814 | 3 PIT (6) iso valves | HRSG lower West | no data | no data | no data | HLS | no data | no data | no data | no data | no data | no data
no data | 01-VHLS815 | 3 PIT (6) iso valves | HRSG lower West | no data | no data | no data | HLS | no data | no data | no data | no data | no data | no data
no data | 01-VHLS816 | 3 PIT (6) iso valves | HRSG lower West | no data | no data | no data | HLS | no data | no data | no data | no data | no data | no data
no data | 01-VHLS819 | LP steam flow transmitters | Pipe Rack 2nd | HRSG | no data | no data | HLS | no data | no data | no data | no data | no data | no data
no data | 01-VHLS820 | LP steam flow transmitters | Pipe Rack 2nd | HRSG | no data | no data | HLS | no data | no data | no data | no data | no data | no data
no data | 01-VHLS821 | LP Economizer Drains (Block) | HRSG lower NW | no data | no data | no data | CND | no data | CLOSED | no data | no data | no data | no data
no data | 01-VHLS821 | LP steam flow transmitters | Pipe Rack 2nd | HRSG | no data | no data | HLS | no data | no data | no data | no data | no data | no data
no data | 01-VHLS822 | LP steam flow transmitters | Pipe Rack 2nd | HRSG | no data | no data | HLS | no data | no data | no data | no data | no data | no data
no data | 01-VHLS823 | LP Economizer Drains (Block) | HRSG lower NW | no data | no data | no data | CND | no data | CLOSED | no data | no data | no data | no data
no data | 01-VHLS824 | LP Economizer Drains (Block) | HRSG lower NW | no data | no data | no data | CND | no data | CLOSED | no data | no data | no data | no data
no data | 01-VHLS825 | LP steam flow transmitters | Pipe Rack 2nd | HRSG | no data | no data | HLS | no data | no data | no data | no data | no data | no data
no data | 01-VHLS826 | LP steam flow transmitters | Pipe Rack 2nd | HRSG | no data | no data | HLS | no data | no data | no data | no data | no data | no data
no data | 01-VHLS827 | LP steam flow transmitters | Pipe Rack 2nd | HRSG | no data | no data | HLS | no data | no data | no data | no data | no data | no data
no data | 01-VHLS828 | LP steam flow transmitters | Pipe Rack 2nd | HRSG | no data | no data | HLS | no data | no data | no data | no data | no data | no data
no data | 01-VHLS829 | Cold condensate drain | HRSG lower NE | no data | no data | no data | CND | no data | CLOSED | no data | no data | no data | no data
no data | 01-VHLS830 | Cold condensate drain | HRSG lower NE | no data | no data | no data | CND | no data | CLOSED | no data | no data | no data | no data
no data | 01-VHLS851 | Cold Condensate outlet vent | HRSG lower NE | no data | no data | no data | CND | no data | CLOSED | no data | no data | no data | no data
no data | 01-VHLS852 | Cold Condensate outlet vent | HRSG lower NE | no data | no data | no data | CND | no data | CLOSED | no data | no data | no data | no data
no data | 01-VHLS902 | Drain before LP Economizer inlet MOV | HRSG lower NW | no data | no data | no data | CND | no data | CLOSED | no data | no data | no data | no data
no data | 01-VHLS903 | Drain before LP Economizer inlet MOV | HRSG lower NW | no data | no data | no data | CND | no data | CLOSED | no data | no data | no data | no data
no data | 01-VHLS904 | Steam to LP Evap MOV bypass | HRSG lower | no data | no data | no data | HLS | no data | no data | no data | no data | no data | no data
no data | 01-VHLS904 | Cold Condensate inlet isolation | HRSG lower NE | no data | no data | no data | CND | no data | OPEN | no data | no data | no data | no data
no data | 01-VHLS905 | Hot Condensate inlet isolation | HRSG lower NE | no data | no data | no data | CND | no data | OPEN | no data | no data | no data | no data
no data | 01-VHLS907 | Cold Condensate outlet isolation | HRSG lower NE | no data | no data | no data | CND | no data | OPEN | no data | no data | no data | no data
no data | 01-VHLS908 | Hot Condensate outlet isolation | HRSG lower NE | no data | no data | no data | CND | no data | OPEN | no data | no data | no data | no data
no data | 01-VHLS909 | Cold Condensate bypass around heat exchanger | HRSG lower NE | no data | no data | no data | CND | no data | CLOSED | no data | no data | no data | no data
no data | 01-VHLS913 | LP Economizer Drains (Root) | HRSG lower NW | no data | no data | no data | CND | no data | CLOSED | no data | no data | no data | no data
no data | 01-VHLS916 | LP Economizer Drains (Root) | HRSG lower NW | no data | no data | no data | CND | no data | CLOSED | no data | no data | no data | no data
no data | 01-VHLS918 | LP Economizer Drains (Root) | HRSG lower NW | no data | no data | no data | CND | no data | CLOSED | no data | no data | no data | no data
no data | 01-VHLS920 | LP Economizer Drains (Root) | HRSG lower NW | no data | no data | no data | CND | no data | CLOSED | no data | no data | no data | no data
no data | 01-VHLS924 | BFP suction iso | one level down under LP drum | BFP A/B suction | no data | no data | BFW | no data | OPEN | no data | no data | no data | no data
no data | 01-VHLS985 | Steam to LP Evap drain after MOV | HRSG lower | no data | no data | no data | HLS | no data | no data | no data | no data | no data | no data
no data | 01-VHLS986 | Drip leg drain before MOV | HRSG lower West | no data | no data | no data | HLS | no data | no data | no data | no data | no data | no data
no data | 01-VHLS987 | Drip leg drain before MOV | HRSG lower West | no data | no data | no data | HLS | no data | no data | no data | no data | no data | no data
no data | 01-VHLS992 | Steam to LP Evap strainer drain | HRSG lower | no data | no data | no data | HLS | no data | no data | no data | no data | no data | no data
no data | 01-VHLS993 | Steam to LP Evap strainer drain | HRSG lower | no data | no data | no data | HLS | no data | no data | no data | no data | no data | no data
no data | 01-VHLS993 | Steam to LP Evap strainer drain | HRSG lower | Sparging | no data | no data | AXS | no data | no data | no data | no data | no data | no data
no data | 01-VHLS999 | Steam to LP Evap drain after MOV | HRSG lower | no data | no data | no data | HLS | no data | no data | no data | no data | no data | no data
no data | 01-VHLS999 | Steam to LP Evap drain after MOV | HRSG lower | Sparging | no data | no data | AXS | no data | no data | no data | no data | no data | no data
no data | 01-VHPS828F | HPS superheated steam sample isolation | Pipe Rack 3rd | HRSG/ST | no data | no data | HHS | no data | no data | no data | no data | no data | no data
no data | 01-VHPSF829F | HPS superheated steam sample isolation | Pipe Rack 3rd | HRSG/ST | no data | no data | HHS | no data | no data | no data | no data | no data | no data
no data | 01-VHRS803 | CRH header PIT (HRSG) | HRSG upper | HRSG/ST | no data | no data | HRH | no data | no data | no data | no data | no data | no data
no data | 01-VHRS804 | CRH header PIT (HRSG) | HRSG upper | HRSG/ST | no data | no data | HRH | no data | no data | no data | no data | no data | no data
no data | 01-VHRS807 | Nitrogen to CRH vent | HRSG upper | HRSG/ST | no data | no data | HRH | no data | no data | no data | no data | no data | no data
no data | 01-VHRS808 | Nitrogen to CRH vent | HRSG upper | HRSG/ST | no data | no data | HRH | no data | no data | no data | no data | no data | no data
no data | 01-VHRS813 | Reheater outet PITs | HRSG upper | HRSG/ST | no data | no data | HRH | no data | no data | no data | no data | no data | no data
no data | 01-VHRS814 | Reheater outet PITs | HRSG upper | HRSG/ST | no data | no data | HRH | no data | no data | no data | no data | no data | no data
no data | 01-VHRS901 | HRH sample | Pipe Rack 3rd | HRSG/ST | no data | no data | HRH | no data | no data | no data | no data | no data | no data
no data | 01-VHRS902 | HRH sample | Pipe Rack 3rd | HRSG/ST | no data | no data | HRH | no data | no data | no data | no data | no data | no data
no data | 01-VHRS903 | Reheater outet PITs | HRSG upper | HRSG/ST | no data | no data | HRH | no data | no data | no data | no data | no data | no data
no data | 01-VHRS904 | Reheater outet PITs | HRSG upper | HRSG/ST | no data | no data | HRH | no data | no data | no data | no data | no data | no data
no data | 01-VHRS909 | Nitrogen to CRH | HRSG upper | HRSG/ST | no data | no data | HRH | no data | no data | no data | no data | no data | no data
no data | 01-VHRS911 | Reheater outet PITs | HRSG upper | HRSG/ST | no data | no data | HRH | no data | no data | no data | no data | no data | no data
no data | 01-VHRS912 | Reheater outet PITs | HRSG upper | HRSG/ST | no data | no data | HRH | no data | no data | no data | no data | no data | no data
no data | 01-VHRS969 | Reheater interstage Dripleg drain | HRSG lower West | no data | no data | no data | HRS | no data | no data | no data | no data | no data | no data
no data | 01-VHRS969 | Reheater interstage Dripleg drain | HRSG upper | HRSG/ST | no data | no data | HRH | no data | no data | no data | no data | no data | no data
no data | 01-VHRS970 | Reheater interstage Dripleg drain | HRSG lower West | no data | no data | no data | HRS | no data | no data | no data | no data | no data | no data
no data | 01-VHRS970 | Reheater interstage Dripleg drain | HRSG upper | HRSG/ST | no data | no data | HRH | no data | no data | no data | no data | no data | no data
no data | 01-VHS982 | IP superheater outlet sampl | HRSG lower | Sample | no data | no data | no data | no data | no data | no data | no data | no data | no data
no data | 01-VHS983 | IP superheater outlet sampl | HRSG lower | Sample | no data | no data | no data | no data | no data | no data | no data | no data | no data
no data | 01-VLPS | LP steam strainer drain | ST lower | no data | no data | no data | LPS | no data | no data | no data | no data | no data | no data
no data | 01-VLPS | Manuall iso drain before and after LP steam CV | ST lower | no data | no data | no data | LPS | no data | no data | no data | no data | no data | no data
no data | 01-VLPS174 | Vents and drains on level switches | ST lower | no data | no data | no data | LPS | no data | no data | no data | no data | no data | no data
no data | 01-VLPS176 | Vents and drains on level switches | ST lower | no data | no data | no data | LPS | no data | no data | no data | no data | no data | no data
no data | 01-VSMP130F | Aux steam sample iso | Pipe Rack 1st | Aux Steam Header | no data | no data | AXS | no data | no data | no data | no data | no data | no data
no data | 01-VSTP204 | GS supply CV bypass | ST upper East | GS condenser | no data | no data | STP | no data | no data | no data | no data | no data | no data
no data | 01-VSTP204 | GS supply CV bypass | ST upper West | ST seals | no data | no data | STP | no data | no data | no data | no data | no data | no data
no data | 01-VSTP258 | DT pump discharge vent | ST Drains Tank area | ST DT pump | no data | no data | STP | no data | CLOSED | no data | no data | no data | no data
no data | 01-VSTP259 | DT pump discharge drain | ST Drains Tank area | ST DT pump | no data | no data | STP | no data | CLOSED | no data | no data | no data | no data
no data | 01-VSWS112 | BD tank sump pump discharge vent | HRSG NE | BDT | no data | no data | HBD | no data | no data | no data | no data | no data | no data
no data | 01-VSWS123 | BD tank sump B pump discharge | HRSG NE | BDT | no data | no data | HBD | no data | no data | no data | no data | no data | no data
no data | 01-VSWS124 | BD tank sump A pump discharge | HRSG NE | BDT | no data | no data | HBD | no data | no data | no data | no data | no data | no data
no data | 02-FG-V-0942 | DRAIN AFTER FLOW CONTROL VALVE | no data | UNIT 2 DUCT BURNER | no data | no data | FGS | no data | CLOSED | no data | no data | no data | no data
no data | 02-FG-V-0943 | PILOT HEADER DRAIN AFTER LAST STOP VALVE | no data | UNIT 2 DUCT BURNER | no data | no data | FGS | no data | CLOSED | no data | no data | no data | no data
no data | 02-IV-863A | LIT863A (upper iso) | CRT landing | LIT | no data | Iso Vlv | CND | 94.03.40.100.02-PD-0001-00 (4of13) | OPEN | CLOSED | no data | no data | no data
no data | 02-IV-863C | LIT863B (upper iso) | CRT landing | LIT | no data | Iso Vlv | CND | 94.03.40.100.02-PD-0001-00 (4of13) | OPEN | CLOSED | no data | no data | no data
no data | 02-IV-863E | LIT863C (upper iso) | CRT landing | LIT | no data | Iso Vlv | CND | 94.03.40.100.02-PD-0001-00 (4of13) | OPEN | CLOSED | no data | no data | no data
no data | 02-IV-864A | Level Gauge 864 (upper iso) | CRT landing | LIT | no data | Iso Vlv | CND | 94.03.40.100.02-PD-0001-00 (4of13) | OPEN | CLOSED | no data | no data | no data
no data | 02-IV-866 | PIT866 iso | CRT landing | PIT | no data | Iso Vlv | CND | 94.03.40.100.02-PD-0001-00 (4of13) | OPEN | CLOSED | no data | no data | no data
no data | 02-IV-867A | PIT867A iso | CRT landing | PIT | no data | Iso Vlv | CND | 94.03.40.100.02-PD-0001-00 (4of13) | OPEN | CLOSED | no data | no data | no data
no data | 02-IV-867B | PIT867B iso | CRT landing | PIT | no data | Iso Vlv | CND | 94.03.40.100.02-PD-0001-00 (4of13) | OPEN | CLOSED | no data | no data | no data
no data | 02-IV-867C | PIT867C iso | CRT landing | PIT | no data | Iso Vlv | CND | 94.03.40.100.02-PD-0001-00 (4of13) | OPEN | CLOSED | no data | no data | no data
no data | 02-IV-868 | PIT868 iso | CRT landing | PIT | no data | Iso Vlv | CND | 94.03.40.100.02-PD-0001-00 (4of13) | OPEN | CLOSED | no data | no data | no data
no data | 02-MAA03AA801 | HP turbine inlet steam PITs (101/102/103) | ST lower East | no data | no data | no data | HPS | no data | no data | no data | no data | no data | no data
no data | 02-MAA41AA801 | HP turbine exhaust PITs (110/111/112) | ST lower East | no data | no data | no data | CRH | no data | no data | no data | no data | no data | no data
no data | 02-MAAAA802 | HP turbine inlet steam PITs (101/102/103) | ST lower East | no data | no data | no data | HPS | no data | no data | no data | no data | no data | no data
no data | 02-MAAAA802 | HP turbine exhaust PITs (110/111/112) | ST lower East | no data | no data | no data | CRH | no data | no data | no data | no data | no data | no data
no data | 02-MAAAA803 | HP turbine inlet steam PITs (101/102/103) | ST lower East | no data | no data | no data | HPS | no data | no data | no data | no data | no data | no data
no data | 02-MAAAA803 | HP turbine exhaust PITs (110/111/112) | ST lower East | no data | no data | no data | CRH | no data | no data | no data | no data | no data | no data
no data | 02-MAAAA804 | HP turbine inlet steam PITs (101/102/103) | ST lower East | no data | no data | no data | HPS | no data | no data | no data | no data | no data | no data
no data | 02-MAAAA805 | HP turbine inlet steam PITs (101/102/103) | ST lower East | no data | no data | no data | HPS | no data | no data | no data | no data | no data | no data
no data | 02-MAAAA806 | HP turbine inlet steam PITs (101/102/103) | ST lower East | no data | no data | no data | HPS | no data | no data | no data | no data | no data | no data
no data | 02-MAB03BR801 | IP Turbine Inlet steam PITs (113/114/115) | ST lower East | no data | no data | no data | HRH | no data | no data | no data | no data | no data | no data
no data | 02-MABBR802 | IP Turbine Inlet steam PITs (113/114/115) | ST lower East | no data | no data | no data | HRH | no data | no data | no data | no data | no data | no data
no data | 02-MABBR803 | IP Turbine Inlet steam PITs (113/114/115) | ST lower East | no data | no data | no data | HRH | no data | no data | no data | no data | no data | no data
no data | 02-MAC03AA801 | LP Turbine inlet steam PIT (123) | ST lower | no data | no data | no data | LPS | no data | no data | no data | no data | no data | no data
no data | 02-MAW01AA001 | GS Exhauster A inlet | ST upper East | GS condenser | no data | no data | STP | no data | no data | no data | no data | no data | no data
no data | 02-MAW01AA001 | GS Exhauster A inlet | ST upper West | ST seals | no data | no data | STP | no data | no data | no data | no data | no data | no data
no data | 02-MAW01AA002 | GS Exhauster B inlet | ST upper East | GS condenser | no data | no data | STP | no data | no data | no data | no data | no data | no data
no data | 02-MAW01AA002 | GS Exhauster B inlet | ST upper West | ST seals | no data | no data | STP | no data | no data | no data | no data | no data | no data
no data | 02MBP02AA820 | UPPER TRANSMITTER ISOLATION 02MBP01CL121 | no data | UNIT 2 GT HEADER | no data | no data | FGS | no data | OPEN | no data | no data | no data | no data
no data | 02MBP02AA821 | LOWER TRANSMITTER ISOLATION 02MBP01CL121 | no data | UNIT 2 GT HEADER | no data | no data | FGS | no data | OPEN | no data | no data | no data | no data
no data | 02MBP02AA822 | UPPER TRANSMITTER ISOLATION 02MBP01CL122 | no data | UNIT 2 GT HEADER | no data | no data | FGS | no data | OPEN | no data | no data | no data | no data
no data | 02MBP02AA823 | LOWER TRANSMITTER ISOLATION 02MBP01CL122 | no data | UNIT 2 GT HEADER | no data | no data | FGS | no data | OPEN | no data | no data | no data | no data
no data | 02MBP02AA830 | UPPER TRANSMITTER ISOLATION 02MBP01CL131 | no data | UNIT 2 GT HEADER | no data | no data | FGS | no data | OPEN | no data | no data | no data | no data
no data | 02MBP02AA831 | LOWER TRANSMITTER ISOLATION 02MBP01CL131 | no data | UNIT 2 GT HEADER | no data | no data | FGS | no data | OPEN | no data | no data | no data | no data
no data | 02MBP02AA832 | UPPER TRANSMITTER ISOLATION 02MBPCL132 | no data | UNIT 2 GT HEADER | no data | no data | FGS | no data | OPEN | no data | no data | no data | no data
no data | 02MBP02AA833 | LOWER TRANSMITTER ISOLATION 02MBPCL132 | no data | UNIT 2 GT HEADER | no data | no data | FGS | no data | OPEN | no data | no data | no data | no data
no data | 02MBP02AA922 | UPPER ISOLTION FOR VESSEL LEVEL TRANSMITTER | no data | UNIT 2 GT HEADER | no data | no data | FGS | no data | OPEN | no data | no data | no data | no data
no data | 02MBP02AA924 | LOWER ISOLTION FOR VESSEL LEVEL TRANSMITTER | no data | UNIT 2 GT HEADER | no data | no data | FGS | no data | OPEN | no data | no data | no data | no data
no data | 02MBP02AA932 | UPPER ISOLTION FOR VESSEL LEVEL TRANSMITTER | no data | UNIT 2 GT HEADER | no data | no data | FGS | no data | OPEN | no data | no data | no data | no data
no data | 02MBP02AA934 | LOWER ISOLTION FOR VESSEL LEVEL TRANSMITTER | no data | UNIT 2 GT HEADER | no data | no data | FGS | no data | OPEN | no data | no data | no data | no data
no data | 02MBP03AA902 | UNIT 2 PILOT "A" RING DRAIN | no data | UNIT 2 GT HEADER | no data | no data | FGS | no data | CLOSED | no data | no data | no data | no data
no data | 02-nodata1 | Air ejector suction/discharge | CRT landing | CRT/Air ejector | no data | Iso Vlv | AXS | no data | no data | no data | no data | no data | no data
no data | 02-nodata2 | Cond. Receiver Tank PITs | CRT area | PIT | no data | no data | CND | no data | OPEN | no data | no data | no data | no data
no data | 02-nodata3 | ACC street iso bypass trap (2 sets) | CRT area | ACC | no data | no data | CND | no data | CLOSED | no data | no data | no data | no data
no data | 02-nodata4 | Steam Duct Drip Leg LT iso (6 valves) | ST Drains Tank area | ST DT pump | no data | no data | no data | no data | no data | no data | no data | no data | no data
no data | 02-nodata5 | Drains tank sump pump A | ST Drains Tank area | ST DT pump | no data | no data | VSTP | no data | no data | no data | no data | no data | no data
no data | 02-nodata6 | Drains tank sump pump B | ST Drains Tank area | ST DT pump | no data | no data | VSTP | no data | no data | no data | no data | no data | no data
no data | 02-nodata7 | Condenser Vacuum PITs (127/128/129) | ST upper East | PT | no data | no data | no data | no data | no data | no data | no data | no data | no data
no data | 02-nodata8 | LP steam PIT (turbine side) | ST lower | no data | no data | no data | LPS | no data | no data | no data | no data | no data | no data
no data | 02-nodata9 | BFP "A" CCW inlet/outlet | HRSG lower West | no data | no data | no data | BFW | no data | no data | no data | no data | no data | no data
no data | 02-nodata10 | BFP "B" CCW inlet/outlet | HRSG lower West | no data | no data | no data | BFW | no data | no data | no data | no data | no data | no data
no data | 02-nodata11 | ECA pump"A" drain | HRSG SE | ECA | no data | no data | CND | no data | CLOSED | no data | no data | no data | no data
no data | 02-nodata12 | ECA pump"B" drain | HRSG SE | ECA | no data | no data | CND | no data | CLOSED | no data | no data | no data | no data
no data | 02-nodata13 | HP/IP/LP intermittent blowdown drains | HRSG NE | BDT | no data | no data | HBD | no data | no data | no data | no data | no data | no data
no data | 02-nodata14 | IP continuous BD manual regulator (BD tank) | HRSG NE | BDT | no data | no data | HBD | no data | no data | no data | no data | no data | no data
no data | 02-nodata15 | LP/IP/HP intermitent BD drains (in the pit) | HRSG NE | BDT | no data | no data | HBD | no data | no data | no data | no data | no data | no data
no data | 02-nodata16 | BFP "A" IP FW discharge iso bypass | Pipe Rack 1st | BFP A | no data | no data | BFW | no data | CLOSED | no data | no data | no data | no data
no data | 02-nodata17 | BFP "A" IP FW discharge iso equalizing valve | Pipe Rack 1st | BFP A | no data | no data | BFW | no data | OPEN | no data | no data | no data | no data
no data | 02-nodata18 | BFP "A" HP FW discharge MOV equalizing valve | Pipe Rack 1st | BFP A | no data | no data | BFW | no data | OPEN | no data | no data | no data | no data
no data | 02-nodata19 | BFP "B" IP FW discharge MOV equalizing valve | Pipe Rack 1st | BFP B | no data | no data | BFW IP | no data | OPEN | no data | no data | no data | no data
no data | 02-nodata20 | GAS COMPRESSOR"B" INLET BLOCK VALVE | no data | FUEL GAS COMPRESSOR "B" | no data | no data | FGS | no data | OPEN | no data | no data | no data | no data
no data | 02-nodata21 | GAS COMPRESSOR"B" S/U PURGE INLET BLOCK VALVE | no data | FUEL GAS COMPRESSOR "B" | no data | no data | FGS | no data | OPEN | no data | no data | no data | no data
no data | 02-nodata22 | GAS COMPRESSOR"B" S/U PURGE OUTLET BLOCK VALVE | no data | FUEL GAS COMPRESSOR "B" | no data | no data | FGS | no data | OPEN | no data | no data | no data | no data
no data | 02-nodata23 | GAS COMPRESSOR"B" GAS PURGE NITROGEN FILL/DRAIN VALVE | no data | FUEL GAS COMPRESSOR "B" | no data | no data | FGS | no data | CLOSED | no data | no data | no data | no data
no data | 02-nodata24 | GAS COMPRESSOR"B" INLET HEADER DRAIN | no data | FUEL GAS COMPRESSOR "B" | no data | no data | FGS | no data | CLOSED | no data | no data | no data | no data
no data | 02-nodata25 | GAS COMPRESSOR"B" GAS SUPPLY TO SEAL FILTER | no data | FUEL GAS COMPRESSOR "B" | no data | no data | FGS | no data | OPEN | no data | no data | no data | no data
no data | 02-nodata26 | GAS COMPRESSOR"B" DISCHARGE CONTROL VALVE BLEED | no data | FUEL GAS COMPRESSOR "B" | no data | no data | FGS | no data | CLOSED | no data | no data | no data | no data
no data | 02-nodata27 | GAS COMPRESSOR"B" OUTLET BLOCK VALVE | no data | FUEL GAS COMPRESSOR "B" | no data | no data | FGS | no data | OPEN | no data | no data | no data | no data
no data | 02-nodata28 | GAS COMPRESSOR"B" SEAL SUPPLY FLOW VALVE | no data | FUEL GAS COMPRESSOR "B" | no data | no data | FGS | no data | OPEN | no data | no data | no data | no data
no data | 02-nodata29 | GAS COMPRESSOR"B" SEAL SUPPLY BLOCK VALVE | no data | FUEL GAS COMPRESSOR "B" | no data | no data | FGS | no data | OPEN | no data | no data | no data | no data
no data | 02-nodata30 | NITROGEN SUPPLY TO SEAL BLOCK VALVE | no data | FUEL GAS COMPRESSOR "B" | no data | no data | FGS | no data | Open | no data | no data | no data | no data
no data | 02-nodata31 | GAS COMPRESSOR"B" LUBE OIL FILTER PRESSURE EQUALIZATION VALVE | no data | FUEL GAS COMPRESSOR "B" | no data | no data | FGS | no data | CLOSED | no data | no data | no data | no data
no data | 02-nodata32 | GAS COMPRESSOR"B" 227A OIL FILTER VENT VALVE | no data | FUEL GAS COMPRESSOR "B" | no data | no data | FGS | no data | CLOSED | no data | no data | no data | no data
no data | 02-nodata33 | GAS COMPRESSOR"B" 227B OIL FILTER VENT VALVE | no data | FUEL GAS COMPRESSOR "B" | no data | no data | FGS | no data | CLOSED | no data | no data | no data | no data
no data | 02-nodata34 | GAS COMPRESSOR"B" CONTROL OIL TO VALVE 00-PSV-FGS-421 ISOLATION | no data | FUEL GAS COMPRESSOR "B" | no data | no data | FGS | no data | OPEN | no data | no data | no data | no data
no data | 02-nodata35 | GAS COMPRESSOR"B" OIL RESERVOIR DRAIN | no data | FUEL GAS COMPRESSOR "B" | no data | no data | FGS | no data | CLOSED | no data | no data | no data | no data
no data | 02-nodata36 | GAS COMPRESSOR "B" COMPRESSOR DISCHARGE PRESSURE TRANSMITER | no data | FUEL GAS COMPRESSOR "B" | no data | no data | FGS | no data | OPEN | no data | no data | no data | no data
no data | 02-nodata37 | GAS COMPRESSOR "B" COMPRESSOR INLET PRESSURE TRANSMITER | no data | FUEL GAS COMPRESSOR "B" | no data | no data | FGS | no data | OPEN | no data | no data | no data | no data
no data | 02-nodata38 | GAS COMPRESSOR "B" FLOW METER HIGH SIDE ISOLATION | no data | FUEL GAS COMPRESSOR "B" | no data | no data | FGS | no data | OPEN | no data | no data | no data | no data
no data | 02-nodata39 | GAS COMPRESSOR "B" FLOW METER LOW SIDE ISOLATION | no data | FUEL GAS COMPRESSOR "B" | no data | no data | FGS | no data | OPEN | no data | no data | no data | no data
no data | 02-nodata40 | GAS COMPRESSOR "B" SEAL GAS SUPPLY FILTER DP TRANSMITTER HIGH SIDE | no data | FUEL GAS COMPRESSOR "B" | no data | no data | FGS | no data | OPEN | no data | no data | no data | no data
no data | 02-nodata41 | GAS COMPRESSOR "B" SEAL GAS SUPPLY FILTER DP TRANSMITTER LOW SIDE | no data | FUEL GAS COMPRESSOR "B" | no data | no data | FGS | no data | OPEN | no data | no data | no data | no data
no data | 02-nodata42 | GAS COMPRESSOR "B" SEAL VENT PRESSURE TRANSMITTER ISOLATION | no data | FUEL GAS COMPRESSOR "B" | no data | no data | FGS | no data | OPEN | no data | no data | no data | no data
no data | 02-nodata43 | GAS COMPRESSOR"C" INLET BLOCK VALVE | no data | FUEL GAS COMPRESSOR "C" | no data | no data | FGS | no data | OPEN | no data | no data | no data | no data
no data | 02-nodata44 | GAS COMPRESSOR"C" S/U PURGE INLET BLOCK VALVE | no data | FUEL GAS COMPRESSOR "C" | no data | no data | FGS | no data | OPEN | no data | no data | no data | no data
no data | 02-nodata45 | GAS COMPRESSOR"C" S/U PURGE OUTLET BLOCK VALVE | no data | FUEL GAS COMPRESSOR "C" | no data | no data | FGS | no data | OPEN | no data | no data | no data | no data
no data | 02-nodata46 | GAS COMPRESSOR"C" GAS PURGE NITROGEN FILL/DRAIN VALVE | no data | FUEL GAS COMPRESSOR "C" | no data | no data | FGS | no data | CLOSED | no data | no data | no data | no data
no data | 02-nodata47 | GAS COMPRESSOR"C" INLET HEADER DRAIN | no data | FUEL GAS COMPRESSOR "C" | no data | no data | FGS | no data | CLOSED | no data | no data | no data | no data
no data | 02-nodata48 | GAS COMPRESSOR"C" GAS SUPPLY TO SEAL FILTER | no data | FUEL GAS COMPRESSOR "C" | no data | no data | FGS | no data | OPEN | no data | no data | no data | no data
no data | 02-nodata49 | GAS COMPRESSOR"C" DISCHARGE CONTROL VALVE BLEED | no data | FUEL GAS COMPRESSOR "C" | no data | no data | FGS | no data | CLOSED | no data | no data | no data | no data
no data | 02-nodata50 | GAS COMPRESSOR"C" OUTLET BLOCK VALVE | no data | FUEL GAS COMPRESSOR "C" | no data | no data | FGS | no data | OPEN | no data | no data | no data | no data
no data | 02-nodata51 | GAS COMPRESSOR"C" SEAL SUPPLY FLOW VALVE | no data | FUEL GAS COMPRESSOR "C" | no data | no data | FGS | no data | OPEN | no data | no data | no data | no data
no data | 02-nodata52 | GAS COMPRESSOR"C" SEAL SUPPLY BLOCK VALVE | no data | FUEL GAS COMPRESSOR "C" | no data | no data | FGS | no data | OPEN | no data | no data | no data | no data
no data | 02-nodata53 | NITROGEN SUPPLY TO SEAL BLOCK VALVE | no data | FUEL GAS COMPRESSOR "C" | no data | no data | FGS | no data | Open | no data | no data | no data | no data
no data | 02-nodata54 | GAS COMPRESSOR"C" LUBE OIL FILTER PRESSURE EQUALIZATION VALVE | no data | FUEL GAS COMPRESSOR "C" | no data | no data | FGS | no data | CLOSED | no data | no data | no data | no data
no data | 02-nodata55 | GAS COMPRESSOR"C" 227A OIL FILTER VENT VALVE | no data | FUEL GAS COMPRESSOR "C" | no data | no data | FGS | no data | CLOSED | no data | no data | no data | no data
no data | 02-nodata56 | GAS COMPRESSOR"C" 227B OIL FILTER VENT VALVE | no data | FUEL GAS COMPRESSOR "C" | no data | no data | FGS | no data | CLOSED | no data | no data | no data | no data
no data | 02-nodata57 | GAS COMPRESSOR"C" CONTROL OIL TO VALVE 00-PSV-FGS-421 ISOLATION | no data | FUEL GAS COMPRESSOR "C" | no data | no data | FGS | no data | OPEN | no data | no data | no data | no data
no data | 02-nodata58 | GAS COMPRESSOR"C" OIL RESERVOIR DRAIN | no data | FUEL GAS COMPRESSOR "C" | no data | no data | FGS | no data | CLOSED | no data | no data | no data | no data
no data | 02-nodata59 | GAS COMPRESSOR "C" COMPRESSOR DISCHARGE PRESSURE TRANSMITER | no data | FUEL GAS COMPRESSOR "C" | no data | no data | FGS | no data | OPEN | no data | no data | no data | no data
no data | 02-nodata60 | GAS COMPRESSOR "C" COMPRESSOR INLET PRESSURE TRANSMITER | no data | FUEL GAS COMPRESSOR "C" | no data | no data | FGS | no data | OPEN | no data | no data | no data | no data
no data | 02-nodata61 | GAS COMPRESSOR "C" FLOW METER HIGH SIDE ISOLATION | no data | FUEL GAS COMPRESSOR "C" | no data | no data | FGS | no data | OPEN | no data | no data | no data | no data
no data | 02-nodata62 | GAS COMPRESSOR "C" FLOW METER LOW SIDE ISOLATION | no data | FUEL GAS COMPRESSOR "C" | no data | no data | FGS | no data | OPEN | no data | no data | no data | no data
no data | 02-nodata63 | GAS COMPRESSOR "C" SEAL GAS SUPPLY FILTER DP TRANSMITTER HIGH SIDE | no data | FUEL GAS COMPRESSOR "C" | no data | no data | FGS | no data | OPEN | no data | no data | no data | no data
no data | 02-nodata64 | GAS COMPRESSOR "C" SEAL GAS SUPPLY FILTER DP TRANSMITTER LOW SIDE | no data | FUEL GAS COMPRESSOR "C" | no data | no data | FGS | no data | OPEN | no data | no data | no data | no data
no data | 02-nodata65 | GAS COMPRESSOR "C" SEAL VENT PRESSURE TRANSMITTER ISOLATION | no data | FUEL GAS COMPRESSOR "C" | no data | no data | FGS | no data | OPEN | no data | no data | no data | no data
no data | 02-VAX159 | GS supply iso before superheater | ST lower East | Gland Steam | no data | no data | STP | no data | no data | no data | no data | no data | no data
no data | 02-VAX159 | GS supply iso before superheater | ST lower | ST seals | no data | no data | STP | no data | no data | no data | no data | no data | no data
no data | 02-VBDN613 | HRSGs sump discharge to SW tank | HRSG NE | BDT | no data | no data | HBD | no data | no data | no data | no data | no data | no data
no data | 02-VBDN614 | HRSGs sump discharge to SW tank vent/drain | HRSG NE | BDT | no data | no data | HBD | no data | no data | no data | no data | no data | no data
no data | 02-VBDN615 | HRSGs sump discharge to SW tank vent/drain | HRSG NE | BDT | no data | no data | HBD | no data | no data | no data | no data | no data | no data
no data | 02-VBDN687 | HRSGs sump discharge to WW sump | HRSG NE | BDT | no data | no data | HBD | no data | no data | no data | no data | no data | no data
no data | 02-VBDN688 | HRSGs sump discharge to WW sump vent/drain | HRSG NE | BDT | no data | no data | HBD | no data | no data | no data | no data | no data | no data
no data | 02-VBDN689 | HRSGs sump discharge to WW sump vent/drain | HRSG NE | BDT | no data | no data | HBD | no data | no data | no data | no data | no data | no data
no data | 02-VBFVnodata1 | BFP "A" IP FW discharge MOV equalizing valve | Pipe Rack 1st | BFP A | no data | no data | BFW | no data | no data | no data | no data | no data | no data
no data | 02-VBFV189 | BFP "A" HP FW discharge vent (2) valves | Pipe Rack 1st | BFP A | no data | no data | BFW | no data | CLOSED | no data | no data | no data | no data
no data | 02-VBFV190 | BFP "A" HP FW discharge vent (2) valves | Pipe Rack 1st | BFP A | no data | no data | BFW | no data | CLOSED | no data | no data | no data | no data
no data | 02-VBFV192 | BFP "A" HP FW discharge drain (2) valves | Pipe Rack 1st | BFP A | no data | no data | BFW | no data | CLOSED | no data | no data | no data | no data
no data | 02-VBFV193 | BFP "A" HP FW discharge drain (2) valves | Pipe Rack 1st | BFP A | no data | no data | BFW | no data | CLOSED | no data | no data | no data | no data
no data | 02-VBFV271 | BFP "A" HP FW discharge iso | Pipe Rack 1st | BFP A | no data | no data | BFW | no data | OPEN | no data | no data | no data | no data
no data | 02-VBFV271 | BFP "A" HP FW discharge iso equalizing valve | Pipe Rack 1st | BFP A | no data | no data | BFW | no data | OPEN | no data | no data | no data | no data
no data | 02-VBFV271 | BFP "A" HP FW discharge iso bypass | Pipe Rack 1st | BFP A | no data | no data | BFW | no data | CLOSED | no data | no data | no data | no data
no data | 02-VBFWnodata1 | BFP "A" HP FW recirc iso before CV | CRT landing | CV/CRT | no data | Iso Vlv | BFW | no data | OPEN | CLOSED | no data | no data | no data
no data | 02-VBFWnodata2 | BFP "B" HP FW recirc iso before CV | CRT landing | CV/CRT | no data | Iso Vlv | BFW | no data | OPEN | CLOSED | no data | no data | no data
no data | 02-VBFWnodata3 | From TCA to CRT before CV iso | CRT landing | CV/CRT | no data | Iso Vlv | BFW | no data | OPEN | CLOSED | no data | no data | no data
no data | 02-VBFWnodata4 | BFP suction strainer blowdown | Pipe Rack 1st | BFP A/B suction | no data | no data | BFW | no data | CLOSED | no data | no data | no data | no data
no data | 02-VBFWnodata5 | BFP "B" IP FW discharge iso bypass | Pipe Rack 1st | BFP B | no data | no data | BFW IP | no data | CLOSED | no data | no data | no data | no data
no data | 02-VBFWnodata6 | BFP "B" IP FW discharge iso equalizing valve | Pipe Rack 1st | BFP B | no data | no data | BFW IP | no data | OPEN | no data | no data | no data | no data
no data | 02-VBFWnodata7 | BFP "B" HP FW discharge iso equalizing valve | Pipe Rack 1st | BFP B | no data | no data | BFW HP | no data | OPEN | no data | no data | no data | no data
no data | 02-VBFWnodata8 | BFP "B" HP FW discharge iso bypass | Pipe Rack 1st | BFP B | no data | no data | BFW HP | no data | CLOSED | no data | no data | no data | no data
no data | 02-VBFWnodata9 | BFP "B" HP FW discharge MOV equalizing valve | Pipe Rack 1st | BFP B | no data | no data | BFW HP | no data | OPEN | no data | no data | no data | no data
no data | 02-VBFWnodata10 | From TCA to Cond. Receiver Tank before CV iso | CRT | TCA | no data | no data | BFW HP | no data | OPEN | no data | no data | no data | no data
no data | 02-VBFWnodata11 | To Gas performance heater MOV bypass | one level under LP Drum | FGPH | no data | no data | BFW IP | no data | CLOSED | no data | no data | no data | no data
no data | 02-VBFW124 | IP FW to HP bypass FT iso | Pipe Rack 3rd | Attemperator HP | no data | no data | BFW IP | no data | OPEN | no data | no data | no data | no data
no data | 02-VBFW124F | HRH terminal atemperator flow meter (3 tramsmitters) | Pipe Rack 2nd | Attemperator HRH | no data | no data | BFW IP | no data | OPEN | no data | no data | no data | no data
no data | 02-VBFW125 | IP FW to HP bypass FT iso | Pipe Rack 3rd | Attemperator HP | no data | no data | BFW IP | no data | OPEN | no data | no data | no data | no data
no data | 02-VBFW126 | IP FW to HP bypass FT iso | Pipe Rack 3rd | Attemperator HP | no data | no data | BFW IP | no data | OPEN | no data | no data | no data | no data
no data | 02-VBFW127 | IP FW to HP bypass FT iso | Pipe Rack 3rd | Attemperator HP | no data | no data | BFW IP | no data | OPEN | no data | no data | no data | no data
no data | 02-VBFW180F | BFP "B" suction PIT iso (3) | HRSG lower West | no data | no data | no data | BFW | no data | OPEN | no data | no data | no data | no data
no data | 02-VBFW180F | BFP "B" suction PIT iso (3) | Pipe Rack 1st | BFP B | no data | no data | BFW | no data | OPEN | no data | no data | no data | no data
no data | 02-VBFW2278 | Gas performance heater Level switch vessel 2 | FGPH | FGPH | no data | no data | BFW IP | no data | OPEN | no data | no data | no data | no data
no data | 02-VBFW3346 | Gas performance heater Low flow CV iso (before) | FGPH | FGPH | no data | no data | BFW IP | no data | OPEN | no data | no data | no data | no data
no data | 02-VBFW385F | FW to HP terminal atemperator (3) Flow meters | Pipe Rack 1st | Attemperator HP | no data | no data | BFW HP | no data | OPEN | no data | no data | no data | no data
no data | 02-VBFW394F | BFP "A" suction PIT iso (3) (at the pump) | HRSG lower West | no data | no data | no data | BFW | no data | OPEN | no data | no data | no data | no data
no data | 02-VBFW394F | BFP "A" suction PIT iso (3) (at the pump) | Pipe Rack 1st | BFP A | no data | no data | BFW | no data | OPEN | no data | no data | no data | no data
no data | 02-VBFW820 | (2) Flow transmitters (8) valves | no data | no data | no data | no data | BFW IP | no data | OPEN | no data | no data | no data | no data
no data | 02-VBFW820 | (2) Flow transmitters (8) valves | HRSG lower | Attemperator HRH | no data | no data | BFW IP | no data | OPEN | no data | no data | no data | no data
no data | 02-VBFW821 | (2) Flow transmitters (8) valves | no data | no data | no data | no data | BFW IP | no data | OPEN | no data | no data | no data | no data
no data | 02-VBFW821 | (2) Flow transmitters (8) valves | HRSG lower | Attemperator HRH | no data | no data | BFW IP | no data | OPEN | no data | no data | no data | no data
no data | 02-VBFW822 | (2) Flow transmitters (8) valves | no data | no data | no data | no data | BFW IP | no data | OPEN | no data | no data | no data | no data
no data | 02-VBFW822 | (2) Flow transmitters (8) valves | HRSG lower | Attemperator HRH | no data | no data | BFW IP | no data | OPEN | no data | no data | no data | no data
no data | 02-VBFW823 | (2) Flow transmitters (8) valves | no data | no data | no data | no data | BFW IP | no data | OPEN | no data | no data | no data | no data
no data | 02-VBFW823 | (2) Flow transmitters (8) valves | HRSG lower | Attemperator HRH | no data | no data | BFW IP | no data | OPEN | no data | no data | no data | no data
no data | 02-VBFW824 | (2) Flow transmitters (8) valves | no data | no data | no data | no data | BFW IP | no data | OPEN | no data | no data | no data | no data
no data | 02-VBFW824 | (2) Flow transmitters (8) valves | HRSG lower | Attemperator HRH | no data | no data | BFW IP | no data | OPEN | no data | no data | no data | no data
no data | 02-VBFW825 | (2) Flow transmitters (8) valves | no data | no data | no data | no data | BFW IP | no data | OPEN | no data | no data | no data | no data
no data | 02-VBFW825 | (2) Flow transmitters (8) valves | HRSG lower | Attemperator HRH | no data | no data | BFW IP | no data | OPEN | no data | no data | no data | no data
no data | 02-VBFW826 | Strainer DPT (4) valves | no data | no data | no data | no data | BFW IP | no data | OPEN | no data | no data | no data | no data
no data | 02-VBFW826 | Strainer DPT (4) valves | HRSG lower | Attemperator HRH | no data | no data | BFW IP | no data | OPEN | no data | no data | no data | no data
no data | 02-VBFW827 | Strainer DPT (4) valves | no data | no data | no data | no data | BFW IP | no data | OPEN | no data | no data | no data | no data
no data | 02-VBFW827 | Strainer DPT (4) valves | HRSG lower | Attemperator HRH | no data | no data | BFW IP | no data | OPEN | no data | no data | no data | no data
no data | 02-VBFW828 | Strainer DPT (4) valves | no data | no data | no data | no data | BFW IP | no data | OPEN | no data | no data | no data | no data
no data | 02-VBFW828 | Strainer DPT (4) valves | HRSG lower | Attemperator HRH | no data | no data | BFW IP | no data | OPEN | no data | no data | no data | no data
no data | 02-VBFW829 | Strainer DPT (4) valves | no data | no data | no data | no data | BFW IP | no data | OPEN | no data | no data | no data | no data
no data | 02-VBFW829 | Strainer DPT (4) valves | HRSG lower | Attemperator HRH | no data | no data | BFW IP | no data | OPEN | no data | no data | no data | no data
no data | 02-VBFW848 | Strainer Drain (2) valves | no data | no data | no data | no data | BFW IP | no data | CLOSED | no data | no data | no data | no data
no data | 02-VBFW848 | Strainer Drain (2) valves | HRSG lower | Attemperator HRH | no data | no data | BFW IP | no data | CLOSED | no data | no data | no data | no data
no data | 02-VBFW849 | Strainer Drain (2) valves | no data | no data | no data | no data | BFW IP | no data | CLOSED | no data | no data | no data | no data
no data | 02-VBFW849 | Strainer Drain (2) valves | HRSG lower | Attemperator HRH | no data | no data | BFW IP | no data | CLOSED | no data | no data | no data | no data
no data | 02-VBFW918 | (2) Flow transmitters (8) valves | no data | no data | no data | no data | BFW IP | no data | OPEN | no data | no data | no data | no data
no data | 02-VBFW918 | (2) Flow transmitters (8) valves | HRSG lower | Attemperator HRH | no data | no data | BFW IP | no data | OPEN | no data | no data | no data | no data
no data | 02-VBFW919 | (2) Flow transmitters (8) valves | no data | no data | no data | no data | BFW IP | no data | OPEN | no data | no data | no data | no data
no data | 02-VBFW919 | (2) Flow transmitters (8) valves | HRSG lower | Attemperator HRH | no data | no data | BFW IP | no data | OPEN | no data | no data | no data | no data
no data | 02-VBFW930 | After CV iso | no data | no data | no data | no data | BFW IP | no data | OPEN | no data | no data | no data | no data
no data | 02-VBFW930 | After CV iso | HRSG lower | Attemperator HRH | no data | no data | BFW IP | no data | OPEN | no data | no data | no data | no data
no data | 02-VBFW960 | Drain before CV | no data | no data | no data | no data | BFW IP | no data | CLOSED | no data | no data | no data | no data
no data | 02-VBFW960 | Drain before CV | HRSG lower | Attemperator HRH | no data | no data | BFW IP | no data | CLOSED | no data | no data | no data | no data
no data | 02-VBFW961 | Drain before CV | no data | no data | no data | no data | BFW IP | no data | CLOSED | no data | no data | no data | no data
no data | 02-VBFW961 | Drain before CV | HRSG lower | Attemperator HRH | no data | no data | BFW IP | no data | CLOSED | no data | no data | no data | no data
no data | 02-VBFW962 | Drain after check (2) valves | no data | no data | no data | no data | BFW IP | no data | CLOSED | no data | no data | no data | no data
no data | 02-VBFW962 | Drain after check (2) valves | HRSG lower | Attemperator HRH | no data | no data | BFW IP | no data | CLOSED | no data | no data | no data | no data
no data | 02-VBFW963 | Drain after check (2) valves | no data | no data | no data | no data | BFW IP | no data | CLOSED | no data | no data | no data | no data
no data | 02-VBFW963 | Drain after check (2) valves | HRSG lower | Attemperator HRH | no data | no data | BFW IP | no data | CLOSED | no data | no data | no data | no data
no data | 02-VBFWF100F | HRH terminal atemperator flow meter (3 tramsmitters) | Pipe Rack 2nd | Attemperator HRH | no data | no data | BFW IP | no data | OPEN | no data | no data | no data | no data
no data | 02-VBFWF102F | HRH terminal atemperator flow meter (3 tramsmitters) | Pipe Rack 2nd | Attemperator HRH | no data | no data | BFW IP | no data | OPEN | no data | no data | no data | no data
no data | 02-VBFWF104F | HRH terminal atemperator flow meter (3 tramsmitters) | Pipe Rack 2nd | Attemperator HRH | no data | no data | BFW IP | no data | OPEN | no data | no data | no data | no data
no data | 02-VBFWF110F | HRH terminal atemperator flow meter (3 tramsmitters) | Pipe Rack 2nd | Attemperator HRH | no data | no data | BFW IP | no data | OPEN | no data | no data | no data | no data
no data | 02-VBFWF117F | FW to HP terminal atemperator (3) Flow meters | Pipe Rack 1st | Attemperator HP | no data | no data | BFW HP | no data | OPEN | no data | no data | no data | no data
no data | 02-VBFWF120F | FW to HP terminal atemperator (3) Flow meters | Pipe Rack 1st | Attemperator HP | no data | no data | BFW HP | no data | OPEN | no data | no data | no data | no data
no data | 02-VBFWF121F | FW to HP terminal atemperator (3) Flow meters | Pipe Rack 1st | Attemperator HP | no data | no data | BFW HP | no data | OPEN | no data | no data | no data | no data
no data | 02-VBFWF122F | FW to HP terminal atemperator (3) Flow meters | Pipe Rack 1st | Attemperator HP | no data | no data | BFW HP | no data | OPEN | no data | no data | no data | no data
no data | 02-VBFWF125F | HRH terminal atemperator flow meter (3 tramsmitters) | Pipe Rack 2nd | Attemperator HRH | no data | no data | BFW IP | no data | OPEN | no data | no data | no data | no data
no data | 02-VBFWF126F | HRH terminal atemperator flow meter (3 tramsmitters) | Pipe Rack 2nd | Attemperator HRH | no data | no data | BFW IP | no data | OPEN | no data | no data | no data | no data
no data | 02-VBFWF127F | HRH terminal atemperator flow meter (3 tramsmitters) | Pipe Rack 2nd | Attemperator HRH | no data | no data | BFW IP | no data | OPEN | no data | no data | no data | no data
no data | 02-VBFWF159F | BFP "A" suction PIT iso (3) (at the pump) | HRSG lower West | no data | no data | no data | BFW | no data | OPEN | no data | no data | no data | no data
no data | 02-VBFWF159F | BFP "A" suction PIT iso (3) (at the pump) | Pipe Rack 1st | BFP A | no data | no data | BFW | no data | OPEN | no data | no data | no data | no data
no data | 02-VBFWF160F | BFP "A" suction PIT iso (3) (at the pump) | HRSG lower West | no data | no data | no data | BFW | no data | OPEN | no data | no data | no data | no data
no data | 02-VBFWF160F | BFP "A" suction PIT iso (3) (at the pump) | Pipe Rack 1st | BFP A | no data | no data | BFW | no data | OPEN | no data | no data | no data | no data
no data | 02-VBFWF179F | BFP "B" suction PIT iso (3) | HRSG lower West | no data | no data | no data | BFW | no data | OPEN | no data | no data | no data | no data
no data | 02-VBFWF179F | BFP "B" suction PIT iso (3) | Pipe Rack 1st | BFP B | no data | no data | BFW | no data | OPEN | no data | no data | no data | no data
no data | 02-VBFWF395F | BFP "B" suction PIT iso (3) | HRSG lower West | no data | no data | no data | BFW | no data | OPEN | no data | no data | no data | no data
no data | 02-VBFWF395F | BFP "B" suction PIT iso (3) | Pipe Rack 1st | BFP B | no data | no data | BFW | no data | OPEN | no data | no data | no data | no data
no data | 02-VBFWF507F | FW to HP terminal atemperator (3) Flow meters | Pipe Rack 1st | Attemperator HP | no data | no data | BFW HP | no data | OPEN | no data | no data | no data | no data
no data | 02-VBFWF515F | FW to HP terminal atemperator (3) Flow meters | Pipe Rack 1st | Attemperator HP | no data | no data | BFW HP | no data | OPEN | no data | no data | no data | no data
no data | 02-VBFWF533F | FW to HP terminal atemperator (3) Flow meters | Pipe Rack 1st | Attemperator HP | no data | no data | BFW HP | no data | OPEN | no data | no data | no data | no data
no data | 02-VBND100 | BD tank sump pump discharge FT | HRSG NE | BDT | no data | no data | HBD | no data | no data | no data | no data | no data | no data
no data | 02-VBND101 | BD tank sump pump discharge FT | HRSG NE | BDT | no data | no data | HBD | no data | no data | no data | no data | no data | no data
no data | 02-V-BUR800 | DUCT BURNER ISOLATION | no data | UNIT 2 DUCT BURNER | no data | no data | FGS | no data | OPEN | no data | no data | no data | no data
no data | 02-V-BUR803 | GAS FLOW INDICATING TRANSMITTER ISOLATION | no data | UNIT 2 DUCT BURNER | no data | no data | FGS | no data | OPEN | no data | no data | no data | no data
no data | 02-V-BUR804 | GAS FLOW INDICATING TRANSMITTER ISOLATION | no data | UNIT 2 DUCT BURNER | no data | no data | FGS | no data | OPEN | no data | no data | no data | no data
no data | 02-V-BUR810 | PURGE ISOLATION | no data | UNIT 2 DUCT BURNER | no data | no data | FGS | no data | CLOSED | no data | no data | no data | no data
no data | 02-V-BUR811 | PRESSURE INDCATING TRANSMITTER | no data | UNIT 2 DUCT BURNER | no data | no data | FGS | no data | OPEN | no data | no data | no data | no data
no data | 02-V-BUR812 | PRESSURE INDCATING TRANSMITTER | no data | UNIT 2 DUCT BURNER | no data | no data | FGS | no data | OPEN | no data | no data | no data | no data
no data | 02-V-BUR820 | PRESSURE INDICATION TRANSMITTER AFTER STOP VALVE | no data | UNIT 2 DUCT BURNER | no data | no data | FGS | no data | OPEN | no data | no data | no data | no data
no data | 02-V-BUR827 | DP TRANSMITTER HIGH SIDE STOP VALVE | no data | UNIT 2 DUCT BURNER | no data | no data | FGS | no data | OPEN | no data | no data | no data | no data
no data | 02-V-BUR828 | DP TRANSMITTER LOW SIDE STOP VALVE | no data | UNIT 2 DUCT BURNER | no data | no data | FGS | no data | OPEN | no data | no data | no data | no data
no data | 02-V-BUR835 | PRESSURE AFTER CONTROL VALVE TRANSMITTER | no data | UNIT 2 DUCT BURNER | no data | no data | FGS | no data | OPEN | no data | no data | no data | no data
no data | 02-V-BUR836 | PRESSURE AFTER CONTROL VALVE TRANSMITTER | no data | UNIT 2 DUCT BURNER | no data | no data | FGS | no data | OPEN | no data | no data | no data | no data
no data | 02-V-BUR845 | DRAIN AFTER STOP VALVE | no data | UNIT 2 DUCT BURNER | no data | no data | FGS | no data | CLOSED | no data | no data | no data | no data
no data | 02-V-BUR846 | DUCT BURNER HEADER DRAIN | no data | UNIT 2 DUCT BURNER | no data | no data | FGS | no data | CLOSED | no data | no data | no data | no data
no data | 02-V-BUR860 | PILOT GAS SUPPLY ISOLATION | no data | UNIT 2 DUCT BURNER | no data | no data | FGS | no data | OPEN | no data | no data | no data | no data
no data | 02-V-BUR866 | PILOT GAS PRESSURE TRANSMITTER ISOLATION | no data | UNIT 2 DUCT BURNER | no data | no data | FGS | no data | OPEN | no data | no data | no data | no data
no data | 02-V-BUR870 | PILOT HEADER STOP VALVE PRESSURE DP HIGH SIDE | no data | UNIT 2 DUCT BURNER | no data | no data | FGS | no data | OPEN | no data | no data | no data | no data
no data | 02-V-BUR871 | PILOT HEADER STOP VALVE PRESSURE DP LOW SIDE | no data | UNIT 2 DUCT BURNER | no data | no data | FGS | no data | OPEN | no data | no data | no data | no data
no data | 02-V-BUR886 | PILIOT HEADER DRAIN BETWEEN PRIMARY STOP VALVES | no data | UNIT 2 DUCT BURNER | no data | no data | FGS | no data | CLOSED | no data | no data | no data | no data
no data | 02-V-BUR887 | PILOT HEADER DRAIN BETWEEN STOP VALVES SECONDARY | no data | UNIT 2 DUCT BURNER | no data | no data | FGS | no data | CLOSED | no data | no data | no data | no data
no data | 02-V-BUR955 | FLAME SCANNER BLOWER DISCHARGE PRESSURE TRANSMITTER | no data | UNIT 2 DUCT BURNER | no data | no data | FGS | no data | OPEN | no data | no data | no data | no data
no data | 02-V-BUR956 | FLAME SCANNER BLOWER DISCHARGE PRESSURE TRANSMITTER | no data | UNIT 2 DUCT BURNER | no data | no data | FGS | no data | OPEN | no data | no data | no data | no data
no data | 02-V-BURXXX | FLAME SCANNER BLOWER DISCHARGE DRAIN VALVE | no data | UNIT 2 DUCT BURNER | no data | no data | FGS | no data | CLOSED | no data | no data | no data | no data
no data | 02-VCNDnodata1 | Condensate Receiver Tank drain valve | CRT area | CRT | no data | no data | CND | no data | CLOSED | no data | no data | no data | no data
no data | 02-VCNDnodata2 | Level indicating instruments (4 lower valves) | CRT area | LIT | no data | no data | CND | no data | OPEN | no data | no data | no data | no data
no data | 02-VCNDnodata3 | Condensate Recirc Strainer DP isolation (2) valves | CRT area | CRT | no data | no data | CND | no data | OPEN | no data | no data | no data | no data
no data | 02-VCNDnodata4 | Inlet valve to strainer #1 | CRT area | CND pump A | no data | no data | CND | no data | OPEN | no data | no data | no data | no data
no data | 02-VCNDnodata5 | Inlet valve to strainer #2 | CRT area | CND pump A | no data | no data | CND | no data | CLOSED | no data | no data | no data | no data
no data | 02-VCNDnodata6 | Outlet valve from strainer 1 | CRT area | CND pump A | no data | no data | CND | no data | OPEN | no data | no data | no data | no data
no data | 02-VCNDnodata7 | Outlet valve from strainer 2 | CRT area | CND pump A | no data | no data | CND | no data | CLOSED | no data | no data | no data | no data
no data | 02-VCNDnodata8 | Inlet valve to strainer 1 | CRT area | CND pump B | no data | no data | CND | no data | OPEN | no data | no data | no data | no data
no data | 02-VCNDnodata9 | Inlet valve to strainer 2 | CRT area | CND pump B | no data | no data | CND | no data | CLOSED | no data | no data | no data | no data
no data | 02-VCNDnodata10 | Outlet valve from strainer 1 | CRT area | CND pump B | no data | no data | CND | no data | OPEN | no data | no data | no data | no data
no data | 02-VCNDnodata11 | Outlet valve from strainer 2 | CRT area | CND pump B | no data | no data | CND | no data | CLOSED | no data | no data | no data | no data
no data | 02-VCNDnodata12 | Inlet valve to strainer 1 | CRT area | CND pump C | no data | no data | CND | no data | OPEN | no data | no data | no data | no data
no data | 02-VCNDnodata13 | Inlet valve to strainer 2 | CRT area | CND pump C | no data | no data | CND | no data | CLOSED | no data | no data | no data | no data
no data | 02-VCNDnodata14 | Outlet valve from strainer 1 | CRT area | CND pump C | no data | no data | CND | no data | OPEN | no data | no data | no data | no data
no data | 02-VCNDnodata15 | Outlet valve from strainer 2 | CRT area | CND pump C | no data | no data | CND | no data | CLOSED | no data | no data | no data | no data
no data | 02-VCNDnodata16 | Vent Before Iron Filters | CRT area | IRON Filter Bypass | no data | no data | CND | no data | CLOSED | no data | no data | no data | no data
no data | 02-VCNDnodata17 | Hood Spray and Gland Steam attemperator | ST upper East | Attemperator | no data | no data | CND | no data | OPEN | no data | no data | no data | no data
no data | 02-VCND216 | Condensate Recirc before CV | CRT landing | CV/CRT | no data | Iso Vlv | CND | 20023894-PD-053A | OPEN | CLOSED | no data | no data | no data
no data | 02-VCND216 | CRH ventilator spray vent (OUTSIDE DECK) | ST upper East (OUTSIDE DECK) | Attemperator | no data | no data | CND | no data | CLOSED | no data | no data | no data | no data
no data | 02-VCND217 | Condensate Recirc CV bypass | CRT landing | CV/CRT | no data | Iso Vlv | CND | 20023894-PD-053A | OPEN | CLOSED | no data | no data | no data
no data | 02-VCND329B | CND Pump Discharge bypass valve | CRT area | CND pump C | no data | no data | CND | no data | CLOSED | no data | no data | no data | no data
no data | 02-VCND329E | CND Pump Discharge equalizing valve | CRT area | CND pump C | no data | no data | CND | no data | OPEN | no data | no data | no data | no data
no data | 02-VCND336 | Condensate header pressure transmitters | HRSG lower NW | no data | no data | no data | CND | no data | OPEN | no data | no data | no data | no data
no data | 02-VCND364 | CRH ventilator spray drain (OUTSIDE DECK) | ST upper East (OUTSIDE DECK) | Attemperator | no data | no data | CND | no data | CLOSED | no data | no data | no data | no data
no data | 02-VCND501 | LP turbine exhause pressure PITs | ST upper East | ST | no data | no data | CND | no data | no data | no data | no data | no data | no data
no data | 02-VCND502 | LP turbine exhause pressure PITs | ST upper East | ST | no data | no data | CND | no data | no data | no data | no data | no data | no data
no data | 02-VCND503 | LP turbine exhause pressure PITs | ST upper East | ST | no data | no data | CND | no data | no data | no data | no data | no data | no data
no data | 02-VCND819 | Seal water pressure gauge | CRT area | CND pump A | no data | no data | CND | no data | OPEN | no data | no data | no data | no data
no data | 02-VCRH113 | CRH Drip Leg Level Switche vents | ST lower East | no data | no data | no data | CRH | no data | no data | no data | no data | no data | no data
no data | 02-VCRH116 | CRH Drip Leg Level Switche vents | ST lower East | no data | no data | no data | CRH | no data | no data | no data | no data | no data | no data
no data | 02-VCRH118 | CRH header Drip Leg Level Switche vents | Pipe Rack 2nd | HRSG/ST | no data | no data | CRH | no data | no data | no data | no data | no data | no data
no data | 02-VCRH119 | CRH header Drip Leg Level Switche vents | Pipe Rack 2nd | HRSG/ST | no data | no data | CRH | no data | no data | no data | no data | no data | no data
no data | 02-VCRH126 | HP turbine exhaust Drip Leg Level Switche vents | ST lower East | no data | no data | no data | CRH | no data | no data | no data | no data | no data | no data
no data | 02-VCRH129 | HP turbine exhaust Drip Leg Level Switche vents | ST lower East | no data | no data | no data | CRH | no data | no data | no data | no data | no data | no data
no data | 02-VCRH145 | HP turbine exhaust Drip Leg Level Switche vents | ST lower East | no data | no data | no data | CRH | no data | no data | no data | no data | no data | no data
no data | 02-VCRH149 | HP turbine exhaust Drip Leg Level Switche vents | ST lower East | no data | no data | no data | CRH | no data | no data | no data | no data | no data | no data
no data | 02-VCRH152 | CRH Drip Leg Level Switche vents | ST lower East | no data | no data | no data | CRH | no data | no data | no data | no data | no data | no data
no data | 02-VCRH153 | CRH Drip Leg Level Switche vents | ST lower East | no data | no data | no data | CRH | no data | no data | no data | no data | no data | no data
no data | 02-VCRH167 | CRH header Drip Leg Level Switche vents | Pipe Rack 2nd | HRSG/ST | no data | no data | CRH | no data | no data | no data | no data | no data | no data
no data | 02-VCRH168 | CRH header Drip Leg Level Switche vents | Pipe Rack 2nd | HRSG/ST | no data | no data | CRH | no data | no data | no data | no data | no data | no data
no data | 02-VDWS528F | Normal makeup FT | CRT landing | FIT | no data | Iso Vlv | DWS | no data | OPEN | no data | no data | no data | no data
no data | 02-VDWS532F | Emergency makeup FT | CRT landing | FIT | no data | Iso Vlv | DWS | no data | OPEN | no data | no data | no data | no data
no data | 02-VDWSF530F | Normal makeup FT | CRT landing | FIT | no data | Iso Vlv | DWS | no data | OPEN | no data | no data | no data | no data
no data | 02-VDWSF534F | Emergency makeup FT | CRT landing | FIT | no data | Iso Vlv | DWS | no data | OPEN | no data | no data | no data | no data
no data | 02-VFGS241 | UNIT 2 TURBINE BUILDING GAS ISOLATION | no data | FG SUPPLY TO DUCT BURNERS/BUILDING HEATERS | no data | no data | FGS | no data | OPEN | no data | no data | no data | no data
no data | 02-VFGS783 | LP GAS SUPPLY TO ELECTRIC HEATER | no data | HP REGULATING STATION (08) | no data | no data | FGS | no data | OPEN | no data | no data | no data | no data
no data | 02-VFGS883 | SKID09 HP REG STATION low pressure gas heater isolation | no data | HP REGULATING STATION (09) | no data | no data | FGS | no data | OPEN | no data | no data | no data | no data
no data | 02-VFGS923 | UNIT 2 DUCT BURNER DRAIN BEFORE PRESSURE CONTROL VALVE | no data | UNIT 2 DUCT BURNER | no data | no data | FGS | no data | CLOSED | no data | no data | no data | no data
no data | 02-VFGS925 | UNIT 2 DUCT BURNER INNERSTAGE PRESSURE TRANSMITTER ISOLATION | no data | UNIT 2 DUCT BURNER | no data | no data | FGS | no data | OPEN | no data | no data | no data | no data
no data | 02-VFGS926 | UNIT 2 DUCT BURNER INNERSTAGE PRESSURE TRANSMITTER ISOLATION | no data | UNIT 2 DUCT BURNER | no data | no data | FGS | no data | OPEN | no data | no data | no data | no data
no data | 02-VFGS928 | UNIT 2 DUCT BURNER PRESSURE TRANSMITTER ISOLATION AFTER REGULATION | no data | UNIT 2 DUCT BURNER | no data | no data | FGS | no data | OPEN | no data | no data | no data | no data
no data | 02-VFGS929 | UNIT 2 DUCT BURNER PRESSURE TRANSMITTER ISOLATION AFTER REGULATION | no data | UNIT 2 DUCT BURNER | no data | no data | FGS | no data | OPEN | no data | no data | no data | no data
no data | 02-VFGS932 | UNIT 2 DUCT BURNER INTERSTAGE VENT | no data | UNIT 2 DUCT BURNER | no data | no data | FGS | no data | CLOSED | no data | no data | no data | no data
no data | 02-VFGS941 | UNIT 2 TURBINE BUILING SUPPLY INTERSTAGE REGULATION VALVE VENT | no data | FG SUPPLY TO DUCT BURNERS/BUILDING HEATERS | no data | no data | FGS | no data | CLOSED | no data | no data | no data | no data
no data | 02-VFGS946 | UNIT 2 TURBINE BUILING HEAT REGULATION VALVE ISOLATION PCV-946 | no data | FG SUPPLY TO DUCT BURNERS/BUILDING HEATERS | no data | no data | FGS | no data | OPEN | no data | no data | no data | no data
no data | 02-VFGS950 | UNIT 2 TURBINE BUILING HEAT REGULATION VALVE ISOLATION PCV-950 | no data | FG SUPPLY TO DUCT BURNERS/BUILDING HEATERS | no data | no data | FGS | no data | OPEN | no data | no data | no data | no data
no data | 02-VFGS-YV-922 | DRAIN ON STOP VALVE YV-922 | no data | UNIT 2 DUCT BURNER | no data | no data | FGS | no data | CLOSED | no data | no data | no data | no data
no data | 02-VHBD9802 | PIT | HRSG NE | BDT | no data | no data | HBD | no data | no data | no data | no data | no data | no data
no data | 02-VHBD9804 | LG iso | HRSG NE | BDT | no data | no data | HBD | no data | no data | no data | no data | no data | no data
no data | 02-VHBD9805 | LT iso | HRSG NE | BDT | no data | no data | HBD | no data | no data | no data | no data | no data | no data
no data | 02-VHBD9805 | LG iso | HRSG NE | BDT | no data | no data | HBD | no data | no data | no data | no data | no data | no data
no data | 02-VHBD9806 | LT iso | HRSG NE | BDT | no data | no data | HBD | no data | no data | no data | no data | no data | no data
no data | 02-VHBD9901 | BD tank drain | HRSG NE | BDT | no data | no data | HBD | no data | no data | no data | no data | no data | no data
no data | 02-VHBD9902 | LG drain | HRSG NE | BDT | no data | no data | HBD | no data | no data | no data | no data | no data | no data
no data | 02-VHBD9903 | LG drain | HRSG NE | BDT | no data | no data | HBD | no data | no data | no data | no data | no data | no data
no data | 02-VHBD9904 | BDT Quenching CV iso | HRSG NE | BDT | no data | no data | HBD | no data | no data | no data | no data | no data | no data
no data | 02-VHBD9905 | BDT Quenching CV iso | HRSG NE | BDT | no data | no data | HBD | no data | no data | no data | no data | no data | no data
no data | 02-VHBD9906 | BDT Quenching CV bypass | HRSG NE | BDT | no data | no data | HBD | no data | no data | no data | no data | no data | no data
no data | 02-VHBD9907 | BDT Quenching line drain | HRSG NE | BDT | no data | no data | HBD | no data | no data | no data | no data | no data | no data
no data | 02-VHBD9908 | BDT Quenching line drain | HRSG NE | BDT | no data | no data | HBD | no data | no data | no data | no data | no data | no data
no data | 02-VHHSnodata1 | HP drum High flow LCV iso bypass | HRSG lower West | no data | no data | no data | BFW HP | no data | CLOSED | no data | no data | no data | no data
no data | 02-VHHSnodata2 | HP drum High flow LCV iso equalizing valve | HRSG lower West | no data | no data | no data | BFW HP | no data | OPEN | no data | no data | no data | no data
no data | 02-VHHSnodata3 | HP drum Low flow LCV iso bypass | HRSG lower West | no data | no data | no data | BFW HP | no data | CLOSED | no data | no data | no data | no data
no data | 02-VHHSnodata4 | HP drum Low flow LCV iso equalizing valve | HRSG lower West | no data | no data | no data | BFW HP | no data | OPEN | no data | no data | no data | no data
no data | 02-VHHSnodata5 | HP drum High flow LCV outlet iso bypass | HRSG lower West | no data | no data | no data | BFW HP | no data | CLOSED | no data | no data | no data | no data
no data | 02-VHHSnodata6 | HP drum High flow LCV outlet iso equalizing | HRSG lower West | no data | no data | no data | BFW HP | no data | OPEN | no data | no data | no data | no data
no data | 02-VHHSnodata7 | HP drum Low flow LCV outlet iso bypass | HRSG lower West | no data | no data | no data | BFW HP | no data | CLOSED | no data | no data | no data | no data
no data | 02-VHHSnodata8 | HP drum Low flow LCV outlet iso equalizing | HRSG lower West | no data | no data | no data | BFW HP | no data | OPEN | no data | no data | no data | no data
no data | 02-VHHSnodata9 | MOV 901 bypass | HRSG lower West | no data | no data | no data | BFW HP | no data | CLOSED | no data | no data | no data | no data
no data | 02-VHHSnodata10 | MOV 901 equalizing | HRSG lower West | no data | no data | no data | BFW HP | no data | OPEN | no data | no data | no data | no data
no data | 02-VHHSnodata11 | Level Gauge (2) valves | HRSG upper West | HRSG/ HP Drum | no data | no data | HHS | no data | OPEN | no data | no data | no data | no data
no data | 02-VHHSnodata12 | HP continuous blowdown regulator | HRSG upper East | HRSG/ HP Drum | no data | no data | HHS | no data |  | no data | no data | no data | no data
no data | 02-VHHSnodata13 | Level Gauge (2) valves | HRSG upper East | HRSG/ HP Drum | no data | no data | HHS | no data | OPEN | no data | no data | no data | no data
no data | 02-VHHS-830 | FW to HP interstage atemperator (2) flow transmitters | HRSG West Landing | Attemperator HP | no data | no data | no data | no data | OPEN | no data | no data | no data | no data
no data | 02-VHHS-838 | FW to HP interstage atemperator strainer DP | HRSG West Landing | Attemperator HP | no data | no data | no data | no data | OPEN | no data | no data | no data | no data
no data | 02-VHHS-842 | FW to HP interstage atemperator strainer drain valve | HRSG West Landing | Attemperator HP | no data | no data | no data | no data | CLOSED | no data | no data | no data | no data
no data | 02-VHHS-844 | FW to HP interstage atemperator iso | HRSG West Landing | Attemperator HP | no data | no data | no data | no data | OPEN | no data | no data | no data | no data
no data | 02-VHHS-863 | FW to HP interstage atemperator drain (2) valves | HRSG West Landing | Attemperator HP | no data | no data | no data | no data | CLOSED | no data | no data | no data | no data
no data | 02-VHHS-865 | FW to HP interstage atemperator vent | HRSG West Landing | Attemperator HP | no data | no data | no data | no data | CLOSED | no data | no data | no data | no data
no data | 02-VHHS918F | HP BFW (2) flow transmitters to HRSG | Pipe Rack 1st | HRSG/HP Drum | no data | no data | BFW HP | no data | OPEN | no data | no data | no data | no data
no data | 02-VHHS919F | HP BFW (2) flow transmitters to HRSG | Pipe Rack 1st | HRSG/HP Drum | no data | no data | BFW HP | no data | OPEN | no data | no data | no data | no data
no data | 02-VHHS920F | HP BFW (2) flow transmitters to HRSG | Pipe Rack 1st | HRSG/HP Drum | no data | no data | BFW HP | no data | OPEN | no data | no data | no data | no data
no data | 02-VHHS921F | HP BFW (2) flow transmitters to HRSG | Pipe Rack 1st | HRSG/HP Drum | no data | no data | BFW HP | no data | OPEN | no data | no data | no data | no data
no data | 02-VHHS922F | HP BFW (2) flow transmitters to HRSG | Pipe Rack 1st | HRSG/HP Drum | no data | no data | BFW HP | no data | OPEN | no data | no data | no data | no data
no data | 02-VHHS923F | HP BFW (2) flow transmitters to HRSG | Pipe Rack 1st | HRSG/HP Drum | no data | no data | BFW HP | no data | OPEN | no data | no data | no data | no data
no data | 02-VHHS924F | HP BFW (2) flow transmitters to HRSG | Pipe Rack 1st | HRSG/HP Drum | no data | no data | BFW HP | no data | OPEN | no data | no data | no data | no data
no data | 02-VHHS925F | HP BFW (2) flow transmitters to HRSG | Pipe Rack 1st | HRSG/HP Drum | no data | no data | BFW HP | no data | OPEN | no data | no data | no data | no data
no data | 02-VHISnodata1 | IP Economizer inlet MOV bypass | HRSG lower | no data | no data | no data | BFW IP | no data | no data | no data | no data | no data | no data
no data | 02-VHISnodata2 | IP Economizer inlet MOV equalizing valve | HRSG lower | no data | no data | no data | BFW IP | no data | no data | no data | no data | no data | no data
no data | 02-VHISnodata3 | Level Gauge (2) valves | HRSG upper West | HRSG/ IP Drum | no data | no data | HIS | no data | OPEN | no data | no data | no data | no data
no data | 02-VHISnodata4 | Level Gauge | HRSG upper East | HRSG/ IP Drum | no data | no data | HIS | no data | OPEN | no data | no data | no data | no data
no data | 02-VHLSnodata1 | MOV bypass | HRSG lower NW | no data | no data | no data | CND | no data | CLOSED | no data | no data | no data | no data
no data | 02-VHPS828F | HPS superheated steam sample isolation | Pipe Rack 3rd | HRSG/ST | no data | no data | HHS | no data | no data | no data | no data | no data | no data
no data | 02-VHPSF829F | HPS superheated steam sample isolation | Pipe Rack 3rd | HRSG/ST | no data | no data | HHS | no data | no data | no data | no data | no data | no data
no data | 02-VHS982 | IP superheater outlet sampl | HRSG lower | Sample | no data | no data | no data | no data | no data | no data | no data | no data | no data
no data | 02-VHS983 | IP superheater outlet sampl | HRSG lower | Sample | no data | no data | no data | no data | no data | no data | no data | no data | no data
no data | 02-VLPSnodata1 | LP steam strainer drain | ST lower | no data | no data | no data | LPS | no data | no data | no data | no data | no data | no data
no data | 02-VLPSnodata2 | Manuall iso drain before and after LP steam CV | ST lower | no data | no data | no data | LPS | no data | no data | no data | no data | no data | no data
no data | 02-VLPS174 | Vents and drains on level switches | ST lower | no data | no data | no data | LPS | no data | no data | no data | no data | no data | no data
no data | 02-VLPS176 | Vents and drains on level switches | ST lower | no data | no data | no data | LPS | no data | no data | no data | no data | no data | no data
no data | 02-VSTP204 | GS supply CV bypass | ST upper East | GS condenser | no data | no data | STP | no data | no data | no data | no data | no data | no data
no data | 02-VSTP204 | GS supply CV bypass | ST upper West | ST seals | no data | no data | STP | no data | no data | no data | no data | no data | no data
no data | 02-VSTP258 | DT pump discharge vent | ST Drains Tank area | ST DT pump | no data | no data | STP | no data | CLOSED | no data | no data | no data | no data
no data | 02-VSTP259 | DT pump discharge drain | ST Drains Tank area | ST DT pump | no data | no data | STP | no data | CLOSED | no data | no data | no data | no data
no data | 02-VSWS112 | BD tank sump pump discharge vent | HRSG NE | BDT | no data | no data | HBD | no data | no data | no data | no data | no data | no data
no data | 02-VSWS123 | BD tank sump B pump discharge | HRSG NE | BDT | no data | no data | HBD | no data | no data | no data | no data | no data | no data
no data | 02-VSWS124 | BD tank sump A pump discharge | HRSG NE | BDT | no data | no data | HBD | no data | no data | no data | no data | no data | no data