## MyList
Unit | ID | Description | Location | Equipment | Extra Info | Type | System | P&ID | Normal Pos | Iso Pos | Fluid | Size | Rec ID
no data | 01-IV-863A | LIT863A (upper iso) | CRT landing | LIT | no data | Iso Vlv | CND | 94.03.40.100.02-PD-0001-00 (4of13) | OPEN | CLOSED | no data | no data | no data
no data | 02-IV-863A | LIT863A (upper iso) | CRT landing | LIT | no data | Iso Vlv | CND | 94.03.40.100.02-PD-0001-00 (4of13) | OPEN | CLOSED | no data | no data | no data
no data | 01-IV-863C | LIT863B (upper iso) | CRT landing | LIT | no data | Iso Vlv | CND | 94.03.40.100.02-PD-0001-00 (4of13) | OPEN | CLOSED | no data | no data | no data
no data | 02-IV-863C | LIT863B (upper iso) | CRT landing | LIT | no data | Iso Vlv | CND | 94.03.40.100.02-PD-0001-00 (4of13) | OPEN | CLOSED | no data | no data | no data
no data | 01-IV-863E | LIT863C (upper iso) | CRT landing | LIT | no data | Iso Vlv | CND | 94.03.40.100.02-PD-0001-00 (4of13) | OPEN | CLOSED | no data | no data | no data
no data | 02-IV-863E | LIT863C (upper iso) | CRT landing | LIT | no data | Iso Vlv | CND | 94.03.40.100.02-PD-0001-00 (4of13) | OPEN | CLOSED | no data | no data | no data
no data | 01-IV-864A | Level Gauge 864 (upper iso) | CRT landing | LIT | no data | Iso Vlv | CND | 94.03.40.100.02-PD-0001-00 (4of13) | OPEN | CLOSED | no data | no data | no data
no data | 02-IV-864A | Level Gauge 864 (upper iso) | CRT landing | LIT | no data | Iso Vlv | CND | 94.03.40.100.02-PD-0001-00 (4of13) | OPEN | CLOSED | no data | no data | no data
no data | 01-IV-867A | PIT867A iso | CRT landing | PIT | no data | Iso Vlv | CND | 94.03.40.100.02-PD-0001-00 (4of13) | OPEN | CLOSED | no data | no data | no data
no data | 02-IV-867A | PIT867A iso | CRT landing | PIT | no data | Iso Vlv | CND | 94.03.40.100.02-PD-0001-00 (4of13) | OPEN | CLOSED | no data | no data | no data
no data | 01-IV-867B | PIT867B iso | CRT landing | PIT | no data | Iso Vlv | CND | 94.03.40.100.02-PD-0001-00 (4of13) | OPEN | CLOSED | no data | no data | no data
no data | 02-IV-867B | PIT867B iso | CRT landing | PIT | no data | Iso Vlv | CND | 94.03.40.100.02-PD-0001-00 (4of13) | OPEN | CLOSED | no data | no data | no data
no data | 01-IV-867C | PIT867C iso | CRT landing | PIT | no data | Iso Vlv | CND | 94.03.40.100.02-PD-0001-00 (4of13) | OPEN | CLOSED | no data | no data | no data
no data | 02-IV-867C | PIT867C iso | CRT landing | PIT | no data | Iso Vlv | CND | 94.03.40.100.02-PD-0001-00 (4of13) | OPEN | CLOSED | no data | no data | no data
no data | 01-IV-866 | PIT866 iso | CRT landing | PIT | no data | Iso Vlv | CND | 94.03.40.100.02-PD-0001-00 (4of13) | OPEN | CLOSED | no data | no data | no data
no data | 02-IV-866 | PIT866 iso | CRT landing | PIT | no data | Iso Vlv | CND | 94.03.40.100.02-PD-0001-00 (4of13) | OPEN | CLOSED | no data | no data | no data
no data | 01-IV-868 | PIT868 iso | CRT landing | PIT | no data | Iso Vlv | CND | 94.03.40.100.02-PD-0001-00 (4of13) | OPEN | CLOSED | no data | no data | no data
no data | 02-IV-868 | PIT868 iso | CRT landing | PIT | no data | Iso Vlv | CND | 94.03.40.100.02-PD-0001-00 (4of13) | OPEN | CLOSED | no data | no data | no data
no data | 01-VCND216 | Condensate Recirc before CV | CRT landing | CV/CRT | no data | Iso Vlv | CND | 20023894-PD-053A | OPEN | CLOSED | no data | no data | no data
no data | 02-VCND216 | Condensate Recirc before CV | CRT landing | CV/CRT | no data | Iso Vlv | CND | 20023894-PD-053A | OPEN | CLOSED | no data | no data | no data
no data | 01-VCND132 | Condensate Recirc after CV | CRT landing | CV/CRT | no data | Iso Vlv | CND | 20023894-PD-053A | OPEN | CLOSED | no data | no data | no data
no data | 02-VCND132 | Condensate Recirc after CV | CRT landing | CV/CRT | no data | Iso Vlv | CND | 20023894-PD-053A | OPEN | CLOSED | no data | no data | no data
no data | 01-VCND217 | Condensate Recirc CV bypass | CRT landing | CV/CRT | no data | Iso Vlv | CND | 20023894-PD-053A | OPEN | CLOSED | no data | no data | no data
no data | 02-VCND217 | Condensate Recirc CV bypass | CRT landing | CV/CRT | no data | Iso Vlv | CND | 20023894-PD-053A | OPEN | CLOSED | no data | no data | no data
no data | 01-FCV-CND331 | Condensate Recirc CV | CRT landing | CRT | no data | AOCV | CND | 20023894-PD-053A | CLOSED | CLOSED | no data | no data | no data
no data | 02-FCV-CND331 | Condensate Recirc CV | CRT landing | CRT | no data | AOCV | CND | 20023894-PD-053A | CLOSED | CLOSED | no data | no data | no data
no data | 01-VCND378 | Condensate Recirc Vent (after CV) | CRT landing | CRT | no data | Drain/Vent Vlv | CND | 20023894-PD-053A | CLOSED | OPEN | no data | no data | no data
no data | 02-VCND378 | Condensate Recirc Vent (after CV) | CRT landing | CRT | no data | Drain/Vent Vlv | CND | 20023894-PD-053A | CLOSED | OPEN | no data | no data | no data
no data | 01-VCND152 | Condensate Recirc Drain (after CV) | CRT landing | CRT | no data | Drain/Vent Vlv | CND | 20023894-PD-053A | CLOSED | OPEN | no data | no data | no data
no data | 02-VCND152 | Condensate Recirc Drain (after CV) | CRT landing | CRT | no data | Drain/Vent Vlv | CND | 20023894-PD-053A | CLOSED | OPEN | no data | no data | no data
no data | 01-VCND379 | Condensate Recirc Vent (after strainer) | CRT landing | CRT | no data | Drain/Vent Vlv | CND | 20023894-PD-053A | CLOSED | OPEN | no data | no data | no data
no data | 02-VCND379 | Condensate Recirc Vent (after strainer) | CRT landing | CRT | no data | Drain/Vent Vlv | CND | 20023894-PD-053A | CLOSED | OPEN | no data | no data | no data
no data | 01-VBFW213 | BFP "A" HP FW recirc vent after strainer | CRT landing | CRT | no data | Drain/Vent Vlv | BFW | no data | CLOSED | OPEN | no data | no data | no data
no data | 02-VBFW213 | BFP "A" HP FW recirc vent after strainer | CRT landing | CRT | no data | Drain/Vent Vlv | BFW | no data | CLOSED | OPEN | no data | no data | no data
no data | 01-VBFW214 | BFP "A" HP FW recirc vent after strainer | CRT landing | CRT | no data | Drain/Vent Vlv | BFW | no data | CLOSED | OPEN | no data | no data | no data
no data | 02-VBFW214 | BFP "A" HP FW recirc vent after strainer | CRT landing | CRT | no data | Drain/Vent Vlv | BFW | no data | CLOSED | OPEN | no data | no data | no data
no data | 01-VBFW | BFP "A" HP FW recirc iso before CV | CRT landing | CV/CRT | no data | Iso Vlv | BFW | no data | OPEN | CLOSED | no data | no data | no data
no data | 02-VBFW | BFP "A" HP FW recirc iso before CV | CRT landing | CV/CRT | no data | Iso Vlv | BFW | no data | OPEN | CLOSED | no data | no data | no data
no data | 01-VBFW218 | BFP "A" HP FW recirc iso after CV | CRT landing | CV/CRT | no data | Iso Vlv | BFW | no data | OPEN | CLOSED | no data | no data | no data
no data | 02-VBFW218 | BFP "A" HP FW recirc iso after CV | CRT landing | CV/CRT | no data | Iso Vlv | BFW | no data | OPEN | CLOSED | no data | no data | no data
no data | 01-VBFW230 | BFP "B" HP FW recirc vent after strainer | CRT landing | CRT | no data | Drain/Vent Vlv | BFW | no data | CLOSED | OPEN | no data | no data | no data
no data | 02-VBFW230 | BFP "B" HP FW recirc vent after strainer | CRT landing | CRT | no data | Drain/Vent Vlv | BFW | no data | CLOSED | OPEN | no data | no data | no data
no data | 01-VBFW231 | BFP "B" HP FW recirc vent after strainer | CRT landing | CRT | no data | Drain/Vent Vlv | BFW | no data | CLOSED | OPEN | no data | no data | no data
no data | 02-VBFW231 | BFP "B" HP FW recirc vent after strainer | CRT landing | CRT | no data | Drain/Vent Vlv | BFW | no data | CLOSED | OPEN | no data | no data | no data
no data | 01-VBFW | BFP "B" HP FW recirc iso before CV | CRT landing | CV/CRT | no data | Iso Vlv | BFW | no data | OPEN | CLOSED | no data | no data | no data
no data | 02-VBFW | BFP "B" HP FW recirc iso before CV | CRT landing | CV/CRT | no data | Iso Vlv | BFW | no data | OPEN | CLOSED | no data | no data | no data
no data | 01-VBFW239 | BFP "B" HP FW recirc iso after CV | CRT landing | CV/CRT | no data | Iso Vlv | BFW | no data | OPEN | CLOSED | no data | no data | no data
no data | 02-VBFW239 | BFP "B" HP FW recirc iso after CV | CRT landing | CV/CRT | no data | Iso Vlv | BFW | no data | OPEN | CLOSED | no data | no data | no data
no data | 01-VBFW322 | From TCA to CRT vent after srtainer | CRT landing | CRT | no data | Drain/Vent Vlv | BFW | no data | CLOSED | OPEN | no data | no data | no data
no data | 02-VBFW322 | From TCA to CRT vent after srtainer | CRT landing | CRT | no data | Drain/Vent Vlv | BFW | no data | CLOSED | OPEN | no data | no data | no data
no data | 01-VBFW323 | From TCA to CRT vent after srtainer | CRT landing | CRT | no data | Drain/Vent Vlv | BFW | no data | CLOSED | OPEN | no data | no data | no data
no data | 02-VBFW323 | From TCA to CRT vent after srtainer | CRT landing | CRT | no data | Drain/Vent Vlv | BFW | no data | CLOSED | OPEN | no data | no data | no data
no data | 01-VBFW | From TCA to CRT before CV iso | CRT landing | CV/CRT | no data | Iso Vlv | BFW | no data | OPEN | CLOSED | no data | no data | no data
no data | 02-VBFW | From TCA to CRT before CV iso | CRT landing | CV/CRT | no data | Iso Vlv | BFW | no data | OPEN | CLOSED | no data | no data | no data
no data | 01-VBFW339 | From TCA to CRT after CV iso | CRT landing | CV/CRT | no data | Iso Vlv | BFW | no data | OPEN | CLOSED | no data | no data | no data
no data | 02-VBFW339 | From TCA to CRT after CV iso | CRT landing | CV/CRT | no data | Iso Vlv | BFW | no data | OPEN | CLOSED | no data | no data | no data
no data | 01-VBFW459 | FGPH to receiver tank after strainer vent | CRT landing | CRT | no data | Drain/Vent Vlv | BFW | no data | CLOSED | OPEN | no data | no data | no data
no data | 02-VBFW459 | FGPH to receiver tank after strainer vent | CRT landing | CRT | no data | Drain/Vent Vlv | BFW | no data | CLOSED | OPEN | no data | no data | no data
no data | 01-VBFW460 | FGPH to receiver tank after strainer vent | CRT landing | CRT | no data | Drain/Vent Vlv | BFW | no data | CLOSED | OPEN | no data | no data | no data
no data | 02-VBFW460 | FGPH to receiver tank after strainer vent | CRT landing | CRT | no data | Drain/Vent Vlv | BFW | no data | CLOSED | OPEN | no data | no data | no data
no data | 01-VBFW379 | FGPH to receiver tank iso after CV | CRT landing | CV/CRT | no data | Iso Vlv | BFW | no data | OPEN | CLOSED | no data | no data | no data
no data | 02-VBFW379 | FGPH to receiver tank iso after CV | CRT landing | CV/CRT | no data | Iso Vlv | BFW | no data | OPEN | CLOSED | no data | no data | no data
no data | 01-VDWS638 | Normal makeup Iso before and after CV | CRT landing | CRT | no data | Iso Vlv | DWS | no data | OPEN | CLOSED | no data | no data | no data
no data | 02-VDWS638 | Normal makeup Iso before and after CV | CRT landing | CRT | no data | Iso Vlv | DWS | no data | OPEN | CLOSED | no data | no data | no data
no data | 01-VDWS639 | Normal makeup Iso before and after CV | CRT landing | CRT | no data | Iso Vlv | DWS | no data | OPEN | CLOSED | no data | no data | no data
no data | 02-VDWS639 | Normal makeup Iso before and after CV | CRT landing | CRT | no data | Iso Vlv | DWS | no data | OPEN | CLOSED | no data | no data | no data
no data | 01-VDWS641 | Emergency makeup Iso before and after CV | CRT landing | CRT | no data | Iso Vlv | DWS | no data | OPEN | no data | no data | no data | no data
no data | 02-VDWS641 | Emergency makeup Iso before and after CV | CRT landing | CRT | no data | Iso Vlv | DWS | no data | OPEN | no data | no data | no data | no data
no data | 01-VDWS642 | Emergency makeup Iso before and after CV | CRT landing | CRT | no data | Iso Vlv | DWS | no data | OPEN | no data | no data | no data | no data
no data | 02-VDWS642 | Emergency makeup Iso before and after CV | CRT landing | CRT | no data | Iso Vlv | DWS | no data | OPEN | no data | no data | no data | no data
no data | 01-VDWS636 | Makeup CV bypass | CRT landing | CRT | no data | Iso Vlv | DWS | no data | CLOSED | no data | no data | no data | no data
no data | 02-VDWS636 | Makeup CV bypass | CRT landing | CRT | no data | Iso Vlv | DWS | no data | CLOSED | no data | no data | no data | no data
no data | 01-VDWS648 | Normal makeup drain | CRT landing | CRT | no data | Drain/Vent Vlv | DWS | no data | CLOSED | no data | no data | no data | no data
no data | 02-VDWS648 | Normal makeup drain | CRT landing | CRT | no data | Drain/Vent Vlv | DWS | no data | CLOSED | no data | no data | no data | no data
no data | 01-VDWS105 | Normal makeup vent | CRT landing | CRT | no data | Drain/Vent Vlv | DWS | no data | CLOSED | no data | no data | no data | no data
no data | 02-VDWS105 | Normal makeup vent | CRT landing | CRT | no data | Drain/Vent Vlv | DWS | no data | CLOSED | no data | no data | no data | no data
no data | 01-VDWS643 | Emergency makeup drain | CRT landing | CRT | no data | Drain/Vent Vlv | DWS | no data | CLOSED | no data | no data | no data | no data
no data | 02-VDWS643 | Emergency makeup drain | CRT landing | CRT | no data | Drain/Vent Vlv | DWS | no data | CLOSED | no data | no data | no data | no data
no data | 01-VDWS532F | Emergency makeup FT | CRT landing | FIT | no data | Iso Vlv | DWS | no data | OPEN | no data | no data | no data | no data
no data | 02-VDWS532F | Emergency makeup FT | CRT landing | FIT | no data | Iso Vlv | DWS | no data | OPEN | no data | no data | no data | no data
no data | 01-VDWSF534F | Emergency makeup FT | CRT landing | FIT | no data | Iso Vlv | DWS | no data | OPEN | no data | no data | no data | no data
no data | 02-VDWSF534F | Emergency makeup FT | CRT landing | FIT | no data | Iso Vlv | DWS | no data | OPEN | no data | no data | no data | no data
no data | 01-VDWS528F | Normal makeup FT | CRT landing | FIT | no data | Iso Vlv | DWS | no data | OPEN | no data | no data | no data | no data
no data | 02-VDWS528F | Normal makeup FT | CRT landing | FIT | no data | Iso Vlv | DWS | no data | OPEN | no data | no data | no data | no data
no data | 01-VDWSF530F | Normal makeup FT | CRT landing | FIT | no data | Iso Vlv | DWS | no data | OPEN | no data | no data | no data | no data
no data | 02-VDWSF530F | Normal makeup FT | CRT landing | FIT | no data | Iso Vlv | DWS | no data | OPEN | no data | no data | no data | no data
no data | 01-VAXS174 | Steam to air ejector CV iso | CRT landing | CRT/Air ejector | no data | Iso Vlv | AXS | no data | OPEN | no data | no data | no data | no data
no data | 02-VAXS174 | Steam to air ejector CV iso | CRT landing | CRT/Air ejector | no data | Iso Vlv | AXS | no data | OPEN | no data | no data | no data | no data
no data | 01-VAXS175 | Steam to air ejector CV iso | CRT landing | CRT/Air ejector | no data | Iso Vlv | AXS | no data | OPEN | no data | no data | no data | no data
no data | 02-VAXS175 | Steam to air ejector CV iso | CRT landing | CRT/Air ejector | no data | Iso Vlv | AXS | no data | OPEN | no data | no data | no data | no data
no data | 01-VAXS153 | Steam to air ejector drain | CRT landing | CRT/Air ejector | no data | Drain/Vent Vlv | AXS | no data | CLOSED | no data | no data | no data | no data
no data | 02-VAXS153 | Steam to air ejector drain | CRT landing | CRT/Air ejector | no data | Drain/Vent Vlv | AXS | no data | CLOSED | no data | no data | no data | no data
no data | 01-VAXS152 | Steam to air ejector CV bypass | CRT landing | CRT/Air ejector | no data | Iso Vlv | AXS | no data | CLOSED | no data | no data | no data | no data
no data | 02-VAXS152 | Steam to air ejector CV bypass | CRT landing | CRT/Air ejector | no data | Iso Vlv | AXS | no data | CLOSED | no data | no data | no data | no data
no data | 01-VAXS186 | Air ejector PIT iso | CRT landing | PIT | no data | Iso Vlv | AXS | no data | OPEN | no data | no data | no data | no data
no data | 02-VAXS186 | Air ejector PIT iso | CRT landing | PIT | no data | Iso Vlv | AXS | no data | OPEN | no data | no data | no data | no data
no data | 01-VAXS183 | Air ejector vent | CRT landing | CRT/Air ejector | no data | Drain/Vent Vlv | AXS | no data | CLOSED | no data | no data | no data | no data
no data | 02-VAXS183 | Air ejector vent | CRT landing | CRT/Air ejector | no data | Drain/Vent Vlv | AXS | no data | CLOSED | no data | no data | no data | no data
no data | 01-nodata | Air ejector suction/discharge | CRT landing | CRT/Air ejector | no data | Iso Vlv | AXS | no data | no data | no data | no data | no data | no data
no data | 02-nodata | Air ejector suction/discharge | CRT landing | CRT/Air ejector | no data | Iso Vlv | AXS | no data | no data | no data | no data | no data | no data
no data | 01-VAXS168 | Sparging steam CV iso | CRT landing | CRT | no data | Iso Vlv | AXS | no data | OPEN | no data | no data | no data | no data
no data | 02-VAXS168 | Sparging steam CV iso | CRT landing | CRT | no data | Iso Vlv | AXS | no data | OPEN | no data | no data | no data | no data
no data | 01-VAXS165 | Sparging steam CV iso | CRT landing | CRT | no data | Iso Vlv | AXS | no data | OPEN | no data | no data | no data | no data
no data | 02-VAXS165 | Sparging steam CV iso | CRT landing | CRT | no data | Iso Vlv | AXS | no data | OPEN | no data | no data | no data | no data
no data | 01-VAXS147 | Sparging steam strainer drain | CRT landing | CRT | no data | Drain/Vent Vlv | AXS | no data | CLOSED | no data | no data | no data | no data
no data | 02-VAXS147 | Sparging steam strainer drain | CRT landing | CRT | no data | Drain/Vent Vlv | AXS | no data | CLOSED | no data | no data | no data | no data
no data | 01-VAXS182 | Sparging steam strainer vent | CRT landing | CRT | no data | Drain/Vent Vlv | AXS | no data | CLOSED | no data | no data | no data | no data
no data | 02-VAXS182 | Sparging steam strainer vent | CRT landing | CRT | no data | Drain/Vent Vlv | AXS | no data | CLOSED | no data | no data | no data | no data
no data | 01-VAXS102 | Sparging steam strainer PDIT | CRT landing | CRT | no data | Iso Vlv | AXS | no data | OPEN | no data | no data | no data | no data
no data | 02-VAXS102 | Sparging steam strainer PDIT | CRT landing | CRT | no data | Iso Vlv | AXS | no data | OPEN | no data | no data | no data | no data
no data | 01-VAXS122 | Sparging steam strainer PDIT | CRT landing | CRT | no data | Iso Vlv | AXS | no data | OPEN | no data | no data | no data | no data
no data | 02-VAXS122 | Sparging steam strainer PDIT | CRT landing | CRT | no data | Iso Vlv | AXS | no data | OPEN | no data | no data | no data | no data
no data | 01-VAXS145 | Sparging steam CV bypass | CRT landing | CRT | no data | Iso Vlv | AXS | no data | CLOSED | no data | no data | no data | no data
no data | 02-VAXS145 | Sparging steam CV bypass | CRT landing | CRT | no data | Iso Vlv | AXS | no data | CLOSED | no data | no data | no data | no data
no data | 01-VCND106 | ST DT pump discharge Vent | CRT landing | CRT | no data | Drain/Vent Vlv | CND | no data | CLOSED | no data | no data | no data | no data
no data | 02-VCND106 | ST DT pump discharge Vent | CRT landing | CRT | no data | Drain/Vent Vlv | CND | no data | CLOSED | no data | no data | no data | no data
no data | 01-VCND259 | ST DT pump discharge Drain | CRT landing | CRT | no data | Drain/Vent Vlv | CND | no data | CLOSED | no data | no data | no data | no data
no data | 02-VCND259 | ST DT pump discharge Drain | CRT landing | CRT | no data | Drain/Vent Vlv | CND | no data | CLOSED | no data | no data | no data | no data
no data | 01-VCND258 | ST DT pump discharge Vent | CRT landing | CRT | no data | Drain/Vent Vlv | CND | no data | CLOSED | no data | no data | no data | no data
no data | 02-VCND258 | ST DT pump discharge Vent | CRT landing | CRT | no data | Drain/Vent Vlv | CND | no data | CLOSED | no data | no data | no data | no data
no data | 01-VCND | Condensate Receiver Tank drain valve | CRT area | CRT | no data | no data | CND | no data | CLOSED | no data | no data | no data | no data
no data | 02-VCND | Condensate Receiver Tank drain valve | CRT area | CRT | no data | no data | CND | no data | CLOSED | no data | no data | no data | no data
no data | 01-VCND | Level indicating instruments (4 lower valves) | CRT area | LIT | no data | no data | CND | no data | OPEN | no data | no data | no data | no data
no data | 02-VCND | Level indicating instruments (4 lower valves) | CRT area | LIT | no data | no data | CND | no data | OPEN | no data | no data | no data | no data
no data | 01-nodata | Cond. Receiver Tank PITs | CRT area | PIT | no data | no data | CND | no data | OPEN | no data | no data | no data | no data
no data | 02-nodata | Cond. Receiver Tank PITs | CRT area | PIT | no data | no data | CND | no data | OPEN | no data | no data | no data | no data
no data | 01-VCND377 | Condensate Recirc Drain (after strainer) | CRT area | CRT | no data | no data | CND | no data | CLOSED | no data | no data | no data | no data
no data | 02-VCND377 | Condensate Recirc Drain (after strainer) | CRT area | CRT | no data | no data | CND | no data | CLOSED | no data | no data | no data | no data
no data | 01-VCND404 | Condensate Recirc Strainer Vent | CRT area | CRT | no data | no data | CND | no data | CLOSED | no data | no data | no data | no data
no data | 02-VCND404 | Condensate Recirc Strainer Vent | CRT area | CRT | no data | no data | CND | no data | CLOSED | no data | no data | no data | no data
no data | 01-VCND195 | Condensate Recirc Strainer Drain | CRT area | CRT | no data | no data | CND | no data | CLOSED | no data | no data | no data | no data
no data | 02-VCND195 | Condensate Recirc Strainer Drain | CRT area | CRT | no data | no data | CND | no data | CLOSED | no data | no data | no data | no data
no data | 01-VCND323 | Condensate Recirc Strainer isolation | CRT area | CRT | no data | no data | CND | no data | OPEN | no data | no data | no data | no data
no data | 02-VCND323 | Condensate Recirc Strainer isolation | CRT area | CRT | no data | no data | CND | no data | OPEN | no data | no data | no data | no data
no data | 01-VCND | Condensate Recirc Strainer DP isolation (2) valves | CRT area | CRT | no data | no data | CND | no data | OPEN | no data | no data | no data | no data
no data | 02-VCND | Condensate Recirc Strainer DP isolation (2) valves | CRT area | CRT | no data | no data | CND | no data | OPEN | no data | no data | no data | no data
no data | 01-VCND577 | ACC east loop seal drain | CRT area | ACC | no data | no data | CND | no data | CLOSED | no data | no data | no data | no data
no data | 02-VCND577 | ACC east loop seal drain | CRT area | ACC | no data | no data | CND | no data | CLOSED | no data | no data | no data | no data
no data | 01-VCND576 | ACC west loop seal drain | CRT area | ACC | no data | no data | CND | no data | CLOSED | no data | no data | no data | no data
no data | 02-VCND576 | ACC west loop seal drain | CRT area | ACC | no data | no data | CND | no data | CLOSED | no data | no data | no data | no data
no data | 01-nodata | ACC street iso bypass trap (2 sets) | CRT area | ACC | no data | no data | CND | no data | CLOSED | no data | no data | no data | no data
no data | 02-nodata | ACC street iso bypass trap (2 sets) | CRT area | ACC | no data | no data | CND | no data | CLOSED | no data | no data | no data | no data
no data | 01-VBFW381 | BFP "A" HP FW recirc drain after strainer | CRT area | Strainer | no data | no data | BFW | no data | CLOSED | no data | no data | no data | no data
no data | 02-VBFW381 | BFP "A" HP FW recirc drain after strainer | CRT area | Strainer | no data | no data | BFW | no data | CLOSED | no data | no data | no data | no data
no data | 01-VBFW415 | BFP "A" HP FW recirc drain after strainer | CRT area | Strainer | no data | no data | BFW | no data | CLOSED | no data | no data | no data | no data
no data | 02-VBFW415 | BFP "A" HP FW recirc drain after strainer | CRT area | Strainer | no data | no data | BFW | no data | CLOSED | no data | no data | no data | no data
no data | 01-VBFW215 | BFP "A" HP FW strainer iso | CRT area | Strainer | no data | no data | BFW | no data | OPEN | no data | no data | no data | no data
no data | 02-VBFW215 | BFP "A" HP FW strainer iso | CRT area | Strainer | no data | no data | BFW | no data | OPEN | no data | no data | no data | no data
no data | 01-VBFW216 | BFP "A" HP FW strainer drain | CRT area | Strainer | no data | no data | BFW | no data | CLOSED | no data | no data | no data | no data
no data | 02-VBFW216 | BFP "A" HP FW strainer drain | CRT area | Strainer | no data | no data | BFW | no data | CLOSED | no data | no data | no data | no data
no data | 01-VBFW217 | BFP "A" HP FW strainer drain | CRT area | Strainer | no data | no data | BFW | no data | CLOSED | no data | no data | no data | no data
no data | 02-VBFW217 | BFP "A" HP FW strainer drain | CRT area | Strainer | no data | no data | BFW | no data | CLOSED | no data | no data | no data | no data
no data | 01-VBFW411 | BFP "A" HP FW strainer vent | CRT area | Strainer | no data | no data | BFW | no data | CLOSED | no data | no data | no data | no data
no data | 02-VBFW411 | BFP "A" HP FW strainer vent | CRT area | Strainer | no data | no data | BFW | no data | CLOSED | no data | no data | no data | no data
no data | 01-VBFW412 | BFP "A" HP FW strainer vent | CRT area | Strainer | no data | no data | BFW | no data | CLOSED | no data | no data | no data | no data
no data | 02-VBFW412 | BFP "A" HP FW strainer vent | CRT area | Strainer | no data | no data | BFW | no data | CLOSED | no data | no data | no data | no data
no data | 01-VBFW232 | BFP "B" HP FW strainer iso | CRT area | Strainer | no data | no data | BFW | no data | OPEN | no data | no data | no data | no data
no data | 02-VBFW232 | BFP "B" HP FW strainer iso | CRT area | Strainer | no data | no data | BFW | no data | OPEN | no data | no data | no data | no data
no data | 01-VBFW233 | BFP "B" HP FW strainer drain | CRT area | Strainer | no data | no data | BFW | no data | CLOSED | no data | no data | no data | no data
no data | 02-VBFW233 | BFP "B" HP FW strainer drain | CRT area | Strainer | no data | no data | BFW | no data | CLOSED | no data | no data | no data | no data
no data | 01-VBFW234 | BFP "B" HP FW strainer drain | CRT area | Strainer | no data | no data | BFW | no data | CLOSED | no data | no data | no data | no data
no data | 02-VBFW234 | BFP "B" HP FW strainer drain | CRT area | Strainer | no data | no data | BFW | no data | CLOSED | no data | no data | no data | no data
no data | 01-VBFW427 | BFP "B" HP FW strainer vent | CRT area | Strainer | no data | no data | BFW | no data | CLOSED | no data | no data | no data | no data
no data | 02-VBFW427 | BFP "B" HP FW strainer vent | CRT area | Strainer | no data | no data | BFW | no data | CLOSED | no data | no data | no data | no data
no data | 01-VBFW428 | BFP "B" HP FW strainer vent | CRT area | Strainer | no data | no data | BFW | no data | CLOSED | no data | no data | no data | no data
no data | 02-VBFW428 | BFP "B" HP FW strainer vent | CRT area | Strainer | no data | no data | BFW | no data | CLOSED | no data | no data | no data | no data
no data | 01-VBFW338 | BFP "B" HP FW recirc drain after strainer | CRT area | CRT | no data | no data | BFW | no data | CLOSED | no data | no data | no data | no data
no data | 02-VBFW338 | BFP "B" HP FW recirc drain after strainer | CRT area | CRT | no data | no data | BFW | no data | CLOSED | no data | no data | no data | no data
no data | 01-VBFW365 | BFP "B" HP FW recirc drain after strainer | CRT area | CRT | no data | no data | BFW | no data | CLOSED | no data | no data | no data | no data
no data | 02-VBFW365 | BFP "B" HP FW recirc drain after strainer | CRT area | CRT | no data | no data | BFW | no data | CLOSED | no data | no data | no data | no data
no data | 01-VBFW330 | From TCA to Cond. Receiver Tank iso (2) vlvs | CRT area | CRT | no data | no data | BFW | no data | OPEN | no data | no data | no data | no data
no data | 02-VBFW330 | From TCA to Cond. Receiver Tank iso (2) vlvs | CRT area | CRT | no data | no data | BFW | no data | OPEN | no data | no data | no data | no data
no data | 01-VBFW922 | From TCA to Cond. Receiver Tank iso (2) vlvs | CRT area | CRT | no data | no data | BFW | no data | OPEN | no data | no data | no data | no data
no data | 02-VBFW922 | From TCA to Cond. Receiver Tank iso (2) vlvs | CRT area | CRT | no data | no data | BFW | no data | OPEN | no data | no data | no data | no data
no data | 01-VBFW165 | From TCA to Cond. Receiver Tank drain | CRT area | CRT | no data | no data | BFW | no data | CLOSED | no data | no data | no data | no data
no data | 02-VBFW165 | From TCA to Cond. Receiver Tank drain | CRT area | CRT | no data | no data | BFW | no data | CLOSED | no data | no data | no data | no data
no data | 01-VBFW166 | From TCA to Cond. Receiver Tank drain | CRT area | CRT | no data | no data | BFW | no data | CLOSED | no data | no data | no data | no data
no data | 02-VBFW166 | From TCA to Cond. Receiver Tank drain | CRT area | CRT | no data | no data | BFW | no data | CLOSED | no data | no data | no data | no data
no data | 01-VBFW923 | From TCA to Cond. Receiver Tank strainer vent | CRT area | Strainer | no data | no data | BFW | no data | CLOSED | no data | no data | no data | no data
no data | 02-VBFW923 | From TCA to Cond. Receiver Tank strainer vent | CRT area | Strainer | no data | no data | BFW | no data | CLOSED | no data | no data | no data | no data
no data | 01-VBFW532 | From TCA to Cond. Receiver Tank strainer vent | CRT area | Strainer | no data | no data | BFW | no data | CLOSED | no data | no data | no data | no data
no data | 02-VBFW532 | From TCA to Cond. Receiver Tank strainer vent | CRT area | Strainer | no data | no data | BFW | no data | CLOSED | no data | no data | no data | no data
no data | 01-VBFW333 | From TCA to Cond. Receiver Tank strainer drain | CRT area | Strainer | no data | no data | BFW | no data | CLOSED | no data | no data | no data | no data
no data | 02-VBFW333 | From TCA to Cond. Receiver Tank strainer drain | CRT area | Strainer | no data | no data | BFW | no data | CLOSED | no data | no data | no data | no data
no data | 01-VBFW334 | From TCA to Cond. Receiver Tank strainer drain | CRT area | Strainer | no data | no data | BFW | no data | CLOSED | no data | no data | no data | no data
no data | 02-VBFW334 | From TCA to Cond. Receiver Tank strainer drain | CRT area | Strainer | no data | no data | BFW | no data | CLOSED | no data | no data | no data | no data
no data | 01-VBFW305 | From TCA to Cond. Receiver Tank drain after strainer | CRT area | Strainer | no data | no data | BFW | no data | OPEN | no data | no data | no data | no data
no data | 02-VBFW305 | From TCA to Cond. Receiver Tank drain after strainer | CRT area | Strainer | no data | no data | BFW | no data | OPEN | no data | no data | no data | no data
no data | 01-VBFW306 | From TCA to Cond. Receiver Tank drain after strainer | CRT area | Strainer | no data | no data | BFW | no data | OPEN | no data | no data | no data | no data
no data | 02-VBFW306 | From TCA to Cond. Receiver Tank drain after strainer | CRT area | Strainer | no data | no data | BFW | no data | OPEN | no data | no data | no data | no data
no data | 01-VBFW290 | Gas performance heater to receiver tank iso (2) valves | CRT area | no data | no data | no data | BFW | no data | OPEN | no data | no data | no data | no data
no data | 02-VBFW290 | Gas performance heater to receiver tank iso (2) valves | CRT area | no data | no data | no data | BFW | no data | OPEN | no data | no data | no data | no data
no data | 01-VBFW361 | Gas performance heater to receiver tank iso (2) valves | CRT area | no data | no data | no data | BFW | no data | OPEN | no data | no data | no data | no data
no data | 02-VBFW361 | Gas performance heater to receiver tank iso (2) valves | CRT area | no data | no data | no data | BFW | no data | OPEN | no data | no data | no data | no data
no data | 01-VBFW402 | Gas performance heater to receiver tank drain | CRT area | no data | no data | no data | BFW | no data | CLOSED | no data | no data | no data | no data
no data | 02-VBFW402 | Gas performance heater to receiver tank drain | CRT area | no data | no data | no data | BFW | no data | CLOSED | no data | no data | no data | no data
no data | 01-VBFW403 | Gas performance heater to receiver tank drain | CRT area | no data | no data | no data | BFW | no data | CLOSED | no data | no data | no data | no data
no data | 02-VBFW403 | Gas performance heater to receiver tank drain | CRT area | no data | no data | no data | BFW | no data | CLOSED | no data | no data | no data | no data
no data | 01-VBFW440 | Gas performance heater to receiver tank strainer vent | CRT area | Strainer | no data | no data | BFW | no data | CLOSED | no data | no data | no data | no data
no data | 02-VBFW440 | Gas performance heater to receiver tank strainer vent | CRT area | Strainer | no data | no data | BFW | no data | CLOSED | no data | no data | no data | no data
no data | 01-VBFW441 | Gas performance heater to receiver tank strainer vent | CRT area | Strainer | no data | no data | BFW | no data | CLOSED | no data | no data | no data | no data
no data | 02-VBFW441 | Gas performance heater to receiver tank strainer vent | CRT area | Strainer | no data | no data | BFW | no data | CLOSED | no data | no data | no data | no data
no data | 01-VBFW292 | Gas performance heater to receiver tank strainer drain | CRT area | Strainer | no data | no data | BFW | no data | CLOSED | no data | no data | no data | no data
no data | 02-VBFW292 | Gas performance heater to receiver tank strainer drain | CRT area | Strainer | no data | no data | BFW | no data | CLOSED | no data | no data | no data | no data
no data | 01-VBFW366 | Gas performance heater to receiver tank strainer drain | CRT area | Strainer | no data | no data | BFW | no data | CLOSED | no data | no data | no data | no data
no data | 02-VBFW366 | Gas performance heater to receiver tank strainer drain | CRT area | Strainer | no data | no data | BFW | no data | CLOSED | no data | no data | no data | no data
no data | 01-VBFW449 | Gas performance heater to receiver tank after strainer drain | CRT area | no data | no data | no data | BFW | no data | CLOSED | no data | no data | no data | no data
no data | 02-VBFW449 | Gas performance heater to receiver tank after strainer drain | CRT area | no data | no data | no data | BFW | no data | CLOSED | no data | no data | no data | no data
no data | 01-VBFW450 | Gas performance heater to receiver tank after strainer drain | CRT area | no data | no data | no data | BFW | no data | CLOSED | no data | no data | no data | no data
no data | 02-VBFW450 | Gas performance heater to receiver tank after strainer drain | CRT area | no data | no data | no data | BFW | no data | CLOSED | no data | no data | no data | no data
no data | 01-VAXS117 | Steam trap iso | CRT area | no data | no data | no data | AXS | no data | no data | no data | no data | no data | no data
no data | 02-VAXS117 | Steam trap iso | CRT area | no data | no data | no data | AXS | no data | no data | no data | no data | no data | no data
no data | 01-VAXS201 | Steam trap iso | CRT area | no data | no data | no data | AXS | no data | no data | no data | no data | no data | no data
no data | 02-VAXS201 | Steam trap iso | CRT area | no data | no data | no data | AXS | no data | no data | no data | no data | no data | no data
no data | 01-VAXS120 | Steam trap bypass | CRT area | no data | no data | no data | AXS | no data | no data | no data | no data | no data | no data
no data | 02-VAXS120 | Steam trap bypass | CRT area | no data | no data | no data | AXS | no data | no data | no data | no data | no data | no data
no data | 01-VAXS119 | Steam trap strainer drain | CRT area | no data | no data | no data | AXS | no data | no data | no data | no data | no data | no data
no data | 02-VAXS119 | Steam trap strainer drain | CRT area | no data | no data | no data | AXS | no data | no data | no data | no data | no data | no data
no data | 01-VAXS200 | Steam trap drain | CRT area | no data | no data | no data | AXS | no data | no data | no data | no data | no data | no data
no data | 02-VAXS200 | Steam trap drain | CRT area | no data | no data | no data | AXS | no data | no data | no data | no data | no data | no data
no data | 01-VCND | Inlet valve to strainer #1 | CRT area | CND pump A | no data | no data | CND | no data | OPEN | no data | no data | no data | no data
no data | 02-VCND | Inlet valve to strainer #1 | CRT area | CND pump A | no data | no data | CND | no data | OPEN | no data | no data | no data | no data
no data | 01-VCND | Inlet valve to strainer #2 | CRT area | CND pump A | no data | no data | CND | no data | CLOSED | no data | no data | no data | no data
no data | 02-VCND | Inlet valve to strainer #2 | CRT area | CND pump A | no data | no data | CND | no data | CLOSED | no data | no data | no data | no data
no data | 01-VCND | Outlet valve from strainer 1 | CRT area | CND pump A | no data | no data | CND | no data | OPEN | no data | no data | no data | no data
no data | 02-VCND | Outlet valve from strainer 1 | CRT area | CND pump A | no data | no data | CND | no data | OPEN | no data | no data | no data | no data
no data | 01-VCND | Outlet valve from strainer 2 | CRT area | CND pump A | no data | no data | CND | no data | CLOSED | no data | no data | no data | no data
no data | 02-VCND | Outlet valve from strainer 2 | CRT area | CND pump A | no data | no data | CND | no data | CLOSED | no data | no data | no data | no data
no data | 01-VCND166 | Strainer Drain valves (2) | CRT area | CND pump A | no data | no data | CND | no data | CLOSED | no data | no data | no data | no data
no data | 02-VCND166 | Strainer Drain valves (2) | CRT area | CND pump A | no data | no data | CND | no data | CLOSED | no data | no data | no data | no data
no data | 01-VCND171 | Strainer Drain valves (2) | CRT area | CND pump A | no data | no data | CND | no data | CLOSED | no data | no data | no data | no data
no data | 02-VCND171 | Strainer Drain valves (2) | CRT area | CND pump A | no data | no data | CND | no data | CLOSED | no data | no data | no data | no data
no data | 01-VCND191 | Strainer Vent valves (4) | CRT area | CND pump A | no data | no data | CND | no data | CLOSED | no data | no data | no data | no data
no data | 02-VCND191 | Strainer Vent valves (4) | CRT area | CND pump A | no data | no data | CND | no data | CLOSED | no data | no data | no data | no data
no data | 01-VCND320 | Strainer Vent valves (4) | CRT area | CND pump A | no data | no data | CND | no data | CLOSED | no data | no data | no data | no data
no data | 02-VCND320 | Strainer Vent valves (4) | CRT area | CND pump A | no data | no data | CND | no data | CLOSED | no data | no data | no data | no data
no data | 01-VCND118 | Strainer Vent valves (4) | CRT area | CND pump A | no data | no data | CND | no data | CLOSED | no data | no data | no data | no data
no data | 02-VCND118 | Strainer Vent valves (4) | CRT area | CND pump A | no data | no data | CND | no data | CLOSED | no data | no data | no data | no data
no data | 01-VCND100 | Strainer Vent valves (4) | CRT area | CND pump A | no data | no data | CND | no data | CLOSED | no data | no data | no data | no data
no data | 02-VCND100 | Strainer Vent valves (4) | CRT area | CND pump A | no data | no data | CND | no data | CLOSED | no data | no data | no data | no data
no data | 01-VCND179 | DP transmitter isolation (2) valves | CRT area | CND pump A | no data | no data | CND | no data | OPEN | no data | no data | no data | no data
no data | 02-VCND179 | DP transmitter isolation (2) valves | CRT area | CND pump A | no data | no data | CND | no data | OPEN | no data | no data | no data | no data
no data | 01-VCND142 | DP transmitter isolation (2) valves | CRT area | CND pump A | no data | no data | CND | no data | OPEN | no data | no data | no data | no data
no data | 02-VCND142 | DP transmitter isolation (2) valves | CRT area | CND pump A | no data | no data | CND | no data | OPEN | no data | no data | no data | no data
no data | 01-VCND143 | CND pump suction pressure gauge isolation. | CRT area | CND pump A | no data | no data | CND | no data | OPEN | no data | no data | no data | no data
no data | 02-VCND143 | CND pump suction pressure gauge isolation. | CRT area | CND pump A | no data | no data | CND | no data | OPEN | no data | no data | no data | no data
no data | 01-VCND128 | CND Pump Discharge valve | CRT area | CND pump A | no data | no data | CND | no data | OPEN | no data | no data | no data | no data
no data | 02-VCND128 | CND Pump Discharge valve | CRT area | CND pump A | no data | no data | CND | no data | OPEN | no data | no data | no data | no data
no data | 01-VCND128 | CND Pump Discharge bypass valve | CRT area | CND pump A | no data | no data | CND | no data | CLOSED | no data | no data | no data | no data
no data | 02-VCND128 | CND Pump Discharge bypass valve | CRT area | CND pump A | no data | no data | CND | no data | CLOSED | no data | no data | no data | no data
no data | 01-VCND128 | CND Pump Discharge equalizing valve | CRT area | CND pump A | no data | no data | CND | no data | OPEN | no data | no data | no data | no data
no data | 02-VCND128 | CND Pump Discharge equalizing valve | CRT area | CND pump A | no data | no data | CND | no data | OPEN | no data | no data | no data | no data
no data | 01-VCND818 | Seal supply valve | CRT area | CND pump A | no data | no data | CND | no data | OPEN | no data | no data | no data | no data
no data | 02-VCND818 | Seal supply valve | CRT area | CND pump A | no data | no data | CND | no data | OPEN | no data | no data | no data | no data
no data | 01-VCND157 | Air vent valve | CRT area | CND pump A | no data | no data | CND | no data | CLOSED | no data | no data | no data | no data
no data | 02-VCND157 | Air vent valve | CRT area | CND pump A | no data | no data | CND | no data | CLOSED | no data | no data | no data | no data
no data | 01-VCND814 | Air vent valve | CRT area | CND pump A | no data | no data | CND | no data | CLOSED | no data | no data | no data | no data
no data | 02-VCND814 | Air vent valve | CRT area | CND pump A | no data | no data | CND | no data | CLOSED | no data | no data | no data | no data
no data | 01-VCND820 | Equalizing valve | CRT area | CND pump A | no data | no data | CND | no data | OPEN | no data | no data | no data | no data
no data | 02-VCND820 | Equalizing valve | CRT area | CND pump A | no data | no data | CND | no data | OPEN | no data | no data | no data | no data
no data | 01-VCND819 | Seal water pressure gauge | CRT area | CND pump A | no data | no data | CND | no data | OPEN | no data | no data | no data | no data
no data | 02-VCND819 | Seal water pressure gauge | CRT area | CND pump A | no data | no data | CND | no data | OPEN | no data | no data | no data | no data
no data | 01-VCND804 | Pump discharge pressure gauge | CRT area | CND pump A | no data | no data | CND | no data | OPEN | no data | no data | no data | no data
no data | 02-VCND804 | Pump discharge pressure gauge | CRT area | CND pump A | no data | no data | CND | no data | OPEN | no data | no data | no data | no data
no data | 01-VCND104 | Pump Discharge pressure transmitter | CRT area | CND pump A | no data | no data | CND | no data | OPEN | no data | no data | no data | no data
no data | 02-VCND104 | Pump Discharge pressure transmitter | CRT area | CND pump A | no data | no data | CND | no data | OPEN | no data | no data | no data | no data
no data | 01-VCND196 | Pump Discharge Drain | CRT area | CND pump A | no data | no data | CND | no data | CLOSED | no data | no data | no data | no data
no data | 02-VCND196 | Pump Discharge Drain | CRT area | CND pump A | no data | no data | CND | no data | CLOSED | no data | no data | no data | no data
no data | 01-VCND | Inlet valve to strainer 1 | CRT area | CND pump B | no data | no data | CND | no data | OPEN | no data | no data | no data | no data
no data | 02-VCND | Inlet valve to strainer 1 | CRT area | CND pump B | no data | no data | CND | no data | OPEN | no data | no data | no data | no data
no data | 01-VCND | Inlet valve to strainer 2 | CRT area | CND pump B | no data | no data | CND | no data | CLOSED | no data | no data | no data | no data
no data | 02-VCND | Inlet valve to strainer 2 | CRT area | CND pump B | no data | no data | CND | no data | CLOSED | no data | no data | no data | no data
no data | 01-VCND | Outlet valve from strainer 1 | CRT area | CND pump B | no data | no data | CND | no data | OPEN | no data | no data | no data | no data
no data | 02-VCND | Outlet valve from strainer 1 | CRT area | CND pump B | no data | no data | CND | no data | OPEN | no data | no data | no data | no data
no data | 01-VCND | Outlet valve from strainer 2 | CRT area | CND pump B | no data | no data | CND | no data | CLOSED | no data | no data | no data | no data
no data | 02-VCND | Outlet valve from strainer 2 | CRT area | CND pump B | no data | no data | CND | no data | CLOSED | no data | no data | no data | no data
no data | 01-VCND361 | Strainer Drain valves (2) | CRT area | CND pump B | no data | no data | CND | no data | CLOSED | no data | no data | no data | no data
no data | 02-VCND361 | Strainer Drain valves (2) | CRT area | CND pump B | no data | no data | CND | no data | CLOSED | no data | no data | no data | no data
no data | 01-VCND176 | Strainer Drain valves (2) | CRT area | CND pump B | no data | no data | CND | no data | CLOSED | no data | no data | no data | no data
no data | 02-VCND176 | Strainer Drain valves (2) | CRT area | CND pump B | no data | no data | CND | no data | CLOSED | no data | no data | no data | no data
no data | 01-VCND154 | Strainer Vent valves (4) | CRT area | CND pump B | no data | no data | CND | no data | CLOSED | no data | no data | no data | no data
no data | 02-VCND154 | Strainer Vent valves (4) | CRT area | CND pump B | no data | no data | CND | no data | CLOSED | no data | no data | no data | no data
no data | 01-VCND360 | Strainer Vent valves (4) | CRT area | CND pump B | no data | no data | CND | no data | CLOSED | no data | no data | no data | no data
no data | 02-VCND360 | Strainer Vent valves (4) | CRT area | CND pump B | no data | no data | CND | no data | CLOSED | no data | no data | no data | no data
no data | 01-VCND135 | Strainer Vent valves (4) | CRT area | CND pump B | no data | no data | CND | no data | CLOSED | no data | no data | no data | no data
no data | 02-VCND135 | Strainer Vent valves (4) | CRT area | CND pump B | no data | no data | CND | no data | CLOSED | no data | no data | no data | no data
no data | 01-VCND129 | Strainer Vent valves (4) | CRT area | CND pump B | no data | no data | CND | no data | CLOSED | no data | no data | no data | no data
no data | 02-VCND129 | Strainer Vent valves (4) | CRT area | CND pump B | no data | no data | CND | no data | CLOSED | no data | no data | no data | no data
no data | 01-VCND181 | DP transmitter isolation (2) valves | CRT area | CND pump B | no data | no data | CND | no data | OPEN | no data | no data | no data | no data
no data | 02-VCND181 | DP transmitter isolation (2) valves | CRT area | CND pump B | no data | no data | CND | no data | OPEN | no data | no data | no data | no data
no data | 01-VCND164 | DP transmitter isolation (2) valves | CRT area | CND pump B | no data | no data | CND | no data | OPEN | no data | no data | no data | no data
no data | 02-VCND164 | DP transmitter isolation (2) valves | CRT area | CND pump B | no data | no data | CND | no data | OPEN | no data | no data | no data | no data
no data | 01-VCND183 | CND pump suction pressure gauge isolation. | CRT area | CND pump B | no data | no data | CND | no data | OPEN | no data | no data | no data | no data
no data | 02-VCND183 | CND pump suction pressure gauge isolation. | CRT area | CND pump B | no data | no data | CND | no data | OPEN | no data | no data | no data | no data
no data | 01-VCND194 | CND Pump Discharge valve | CRT area | CND pump B | no data | no data | CND | no data | no data | no data | no data | no data | no data
no data | 02-VCND194 | CND Pump Discharge valve | CRT area | CND pump B | no data | no data | CND | no data | no data | no data | no data | no data | no data
no data | 01-VCND194 | CND Pump Discharge bypass valve | CRT area | CND pump B | no data | no data | CND | no data | CLOSED | no data | no data | no data | no data
no data | 02-VCND194 | CND Pump Discharge bypass valve | CRT area | CND pump B | no data | no data | CND | no data | CLOSED | no data | no data | no data | no data
no data | 01-VCND194 | CND Pump Discharge equalizing valve | CRT area | CND pump B | no data | no data | CND | no data | OPEN | no data | no data | no data | no data
no data | 02-VCND194 | CND Pump Discharge equalizing valve | CRT area | CND pump B | no data | no data | CND | no data | OPEN | no data | no data | no data | no data
no data | 01-VCND848 | Seal supply valve | CRT area | CND pump B | no data | no data | CND | no data | OPEN | no data | no data | no data | no data
no data | 02-VCND848 | Seal supply valve | CRT area | CND pump B | no data | no data | CND | no data | OPEN | no data | no data | no data | no data
no data | 01-VCND333 | Air vent valve (2) | CRT area | CND pump B | no data | no data | CND | no data | CLOSED | no data | no data | no data | no data
no data | 02-VCND333 | Air vent valve (2) | CRT area | CND pump B | no data | no data | CND | no data | CLOSED | no data | no data | no data | no data
no data | 01-VCND844 | Air vent valve (2) | CRT area | CND pump B | no data | no data | CND | no data | CLOSED | no data | no data | no data | no data
no data | 02-VCND844 | Air vent valve (2) | CRT area | CND pump B | no data | no data | CND | no data | CLOSED | no data | no data | no data | no data
no data | 01-VCND850 | Equalizing valve | CRT area | CND pump B | no data | no data | CND | no data | OPEN | no data | no data | no data | no data
no data | 02-VCND850 | Equalizing valve | CRT area | CND pump B | no data | no data | CND | no data | OPEN | no data | no data | no data | no data
no data | 01-VCND846 | Seal water pressure gauge | CRT area | CND pump B | no data | no data | CND | no data | OPEN | no data | no data | no data | no data
no data | 02-VCND846 | Seal water pressure gauge | CRT area | CND pump B | no data | no data | CND | no data | OPEN | no data | no data | no data | no data
no data | 01-VCND834 | Pump discharge pressure gauge | CRT area | CND pump B | no data | no data | CND | no data | OPEN | no data | no data | no data | no data
no data | 02-VCND834 | Pump discharge pressure gauge | CRT area | CND pump B | no data | no data | CND | no data | OPEN | no data | no data | no data | no data
no data | 01-VCND137 | Pump Discharge pressure transmitter | CRT area | CND pump B | no data | no data | CND | no data | OPEN | no data | no data | no data | no data
no data | 02-VCND137 | Pump Discharge pressure transmitter | CRT area | CND pump B | no data | no data | CND | no data | OPEN | no data | no data | no data | no data
no data | 01-VCND167 | Pump Discharge Drain | CRT area | CND pump B | no data | no data | CND | no data | CLOSED | no data | no data | no data | no data
no data | 02-VCND167 | Pump Discharge Drain | CRT area | CND pump B | no data | no data | CND | no data | CLOSED | no data | no data | no data | no data
no data | 01-VCND | Inlet valve to strainer 1 | CRT area | CND pump C | no data | no data | CND | no data | OPEN | no data | no data | no data | no data
no data | 02-VCND | Inlet valve to strainer 1 | CRT area | CND pump C | no data | no data | CND | no data | OPEN | no data | no data | no data | no data
no data | 01-VCND | Inlet valve to strainer 2 | CRT area | CND pump C | no data | no data | CND | no data | CLOSED | no data | no data | no data | no data
no data | 02-VCND | Inlet valve to strainer 2 | CRT area | CND pump C | no data | no data | CND | no data | CLOSED | no data | no data | no data | no data
no data | 01-VCND | Outlet valve from strainer 1 | CRT area | CND pump C | no data | no data | CND | no data | OPEN | no data | no data | no data | no data
no data | 02-VCND | Outlet valve from strainer 1 | CRT area | CND pump C | no data | no data | CND | no data | OPEN | no data | no data | no data | no data
no data | 01-VCND | Outlet valve from strainer 2 | CRT area | CND pump C | no data | no data | CND | no data | CLOSED | no data | no data | no data | no data
no data | 02-VCND | Outlet valve from strainer 2 | CRT area | CND pump C | no data | no data | CND | no data | CLOSED | no data | no data | no data | no data
no data | 01-VCND173 | Strainer Drain valves (2) | CRT area | CND pump C | no data | no data | CND | no data | CLOSED | no data | no data | no data | no data
no data | 02-VCND173 | Strainer Drain valves (2) | CRT area | CND pump C | no data | no data | CND | no data | CLOSED | no data | no data | no data | no data
no data | 01-VCND178 | Strainer Drain valves (2) | CRT area | CND pump C | no data | no data | CND | no data | CLOSED | no data | no data | no data | no data
no data | 02-VCND178 | Strainer Drain valves (2) | CRT area | CND pump C | no data | no data | CND | no data | CLOSED | no data | no data | no data | no data
no data | 01-VCND330 | Strainer Vent valves (4) | CRT area | CND pump C | no data | no data | CND | no data | CLOSED | no data | no data | no data | no data
no data | 02-VCND330 | Strainer Vent valves (4) | CRT area | CND pump C | no data | no data | CND | no data | CLOSED | no data | no data | no data | no data
no data | 01-VCND133 | Strainer Vent valves (4) | CRT area | CND pump C | no data | no data | CND | no data | CLOSED | no data | no data | no data | no data
no data | 02-VCND133 | Strainer Vent valves (4) | CRT area | CND pump C | no data | no data | CND | no data | CLOSED | no data | no data | no data | no data
no data | 01-VCND168 | Strainer Vent valves (4) | CRT area | CND pump C | no data | no data | CND | no data | CLOSED | no data | no data | no data | no data
no data | 02-VCND168 | Strainer Vent valves (4) | CRT area | CND pump C | no data | no data | CND | no data | CLOSED | no data | no data | no data | no data
no data | 01-VCND165 | Strainer Vent valves (4) | CRT area | CND pump C | no data | no data | CND | no data | CLOSED | no data | no data | no data | no data
no data | 02-VCND165 | Strainer Vent valves (4) | CRT area | CND pump C | no data | no data | CND | no data | CLOSED | no data | no data | no data | no data
no data | 01-VCND112 | DP transmitter isolation (2) valves | CRT area | CND pump C | no data | no data | CND | no data | OPEN | no data | no data | no data | no data
no data | 02-VCND112 | DP transmitter isolation (2) valves | CRT area | CND pump C | no data | no data | CND | no data | OPEN | no data | no data | no data | no data
no data | 01-VCND192 | DP transmitter isolation (2) valves | CRT area | CND pump C | no data | no data | CND | no data | OPEN | no data | no data | no data | no data
no data | 02-VCND192 | DP transmitter isolation (2) valves | CRT area | CND pump C | no data | no data | CND | no data | OPEN | no data | no data | no data | no data
no data | 01-VCND131 | CND pump suction pressure gauge isolation. | CRT area | CND pump C | no data | no data | CND | no data | OPEN | no data | no data | no data | no data
no data | 02-VCND131 | CND pump suction pressure gauge isolation. | CRT area | CND pump C | no data | no data | CND | no data | OPEN | no data | no data | no data | no data
no data | 01-VCND329 | CND Pump Discharge valve | CRT area | CND pump C | no data | no data | CND | no data | no data | no data | no data | no data | no data
no data | 02-VCND329 | CND Pump Discharge valve | CRT area | CND pump C | no data | no data | CND | no data | no data | no data | no data | no data | no data
no data | 01-VCND329B | CND Pump Discharge bypass valve | CRT area | CND pump C | no data | no data | CND | no data | CLOSED | no data | no data | no data | no data
no data | 02-VCND329B | CND Pump Discharge bypass valve | CRT area | CND pump C | no data | no data | CND | no data | CLOSED | no data | no data | no data | no data
no data | 01-VCND329E | CND Pump Discharge equalizing valve | CRT area | CND pump C | no data | no data | CND | no data | OPEN | no data | no data | no data | no data
no data | 02-VCND329E | CND Pump Discharge equalizing valve | CRT area | CND pump C | no data | no data | CND | no data | OPEN | no data | no data | no data | no data
no data | 01-VCND878 | Seal supply valve | CRT area | CND pump C | no data | no data | CND | no data | OPEN | no data | no data | no data | no data
no data | 02-VCND878 | Seal supply valve | CRT area | CND pump C | no data | no data | CND | no data | OPEN | no data | no data | no data | no data
no data | 01-VCND113 | Air vent valve | CRT area | CND pump C | no data | no data | CND | no data | CLOSED | no data | no data | no data | no data
no data | 02-VCND113 | Air vent valve | CRT area | CND pump C | no data | no data | CND | no data | CLOSED | no data | no data | no data | no data
no data | 01-VCND874 | Air vent valve | CRT area | CND pump C | no data | no data | CND | no data | CLOSED | no data | no data | no data | no data
no data | 02-VCND874 | Air vent valve | CRT area | CND pump C | no data | no data | CND | no data | CLOSED | no data | no data | no data | no data
no data | 01-VCND880 | Equalizing valve | CRT area | CND pump C | no data | no data | CND | no data | OPEN | no data | no data | no data | no data
no data | 02-VCND880 | Equalizing valve | CRT area | CND pump C | no data | no data | CND | no data | OPEN | no data | no data | no data | no data
no data | 01-VCND876 | Seal water pressure gauge | CRT area | CND pump C | no data | no data | CND | no data | OPEN | no data | no data | no data | no data
no data | 02-VCND876 | Seal water pressure gauge | CRT area | CND pump C | no data | no data | CND | no data | OPEN | no data | no data | no data | no data
no data | 01-VCND864 | Pump discharge pressure gauge | CRT area | CND pump C | no data | no data | CND | no data | OPEN | no data | no data | no data | no data
no data | 02-VCND864 | Pump discharge pressure gauge | CRT area | CND pump C | no data | no data | CND | no data | OPEN | no data | no data | no data | no data
no data | 01-VCND130 | Pump Discharge pressure transmitter | CRT area | CND pump C | no data | no data | CND | no data | OPEN | no data | no data | no data | no data
no data | 02-VCND130 | Pump Discharge pressure transmitter | CRT area | CND pump C | no data | no data | CND | no data | OPEN | no data | no data | no data | no data
no data | 01-VCND189 | Pump Discharge Drain | CRT area | CND pump C | no data | no data | CND | no data | CLOSED | no data | no data | no data | no data
no data | 02-VCND189 | Pump Discharge Drain | CRT area | CND pump C | no data | no data | CND | no data | CLOSED | no data | no data | no data | no data
no data | 01-VCND238 | Demin Water supply valves | CRT area | CND header | no data | no data | CND | no data | no data | no data | no data | no data | no data
no data | 02-VCND238 | Demin Water supply valves | CRT area | CND header | no data | no data | CND | no data | no data | no data | no data | no data | no data
no data | 01-VCND236 | Demin Water supply valves | CRT area | CND header | no data | no data | CND | no data | no data | no data | no data | no data | no data
no data | 02-VCND236 | Demin Water supply valves | CRT area | CND header | no data | no data | CND | no data | no data | no data | no data | no data | no data
no data | 01-VCND237 | Demin Water drain | CRT area | CND header | no data | no data | CND | no data | CLOSED | no data | no data | no data | no data
no data | 02-VCND237 | Demin Water drain | CRT area | CND header | no data | no data | CND | no data | CLOSED | no data | no data | no data | no data
no data | 01-VCND127 | Common Condensate Discharge Header Vent | CRT area | CND header | no data | no data | CND | no data | CLOSED | no data | no data | no data | no data
no data | 02-VCND127 | Common Condensate Discharge Header Vent | CRT area | CND header | no data | no data | CND | no data | CLOSED | no data | no data | no data | no data
no data | 01-VCND151 | Common Condensate Discharge Header PIT | CRT area | PIT | no data | no data | CND | no data | OPEN | no data | no data | no data | no data
no data | 02-VCND151 | Common Condensate Discharge Header PIT | CRT area | PIT | no data | no data | CND | no data | OPEN | no data | no data | no data | no data
no data | 01-VCND201 | Filter Inlet MOV equalizing valve | CRT area | IRON Filer A | no data | no data | CND | no data | OPEN | no data | no data | no data | no data
no data | 02-VCND201 | Filter Inlet MOV equalizing valve | CRT area | IRON Filer A | no data | no data | CND | no data | OPEN | no data | no data | no data | no data
no data | 01-VCND172 | Filter Outlet | CRT area | IRON Filer A | no data | no data | CND | no data | OPEN | no data | no data | no data | no data
no data | 02-VCND172 | Filter Outlet | CRT area | IRON Filer A | no data | no data | CND | no data | OPEN | no data | no data | no data | no data
no data | 01-VCND172 | Filter Outlet Bypass Valve | CRT area | IRON Filer A | no data | no data | CND | no data | CLOSED | no data | no data | no data | no data
no data | 02-VCND172 | Filter Outlet Bypass Valve | CRT area | IRON Filer A | no data | no data | CND | no data | CLOSED | no data | no data | no data | no data
no data | 01-VCND172 | Filter Outlet Equalizing Valve | CRT area | IRON Filer A | no data | no data | CND | no data | OPEN | no data | no data | no data | no data
no data | 02-VCND172 | Filter Outlet Equalizing Valve | CRT area | IRON Filer A | no data | no data | CND | no data | OPEN | no data | no data | no data | no data
no data | 01-VCND139 | Filter Vent | CRT area | IRON Filer A | no data | no data | CND | no data | CLOSED | no data | no data | no data | no data
no data | 02-VCND139 | Filter Vent | CRT area | IRON Filer A | no data | no data | CND | no data | CLOSED | no data | no data | no data | no data
no data | 01-VCND114 | Filter Drains (2) | CRT area | IRON Filer A | no data | no data | CND | no data | CLOSED | no data | no data | no data | no data
no data | 02-VCND114 | Filter Drains (2) | CRT area | IRON Filer A | no data | no data | CND | no data | CLOSED | no data | no data | no data | no data
no data | 01-VCND144 | Filter Drains (2) | CRT area | IRON Filer A | no data | no data | CND | no data | CLOSED | no data | no data | no data | no data
no data | 02-VCND144 | Filter Drains (2) | CRT area | IRON Filer A | no data | no data | CND | no data | CLOSED | no data | no data | no data | no data
no data | 01-VCND184 | Filter D/P Transmitter (2) isolation valves | CRT area | IRON Filer A | no data | no data | CND | no data | OPEN | no data | no data | no data | no data
no data | 02-VCND184 | Filter D/P Transmitter (2) isolation valves | CRT area | IRON Filer A | no data | no data | CND | no data | OPEN | no data | no data | no data | no data
no data | 01-VCND177 | Filter D/P Transmitter (2) isolation valves | CRT area | IRON Filer A | no data | no data | CND | no data | OPEN | no data | no data | no data | no data
no data | 02-VCND177 | Filter D/P Transmitter (2) isolation valves | CRT area | IRON Filer A | no data | no data | CND | no data | OPEN | no data | no data | no data | no data
no data | 01-VCND211 | Filter Inlet MOV equalizing valve | CRT area | IRON Filer B | no data | no data | CND | no data | OPEN | no data | no data | no data | no data
no data | 02-VCND211 | Filter Inlet MOV equalizing valve | CRT area | IRON Filer B | no data | no data | CND | no data | OPEN | no data | no data | no data | no data
no data | 01-VCND174 | Filter Outlet | CRT area | IRON Filer B | no data | no data | CND | no data | OPEN | no data | no data | no data | no data
no data | 02-VCND174 | Filter Outlet | CRT area | IRON Filer B | no data | no data | CND | no data | OPEN | no data | no data | no data | no data
no data | 01-VCND174 | Filter Outlet Bypass Valve | CRT area | IRON Filer B | no data | no data | CND | no data | CLOSED | no data | no data | no data | no data
no data | 02-VCND174 | Filter Outlet Bypass Valve | CRT area | IRON Filer B | no data | no data | CND | no data | CLOSED | no data | no data | no data | no data
no data | 01-VCND174 | Filter Outlet Equalizing Valve | CRT area | IRON Filer B | no data | no data | CND | no data | OPEN | no data | no data | no data | no data
no data | 02-VCND174 | Filter Outlet Equalizing Valve | CRT area | IRON Filer B | no data | no data | CND | no data | OPEN | no data | no data | no data | no data
no data | 01-VCND140 | Filter Vent | CRT area | IRON Filer B | no data | no data | CND | no data | CLOSED | no data | no data | no data | no data
no data | 02-VCND140 | Filter Vent | CRT area | IRON Filer B | no data | no data | CND | no data | CLOSED | no data | no data | no data | no data
no data | 01-VCND101 | Filter Drains (2) | CRT area | IRON Filer B | no data | no data | CND | no data | CLOSED | no data | no data | no data | no data
no data | 02-VCND101 | Filter Drains (2) | CRT area | IRON Filer B | no data | no data | CND | no data | CLOSED | no data | no data | no data | no data
no data | 01-VCND362 | Filter Drains (2) | CRT area | IRON Filer B | no data | no data | CND | no data | CLOSED | no data | no data | no data | no data
no data | 02-VCND362 | Filter Drains (2) | CRT area | IRON Filer B | no data | no data | CND | no data | CLOSED | no data | no data | no data | no data
no data | 01-VCND187 | Filter D/P Transmitter (2) isolation valves | CRT area | IRON Filer B | no data | no data | CND | no data | OPEN | no data | no data | no data | no data
no data | 02-VCND187 | Filter D/P Transmitter (2) isolation valves | CRT area | IRON Filer B | no data | no data | CND | no data | OPEN | no data | no data | no data | no data
no data | 01-VCND180 | Filter D/P Transmitter (2) isolation valves | CRT area | IRON Filer B | no data | no data | CND | no data | OPEN | no data | no data | no data | no data
no data | 02-VCND180 | Filter D/P Transmitter (2) isolation valves | CRT area | IRON Filer B | no data | no data | CND | no data | OPEN | no data | no data | no data | no data
no data | 01-VCND160 | Before MOV isolation valve | CRT area | IRON Filter Bypass | no data | no data | CND | no data | OPEN | no data | no data | no data | no data
no data | 02-VCND160 | Before MOV isolation valve | CRT area | IRON Filter Bypass | no data | no data | CND | no data | OPEN | no data | no data | no data | no data
no data | 01-VCND160 | Before MOV bypass valve | CRT area | IRON Filter Bypass | no data | no data | CND | no data | CLOSED | no data | no data | no data | no data
no data | 02-VCND160 | Before MOV bypass valve | CRT area | IRON Filter Bypass | no data | no data | CND | no data | CLOSED | no data | no data | no data | no data
no data | 01-VCND160 | Before MOV equalizing valve | CRT area | IRON Filter Bypass | no data | no data | CND | no data | OPEN | no data | no data | no data | no data
no data | 02-VCND160 | Before MOV equalizing valve | CRT area | IRON Filter Bypass | no data | no data | CND | no data | OPEN | no data | no data | no data | no data
no data | 01-VCND221 | MOV Equalizing valve | CRT area | IRON Filter Bypass | no data | no data | CND | no data | OPEN | no data | no data | no data | no data
no data | 02-VCND221 | MOV Equalizing valve | CRT area | IRON Filter Bypass | no data | no data | CND | no data | OPEN | no data | no data | no data | no data
no data | 01-VCND163 | After MOV isolation valve | CRT area | IRON Filter Bypass | no data | no data | CND | no data | OPEN | no data | no data | no data | no data
no data | 02-VCND163 | After MOV isolation valve | CRT area | IRON Filter Bypass | no data | no data | CND | no data | OPEN | no data | no data | no data | no data
no data | 01-VCND163 | After MOV equalizing valve | CRT area | IRON Filter Bypass | no data | no data | CND | no data | OPEN | no data | no data | no data | no data
no data | 02-VCND163 | After MOV equalizing valve | CRT area | IRON Filter Bypass | no data | no data | CND | no data | OPEN | no data | no data | no data | no data
no data | 01-VCND163 | After MOV bypass valve | CRT area | IRON Filter Bypass | no data | no data | CND | no data | CLOSED | no data | no data | no data | no data
no data | 02-VCND163 | After MOV bypass valve | CRT area | IRON Filter Bypass | no data | no data | CND | no data | CLOSED | no data | no data | no data | no data
no data | 01-VCND188 | Iron Filter Bypass line drain | CRT area | IRON Filter Bypass | no data | no data | CND | no data | CLOSED | no data | no data | no data | no data
no data | 02-VCND188 | Iron Filter Bypass line drain | CRT area | IRON Filter Bypass | no data | no data | CND | no data | CLOSED | no data | no data | no data | no data
no data | 01-VCND | Vent Before Iron Filters | CRT area | IRON Filter Bypass | no data | no data | CND | no data | CLOSED | no data | no data | no data | no data
no data | 02-VCND | Vent Before Iron Filters | CRT area | IRON Filter Bypass | no data | no data | CND | no data | CLOSED | no data | no data | no data | no data
no data | 01-VCND272 | Drains tank pumps seal water iso | ST Drains Tank area | ST DT pump | no data | no data | CND | no data | OPEN | no data | no data | no data | no data
no data | 02-VCND272 | Drains tank pumps seal water iso | ST Drains Tank area | ST DT pump | no data | no data | CND | no data | OPEN | no data | no data | no data | no data
no data | 01-VCND273 | Drains tank pumps seal water drain | ST Drains Tank area | ST DT pump | no data | no data | CND | no data | CLOSED | no data | no data | no data | no data
no data | 02-VCND273 | Drains tank pumps seal water drain | ST Drains Tank area | ST DT pump | no data | no data | CND | no data | CLOSED | no data | no data | no data | no data
no data | 01-nodata | Steam Duct Drip Leg LT iso (6 valves) | ST Drains Tank area | ST DT pump | no data | no data | no data | no data | no data | no data | no data | no data | no data
no data | 02-nodata | Steam Duct Drip Leg LT iso (6 valves) | ST Drains Tank area | ST DT pump | no data | no data | no data | no data | no data | no data | no data | no data | no data
no data | 01-VSTP165 | DT pmup A discharge | ST Drains Tank area | ST DT pump | no data | no data | VSTP | no data | OPEN | no data | no data | no data | no data
no data | 02-VSTP165 | DT pmup A discharge | ST Drains Tank area | ST DT pump | no data | no data | VSTP | no data | OPEN | no data | no data | no data | no data
no data | 01-VSTP178 | DT pmup B discharge | ST Drains Tank area | ST DT pump | no data | no data | VSTP | no data | OPEN | no data | no data | no data | no data
no data | 02-VSTP178 | DT pmup B discharge | ST Drains Tank area | ST DT pump | no data | no data | VSTP | no data | OPEN | no data | no data | no data | no data
no data | 01-VSTP166 | DT pump common discharge iso | ST Drains Tank area | ST DT pump | no data | no data | VSTP | no data | OPEN | no data | no data | no data | no data
no data | 02-VSTP166 | DT pump common discharge iso | ST Drains Tank area | ST DT pump | no data | no data | VSTP | no data | OPEN | no data | no data | no data | no data
no data | 01-nodata | Drains tank sump pump A | ST Drains Tank area | ST DT pump | no data | no data | VSTP | no data | no data | no data | no data | no data | no data
no data | 02-nodata | Drains tank sump pump A | ST Drains Tank area | ST DT pump | no data | no data | VSTP | no data | no data | no data | no data | no data | no data
no data | 01-nodata | Drains tank sump pump B | ST Drains Tank area | ST DT pump | no data | no data | VSTP | no data | no data | no data | no data | no data | no data
no data | 02-nodata | Drains tank sump pump B | ST Drains Tank area | ST DT pump | no data | no data | VSTP | no data | no data | no data | no data | no data | no data
no data | 01-VCND198 | HP Drains Tank spray CV iso | ST Drains Tank area | HP DT | no data | no data | CND | no data | OPEN | no data | no data | no data | no data
no data | 02-VCND198 | HP Drains Tank spray CV iso | ST Drains Tank area | HP DT | no data | no data | CND | no data | OPEN | no data | no data | no data | no data
no data | 01-VCND367 | HP Drains Tank spray CV iso | ST Drains Tank area | HP DT | no data | no data | CND | no data | OPEN | no data | no data | no data | no data
no data | 02-VCND367 | HP Drains Tank spray CV iso | ST Drains Tank area | HP DT | no data | no data | CND | no data | OPEN | no data | no data | no data | no data
no data | 01-VCND366 | HP Drains Tank spray CV bypass | ST Drains Tank area | HP DT | no data | no data | CND | no data | CLOSED | no data | no data | no data | no data
no data | 02-VCND366 | HP Drains Tank spray CV bypass | ST Drains Tank area | HP DT | no data | no data | CND | no data | CLOSED | no data | no data | no data | no data
no data | 01-VCND200 | HP Drains Tank spray supply drain | ST Drains Tank area | HP DT | no data | no data | CND | no data | CLOSED | no data | no data | no data | no data
no data | 02-VCND200 | HP Drains Tank spray supply drain | ST Drains Tank area | HP DT | no data | no data | CND | no data | CLOSED | no data | no data | no data | no data
no data | 01-VSTP195 | HP DT Level Transmitters | ST Drains Tank area | LT | no data | no data | STP | no data | OPEN | no data | no data | no data | no data
no data | 02-VSTP195 | HP DT Level Transmitters | ST Drains Tank area | LT | no data | no data | STP | no data | OPEN | no data | no data | no data | no data
no data | 01-VSTP196 | HP DT Level Transmitters | ST Drains Tank area | LT | no data | no data | STP | no data | OPEN | no data | no data | no data | no data
no data | 02-VSTP196 | HP DT Level Transmitters | ST Drains Tank area | LT | no data | no data | STP | no data | OPEN | no data | no data | no data | no data
no data | 01-VSTP111 | HP DT Level Transmitters | ST Drains Tank area | LT | no data | no data | STP | no data | OPEN | no data | no data | no data | no data
no data | 02-VSTP111 | HP DT Level Transmitters | ST Drains Tank area | LT | no data | no data | STP | no data | OPEN | no data | no data | no data | no data
no data | 01-VSTP112 | HP DT Level Transmitters | ST Drains Tank area | LT | no data | no data | STP | no data | OPEN | no data | no data | no data | no data
no data | 02-VSTP112 | HP DT Level Transmitters | ST Drains Tank area | LT | no data | no data | STP | no data | OPEN | no data | no data | no data | no data
no data | 01-VSTP134 | HP DT Level Transmitters | ST Drains Tank area | LT | no data | no data | STP | no data | OPEN | no data | no data | no data | no data
no data | 02-VSTP134 | HP DT Level Transmitters | ST Drains Tank area | LT | no data | no data | STP | no data | OPEN | no data | no data | no data | no data
no data | 01-VSTP135 | HP DT Level Transmitters | ST Drains Tank area | LT | no data | no data | STP | no data | OPEN | no data | no data | no data | no data
no data | 02-VSTP135 | HP DT Level Transmitters | ST Drains Tank area | LT | no data | no data | STP | no data | OPEN | no data | no data | no data | no data
no data | 01-VSTP110 | HP DT PIT | ST Drains Tank area | PT | no data | no data | STP | no data | OPEN | no data | no data | no data | no data
no data | 02-VSTP110 | HP DT PIT | ST Drains Tank area | PT | no data | no data | STP | no data | OPEN | no data | no data | no data | no data
no data | 01-VSTP116 | HP DT Drain | ST Drains Tank area | HP DT | no data | no data | STP | no data | CLOSED | no data | no data | no data | no data
no data | 02-VSTP116 | HP DT Drain | ST Drains Tank area | HP DT | no data | no data | STP | no data | CLOSED | no data | no data | no data | no data
no data | 01-VSTP113 | HP DT Drain to LP DT CV iso | ST Drains Tank area | HP DT | no data | no data | STP | no data | OPEN | no data | no data | no data | no data
no data | 02-VSTP113 | HP DT Drain to LP DT CV iso | ST Drains Tank area | HP DT | no data | no data | STP | no data | OPEN | no data | no data | no data | no data
no data | 01-VSTP115 | HP DT Drain to LP DT CV iso | ST Drains Tank area | HP DT | no data | no data | STP | no data | OPEN | no data | no data | no data | no data
no data | 02-VSTP115 | HP DT Drain to LP DT CV iso | ST Drains Tank area | HP DT | no data | no data | STP | no data | OPEN | no data | no data | no data | no data
no data | 01-VSTP370 | HP DT Drain to LP DT CV iso | ST Drains Tank area | HP DT | no data | no data | STP | no data | OPEN | no data | no data | no data | no data
no data | 02-VSTP370 | HP DT Drain to LP DT CV iso | ST Drains Tank area | HP DT | no data | no data | STP | no data | OPEN | no data | no data | no data | no data
no data | 01-VSTP371 | HP DT Drain to LP DT CV iso | ST Drains Tank area | HP DT | no data | no data | STP | no data | OPEN | no data | no data | no data | no data
no data | 02-VSTP371 | HP DT Drain to LP DT CV iso | ST Drains Tank area | HP DT | no data | no data | STP | no data | OPEN | no data | no data | no data | no data
no data | 01-VSTP114 | HP DT Drain before CV | ST Drains Tank area | HP DT | no data | no data | STP | no data | CLOSED | no data | no data | no data | no data
no data | 02-VSTP114 | HP DT Drain before CV | ST Drains Tank area | HP DT | no data | no data | STP | no data | CLOSED | no data | no data | no data | no data
no data | 01-VSTP130 | HP DT Drain before CV | ST Drains Tank area | HP DT | no data | no data | STP | no data | CLOSED | no data | no data | no data | no data
no data | 02-VSTP130 | HP DT Drain before CV | ST Drains Tank area | HP DT | no data | no data | STP | no data | CLOSED | no data | no data | no data | no data
no data | 01-VSTP141 | LP DT PIT | ST Drains Tank area | PT | no data | no data | STP | no data | OPEN | no data | no data | no data | no data
no data | 02-VSTP141 | LP DT PIT | ST Drains Tank area | PT | no data | no data | STP | no data | OPEN | no data | no data | no data | no data
no data | 01-VSTP143 | LP DT LT | ST Drains Tank area | LT | no data | no data | STP | no data | OPEN | no data | no data | no data | no data
no data | 02-VSTP143 | LP DT LT | ST Drains Tank area | LT | no data | no data | STP | no data | OPEN | no data | no data | no data | no data
no data | 01-VSTP144 | LP DT LT | ST Drains Tank area | LT | no data | no data | STP | no data | OPEN | no data | no data | no data | no data
no data | 02-VSTP144 | LP DT LT | ST Drains Tank area | LT | no data | no data | STP | no data | OPEN | no data | no data | no data | no data
no data | 01-VSTP148 | LP DT LT | ST Drains Tank area | LT | no data | no data | STP | no data | OPEN | no data | no data | no data | no data
no data | 02-VSTP148 | LP DT LT | ST Drains Tank area | LT | no data | no data | STP | no data | OPEN | no data | no data | no data | no data
no data | 01-VSTP149 | LP DT LT | ST Drains Tank area | LT | no data | no data | STP | no data | OPEN | no data | no data | no data | no data
no data | 02-VSTP149 | LP DT LT | ST Drains Tank area | LT | no data | no data | STP | no data | OPEN | no data | no data | no data | no data
no data | 01-VSTP150 | LP DT LT | ST Drains Tank area | LT | no data | no data | STP | no data | OPEN | no data | no data | no data | no data
no data | 02-VSTP150 | LP DT LT | ST Drains Tank area | LT | no data | no data | STP | no data | OPEN | no data | no data | no data | no data
no data | 01-VSTP151 | LP DT LT | ST Drains Tank area | LT | no data | no data | STP | no data | OPEN | no data | no data | no data | no data
no data | 02-VSTP151 | LP DT LT | ST Drains Tank area | LT | no data | no data | STP | no data | OPEN | no data | no data | no data | no data
no data | 01-VSTP152 | LP DT drain | ST Drains Tank area | LP DT | no data | no data | STP | no data | CLOSED | no data | no data | no data | no data
no data | 02-VSTP152 | LP DT drain | ST Drains Tank area | LP DT | no data | no data | STP | no data | CLOSED | no data | no data | no data | no data
no data | 01-VCND214 | LP Drains Tank spray CV iso | ST Drains Tank area | LP DT | no data | no data | STP | no data | OPEN | no data | no data | no data | no data
no data | 02-VCND214 | LP Drains Tank spray CV iso | ST Drains Tank area | LP DT | no data | no data | STP | no data | OPEN | no data | no data | no data | no data
no data | 01-VCND261 | LP Drains Tank spray CV iso | ST Drains Tank area | LP DT | no data | no data | STP | no data | OPEN | no data | no data | no data | no data
no data | 02-VCND261 | LP Drains Tank spray CV iso | ST Drains Tank area | LP DT | no data | no data | STP | no data | OPEN | no data | no data | no data | no data
no data | 01-VCND262 | LP Drains Tank spray CV bypass | ST Drains Tank area | LP DT | no data | no data | STP | no data | CLOSED | no data | no data | no data | no data
no data | 02-VCND262 | LP Drains Tank spray CV bypass | ST Drains Tank area | LP DT | no data | no data | STP | no data | CLOSED | no data | no data | no data | no data
no data | 01-VCND215 | LP Drains Tank spray supply drain | ST Drains Tank area | LP DT | no data | no data | STP | no data | CLOSED | no data | no data | no data | no data
no data | 02-VCND215 | LP Drains Tank spray supply drain | ST Drains Tank area | LP DT | no data | no data | STP | no data | CLOSED | no data | no data | no data | no data
no data | 01-VSTP155 | DT pump A suction strainer PDT | ST Drains Tank area | PT | no data | no data | STP | no data | OPEN | no data | no data | no data | no data
no data | 02-VSTP155 | DT pump A suction strainer PDT | ST Drains Tank area | PT | no data | no data | STP | no data | OPEN | no data | no data | no data | no data
no data | 01-VSTP156 | DT pump A suction strainer PDT | ST Drains Tank area | PT | no data | no data | STP | no data | OPEN | no data | no data | no data | no data
no data | 02-VSTP156 | DT pump A suction strainer PDT | ST Drains Tank area | PT | no data | no data | STP | no data | OPEN | no data | no data | no data | no data
no data | 01-VSTP118 | DT pump A suction drain | ST Drains Tank area | ST DT pump | no data | no data | STP | no data | CLOSED | no data | no data | no data | no data
no data | 02-VSTP118 | DT pump A suction drain | ST Drains Tank area | ST DT pump | no data | no data | STP | no data | CLOSED | no data | no data | no data | no data
no data | 01-VSTP158 | DT pump A suction drain | ST Drains Tank area | ST DT pump | no data | no data | STP | no data | CLOSED | no data | no data | no data | no data
no data | 02-VSTP158 | DT pump A suction drain | ST Drains Tank area | ST DT pump | no data | no data | STP | no data | CLOSED | no data | no data | no data | no data
no data | 01-VSTP117 | DT pump A suction vent | ST Drains Tank area | ST DT pump | no data | no data | STP | no data | CLOSED | no data | no data | no data | no data
no data | 02-VSTP117 | DT pump A suction vent | ST Drains Tank area | ST DT pump | no data | no data | STP | no data | CLOSED | no data | no data | no data | no data
no data | 01-VSTP157 | DT pump A suction vent | ST Drains Tank area | ST DT pump | no data | no data | STP | no data | CLOSED | no data | no data | no data | no data
no data | 02-VSTP157 | DT pump A suction vent | ST Drains Tank area | ST DT pump | no data | no data | STP | no data | CLOSED | no data | no data | no data | no data
no data | 01-VSTP161 | DT pmup A vent | ST Drains Tank area | ST DT pump | no data | no data | STP | no data | CLOSED | no data | no data | no data | no data
no data | 02-VSTP161 | DT pmup A vent | ST Drains Tank area | ST DT pump | no data | no data | STP | no data | CLOSED | no data | no data | no data | no data
no data | 01-VCND279 | DT pmup A seal supply | ST Drains Tank area | ST DT pump | no data | no data | STP | no data | OPEN | no data | no data | no data | no data
no data | 02-VCND279 | DT pmup A seal supply | ST Drains Tank area | ST DT pump | no data | no data | STP | no data | OPEN | no data | no data | no data | no data
no data | 01-VCND280 | DT pmup A seal supply | ST Drains Tank area | ST DT pump | no data | no data | STP | no data | OPEN | no data | no data | no data | no data
no data | 02-VCND280 | DT pmup A seal supply | ST Drains Tank area | ST DT pump | no data | no data | STP | no data | OPEN | no data | no data | no data | no data
no data | 01-VSTP164 | DT pmup A discharge drain | ST Drains Tank area | ST DT pump | no data | no data | STP | no data | CLOSED | no data | no data | no data | no data
no data | 02-VSTP164 | DT pmup A discharge drain | ST Drains Tank area | ST DT pump | no data | no data | STP | no data | CLOSED | no data | no data | no data | no data
no data | 01-VSTP168 | DT pump B suction strainer PDT | ST Drains Tank area | ST DT pump | no data | no data | STP | no data | OPEN | no data | no data | no data | no data
no data | 02-VSTP168 | DT pump B suction strainer PDT | ST Drains Tank area | ST DT pump | no data | no data | STP | no data | OPEN | no data | no data | no data | no data
no data | 01-VSTP169 | DT pump B suction strainer PDT | ST Drains Tank area | ST DT pump | no data | no data | STP | no data | OPEN | no data | no data | no data | no data
no data | 02-VSTP169 | DT pump B suction strainer PDT | ST Drains Tank area | ST DT pump | no data | no data | STP | no data | OPEN | no data | no data | no data | no data
no data | 01-VSTP124 | DT pump B suction drain | ST Drains Tank area | ST DT pump | no data | no data | STP | no data | CLOSED | no data | no data | no data | no data
no data | 02-VSTP124 | DT pump B suction drain | ST Drains Tank area | ST DT pump | no data | no data | STP | no data | CLOSED | no data | no data | no data | no data
no data | 01-VSTP171 | DT pump B suction drain | ST Drains Tank area | ST DT pump | no data | no data | STP | no data | CLOSED | no data | no data | no data | no data
no data | 02-VSTP171 | DT pump B suction drain | ST Drains Tank area | ST DT pump | no data | no data | STP | no data | CLOSED | no data | no data | no data | no data
no data | 01-VSTP126 | DT pump B suction vent | ST Drains Tank area | ST DT pump | no data | no data | STP | no data | CLOSED | no data | no data | no data | no data
no data | 02-VSTP126 | DT pump B suction vent | ST Drains Tank area | ST DT pump | no data | no data | STP | no data | CLOSED | no data | no data | no data | no data
no data | 01-VSTP170 | DT pump B suction vent | ST Drains Tank area | ST DT pump | no data | no data | STP | no data | CLOSED | no data | no data | no data | no data
no data | 02-VSTP170 | DT pump B suction vent | ST Drains Tank area | ST DT pump | no data | no data | STP | no data | CLOSED | no data | no data | no data | no data
no data | 01-VSTP174 | DT pmup B vent | ST Drains Tank area | ST DT pump | no data | no data | STP | no data | CLOSED | no data | no data | no data | no data
no data | 02-VSTP174 | DT pmup B vent | ST Drains Tank area | ST DT pump | no data | no data | STP | no data | CLOSED | no data | no data | no data | no data
no data | 01-VCND244 | DT pmup B seal supply | ST Drains Tank area | ST DT pump | no data | no data | STP | no data | OPEN | no data | no data | no data | no data
no data | 02-VCND244 | DT pmup B seal supply | ST Drains Tank area | ST DT pump | no data | no data | STP | no data | OPEN | no data | no data | no data | no data
no data | 01-VCND245 | DT pmup B seal supply | ST Drains Tank area | ST DT pump | no data | no data | STP | no data | OPEN | no data | no data | no data | no data
no data | 02-VCND245 | DT pmup B seal supply | ST Drains Tank area | ST DT pump | no data | no data | STP | no data | OPEN | no data | no data | no data | no data
no data | 01-VSTP177 | DT pmup B discharge drain | ST Drains Tank area | ST DT pump | no data | no data | STP | no data | CLOSED | no data | no data | no data | no data
no data | 02-VSTP177 | DT pmup B discharge drain | ST Drains Tank area | ST DT pump | no data | no data | STP | no data | CLOSED | no data | no data | no data | no data
no data | 01-VSTP386 | DT pump discharge vent | ST Drains Tank area | ST DT pump | no data | no data | STP | no data | CLOSED | no data | no data | no data | no data
no data | 02-VSTP386 | DT pump discharge vent | ST Drains Tank area | ST DT pump | no data | no data | STP | no data | CLOSED | no data | no data | no data | no data
no data | 01-VSTP106 | DT pump discharge vent | ST Drains Tank area | ST DT pump | no data | no data | STP | no data | CLOSED | no data | no data | no data | no data
no data | 02-VSTP106 | DT pump discharge vent | ST Drains Tank area | ST DT pump | no data | no data | STP | no data | CLOSED | no data | no data | no data | no data
no data | 01-VSTP258 | DT pump discharge vent | ST Drains Tank area | ST DT pump | no data | no data | STP | no data | CLOSED | no data | no data | no data | no data
no data | 02-VSTP258 | DT pump discharge vent | ST Drains Tank area | ST DT pump | no data | no data | STP | no data | CLOSED | no data | no data | no data | no data
no data | 01-VSTP259 | DT pump discharge drain | ST Drains Tank area | ST DT pump | no data | no data | STP | no data | CLOSED | no data | no data | no data | no data
no data | 02-VSTP259 | DT pump discharge drain | ST Drains Tank area | ST DT pump | no data | no data | STP | no data | CLOSED | no data | no data | no data | no data
no data | 01-VCND190 | Flow Transmitter (4 valves) | ST upper East | FT | no data | no data | CND | no data | OPEN | no data | no data | no data | no data
no data | 02-VCND190 | Flow Transmitter (4 valves) | ST upper East | FT | no data | no data | CND | no data | OPEN | no data | no data | no data | no data
no data | 01-VCND175 | Flow Transmitter (4 valves) | ST upper East | FT | no data | no data | CND | no data | OPEN | no data | no data | no data | no data
no data | 02-VCND175 | Flow Transmitter (4 valves) | ST upper East | FT | no data | no data | CND | no data | OPEN | no data | no data | no data | no data
no data | 01-VCND308 | Flow Transmitter (4 valves) | ST upper East | FT | no data | no data | CND | no data | OPEN | no data | no data | no data | no data
no data | 02-VCND308 | Flow Transmitter (4 valves) | ST upper East | FT | no data | no data | CND | no data | OPEN | no data | no data | no data | no data
no data | 01-VCND124 | Flow Transmitter (4 valves) | ST upper East | FT | no data | no data | CND | no data | OPEN | no data | no data | no data | no data
no data | 02-VCND124 | Flow Transmitter (4 valves) | ST upper East | FT | no data | no data | CND | no data | OPEN | no data | no data | no data | no data
no data | 01-VCND138 | Vent before Gland Steam Condenser | ST upper East | GS condenser | no data | no data | CND | no data | CLOSED | no data | no data | no data | no data
no data | 02-VCND138 | Vent before Gland Steam Condenser | ST upper East | GS condenser | no data | no data | CND | no data | CLOSED | no data | no data | no data | no data
no data | 01-VCND146 | Local Pressure Gauge | ST upper East | GS condenser | no data | no data | CND | no data | OPEN | no data | no data | no data | no data
no data | 02-VCND146 | Local Pressure Gauge | ST upper East | GS condenser | no data | no data | CND | no data | OPEN | no data | no data | no data | no data
no data | 01-VCND402 | Gland Steam Condenser drains (in and out) | ST upper East | GS condenser | no data | no data | CND | no data | CLOSED | no data | no data | no data | no data
no data | 02-VCND402 | Gland Steam Condenser drains (in and out) | ST upper East | GS condenser | no data | no data | CND | no data | CLOSED | no data | no data | no data | no data
no data | 01-VCND403 | Gland Steam Condenser drains (in and out) | ST upper East | GS condenser | no data | no data | CND | no data | CLOSED | no data | no data | no data | no data
no data | 02-VCND403 | Gland Steam Condenser drains (in and out) | ST upper East | GS condenser | no data | no data | CND | no data | CLOSED | no data | no data | no data | no data
no data | 01-VCND400 | Gland Steam Condenser vents (in and out) | ST upper East | GS condenser | no data | no data | CND | no data | CLOSED | no data | no data | no data | no data
no data | 02-VCND400 | Gland Steam Condenser vents (in and out) | ST upper East | GS condenser | no data | no data | CND | no data | CLOSED | no data | no data | no data | no data
no data | 01-VCND401 | Gland Steam Condenser vents (in and out) | ST upper East | GS condenser | no data | no data | CND | no data | CLOSED | no data | no data | no data | no data
no data | 02-VCND401 | Gland Steam Condenser vents (in and out) | ST upper East | GS condenser | no data | no data | CND | no data | CLOSED | no data | no data | no data | no data
no data | 01-VCND193 | Local Pressure Gauge after GSC | ST upper East | GS condenser | no data | no data | CND | no data | OPEN | no data | no data | no data | no data
no data | 02-VCND193 | Local Pressure Gauge after GSC | ST upper East | GS condenser | no data | no data | CND | no data | OPEN | no data | no data | no data | no data
no data | 01-VCND225 | Strainer #1 inlet isolation | ST upper East | Strainer | no data | no data | CND | no data | OPEN | no data | no data | no data | no data
no data | 02-VCND225 | Strainer #1 inlet isolation | ST upper East | Strainer | no data | no data | CND | no data | OPEN | no data | no data | no data | no data
no data | 01-VCND228 | Strainer #2 inlet isolation | ST upper East | Strainer | no data | no data | CND | no data | CLOSED | no data | no data | no data | no data
no data | 02-VCND228 | Strainer #2 inlet isolation | ST upper East | Strainer | no data | no data | CND | no data | CLOSED | no data | no data | no data | no data
no data | 01-VCND227 | Strainer #1 outlet isolation | ST upper East | Strainer | no data | no data | CND | no data | OPEN | no data | no data | no data | no data
no data | 02-VCND227 | Strainer #1 outlet isolation | ST upper East | Strainer | no data | no data | CND | no data | OPEN | no data | no data | no data | no data
no data | 01-VCND230 | Strainer #2 outlet isolation | ST upper East | Strainer | no data | no data | CND | no data | CLOSED | no data | no data | no data | no data
no data | 02-VCND230 | Strainer #2 outlet isolation | ST upper East | Strainer | no data | no data | CND | no data | CLOSED | no data | no data | no data | no data
no data | 01-VCND233 | Strainer DP isolation valves (2) | ST upper East | Strainer | no data | no data | CND | no data | OPEN | no data | no data | no data | no data
no data | 02-VCND233 | Strainer DP isolation valves (2) | ST upper East | Strainer | no data | no data | CND | no data | OPEN | no data | no data | no data | no data
no data | 01-VCND234 | Strainer DP isolation valves (2) | ST upper East | Strainer | no data | no data | CND | no data | OPEN | no data | no data | no data | no data
no data | 02-VCND234 | Strainer DP isolation valves (2) | ST upper East | Strainer | no data | no data | CND | no data | OPEN | no data | no data | no data | no data
no data | 01-VCND226 | Strainer Drain valves (2) | ST upper East | Strainer | no data | no data | CND | no data | CLOSED | no data | no data | no data | no data
no data | 02-VCND226 | Strainer Drain valves (2) | ST upper East | Strainer | no data | no data | CND | no data | CLOSED | no data | no data | no data | no data
no data | 01-VCND229 | Strainer Drain valves (2) | ST upper East | Strainer | no data | no data | CND | no data | CLOSED | no data | no data | no data | no data
no data | 02-VCND229 | Strainer Drain valves (2) | ST upper East | Strainer | no data | no data | CND | no data | CLOSED | no data | no data | no data | no data
no data | 01-VCND231 | Strainer Vent valves (2) | ST upper East | Strainer | no data | no data | CND | no data | CLOSED | no data | no data | no data | no data
no data | 02-VCND231 | Strainer Vent valves (2) | ST upper East | Strainer | no data | no data | CND | no data | CLOSED | no data | no data | no data | no data
no data | 01-VCND232 | Strainer Vent valves (2) | ST upper East | Strainer | no data | no data | CND | no data | CLOSED | no data | no data | no data | no data
no data | 02-VCND232 | Strainer Vent valves (2) | ST upper East | Strainer | no data | no data | CND | no data | CLOSED | no data | no data | no data | no data
no data | 01-VCND | Hood Spray and Gland Steam attemperator | ST upper East | Attemperator | no data | no data | CND | no data | OPEN | no data | no data | no data | no data
no data | 02-VCND | Hood Spray and Gland Steam attemperator | ST upper East | Attemperator | no data | no data | CND | no data | OPEN | no data | no data | no data | no data
no data | 01-VCND271 | Hood spray strainer drain | ST upper East | Attemperator | no data | no data | CND | no data | CLOSED | no data | no data | no data | no data
no data | 02-VCND271 | Hood spray strainer drain | ST upper East | Attemperator | no data | no data | CND | no data | CLOSED | no data | no data | no data | no data
no data | 01-VCND126 | Hood spray FCV isolation valves (2) | ST upper East | Attemperator | no data | no data | CND | no data | OPEN | no data | no data | no data | no data
no data | 02-VCND126 | Hood spray FCV isolation valves (2) | ST upper East | Attemperator | no data | no data | CND | no data | OPEN | no data | no data | no data | no data
no data | 01-VCND145 | Hood spray FCV isolation valves (2) | ST upper East | Attemperator | no data | no data | CND | no data | OPEN | no data | no data | no data | no data
no data | 02-VCND145 | Hood spray FCV isolation valves (2) | ST upper East | Attemperator | no data | no data | CND | no data | OPEN | no data | no data | no data | no data
no data | 01-VCND147 | Hood spray FCV bypass valve | ST upper East | Attemperator | no data | no data | CND | no data | CLOSED | no data | no data | no data | no data
no data | 02-VCND147 | Hood spray FCV bypass valve | ST upper East | Attemperator | no data | no data | CND | no data | CLOSED | no data | no data | no data | no data
no data | 01-VCND123 | Hood spray local gauge | ST upper East | Attemperator | no data | no data | CND | no data | OPEN | no data | no data | no data | no data
no data | 02-VCND123 | Hood spray local gauge | ST upper East | Attemperator | no data | no data | CND | no data | OPEN | no data | no data | no data | no data
no data | 01-VCND186 | Hood spray vent | ST upper East | Attemperator | no data | no data | CND | no data | CLOSED | no data | no data | no data | no data
no data | 02-VCND186 | Hood spray vent | ST upper East | Attemperator | no data | no data | CND | no data | CLOSED | no data | no data | no data | no data
no data | 01-VCND201 | Gland steam attemperator isolation | ST upper East | Attemperator | no data | no data | CND | no data | OPEN | no data | no data | no data | no data
no data | 02-VCND201 | Gland steam attemperator isolation | ST upper East | Attemperator | no data | no data | CND | no data | OPEN | no data | no data | no data | no data
no data | 01-VCND406 | Gland steam attemperator strainer drain | ST upper East | Attemperator | no data | no data | CND | no data | CLOSED | no data | no data | no data | no data
no data | 02-VCND406 | Gland steam attemperator strainer drain | ST upper East | Attemperator | no data | no data | CND | no data | CLOSED | no data | no data | no data | no data
no data | 01-VCND207 | Gland steam attemperator flow transmitter (2) valves | ST upper East | Attemperator | no data | no data | CND | no data | OPEN | no data | no data | no data | no data
no data | 02-VCND207 | Gland steam attemperator flow transmitter (2) valves | ST upper East | Attemperator | no data | no data | CND | no data | OPEN | no data | no data | no data | no data
no data | 01-VCND209 | Gland steam attemperator flow transmitter (2) valves | ST upper East | Attemperator | no data | no data | CND | no data | OPEN | no data | no data | no data | no data
no data | 02-VCND209 | Gland steam attemperator flow transmitter (2) valves | ST upper East | Attemperator | no data | no data | CND | no data | OPEN | no data | no data | no data | no data
no data | 01-VCND211 | Gland steam attemperator drain | ST upper East | Attemperator | no data | no data | CND | no data | CLOSED | no data | no data | no data | no data
no data | 02-VCND211 | Gland steam attemperator drain | ST upper East | Attemperator | no data | no data | CND | no data | CLOSED | no data | no data | no data | no data
no data | 01-VCND212 | Gland steam attemperator isolation | ST upper East | Attemperator | no data | no data | CND | no data | OPEN | no data | no data | no data | no data
no data | 02-VCND212 | Gland steam attemperator isolation | ST upper East | Attemperator | no data | no data | CND | no data | OPEN | no data | no data | no data | no data
no data | 01-VCND134 | Curtain spray isolation valve | ST upper East | Attemperator | no data | no data | CND | no data | OPEN | no data | no data | no data | no data
no data | 02-VCND134 | Curtain spray isolation valve | ST upper East | Attemperator | no data | no data | CND | no data | OPEN | no data | no data | no data | no data
no data | 01-VCND321 | Curtain spray flow transmitter (2) valves | ST upper East | Attemperator | no data | no data | CND | no data | OPEN | no data | no data | no data | no data
no data | 02-VCND321 | Curtain spray flow transmitter (2) valves | ST upper East | Attemperator | no data | no data | CND | no data | OPEN | no data | no data | no data | no data
no data | 01-VCND322 | Curtain spray flow transmitter (2) valves | ST upper East | Attemperator | no data | no data | CND | no data | OPEN | no data | no data | no data | no data
no data | 02-VCND322 | Curtain spray flow transmitter (2) valves | ST upper East | Attemperator | no data | no data | CND | no data | OPEN | no data | no data | no data | no data
no data | 01-VCND324 | Curtain spray FCV isolation valves (2) | ST upper East | Attemperator | no data | no data | CND | no data | OPEN | no data | no data | no data | no data
no data | 02-VCND324 | Curtain spray FCV isolation valves (2) | ST upper East | Attemperator | no data | no data | CND | no data | OPEN | no data | no data | no data | no data
no data | 01-VCND326 | Curtain spray FCV isolation valves (2) | ST upper East | Attemperator | no data | no data | CND | no data | OPEN | no data | no data | no data | no data
no data | 02-VCND326 | Curtain spray FCV isolation valves (2) | ST upper East | Attemperator | no data | no data | CND | no data | OPEN | no data | no data | no data | no data
no data | 01-VCND327 | Curtain spray FCV bypass valve | ST upper East | Attemperator | no data | no data | CND | no data | CLOSED | no data | no data | no data | no data
no data | 02-VCND327 | Curtain spray FCV bypass valve | ST upper East | Attemperator | no data | no data | CND | no data | CLOSED | no data | no data | no data | no data
no data | 01-VCND328 | Curtain spray PIT | ST upper East | Attemperator | no data | no data | CND | no data | OPEN | no data | no data | no data | no data
no data | 02-VCND328 | Curtain spray PIT | ST upper East | Attemperator | no data | no data | CND | no data | OPEN | no data | no data | no data | no data
no data | 01-VCND405 | Curtain spray vent | ST upper East | Attemperator | no data | no data | CND | no data | CLOSED | no data | no data | no data | no data
no data | 02-VCND405 | Curtain spray vent | ST upper East | Attemperator | no data | no data | CND | no data | CLOSED | no data | no data | no data | no data
no data | 01-VCND221 | LP Bypass spray isolation | ST upper East | Attemperator | no data | no data | CND | no data | OPEN | no data | no data | no data | no data
no data | 02-VCND221 | LP Bypass spray isolation | ST upper East | Attemperator | no data | no data | CND | no data | OPEN | no data | no data | no data | no data
no data | 01-VCND156 | LP Bypass spray flow transmitter (2) valves | ST upper East | Attemperator | no data | no data | CND | no data | OPEN | no data | no data | no data | no data
no data | 02-VCND156 | LP Bypass spray flow transmitter (2) valves | ST upper East | Attemperator | no data | no data | CND | no data | OPEN | no data | no data | no data | no data
no data | 01-VCND169 | LP Bypass spray flow transmitter (2) valves | ST upper East | Attemperator | no data | no data | CND | no data | OPEN | no data | no data | no data | no data
no data | 02-VCND169 | LP Bypass spray flow transmitter (2) valves | ST upper East | Attemperator | no data | no data | CND | no data | OPEN | no data | no data | no data | no data
no data | 01-VCND158 | LP Bypass spray drain | ST upper East | Attemperator | no data | no data | CND | no data | CLOSED | no data | no data | no data | no data
no data | 02-VCND158 | LP Bypass spray drain | ST upper East | Attemperator | no data | no data | CND | no data | CLOSED | no data | no data | no data | no data
no data | 01-VCND141 | LP Bypass spray isolation | ST upper East | Attemperator | no data | no data | CND | no data | OPEN | no data | no data | no data | no data
no data | 02-VCND141 | LP Bypass spray isolation | ST upper East | Attemperator | no data | no data | CND | no data | OPEN | no data | no data | no data | no data
no data | 01-VCND105 | LP Bypass spray drain (OUTSIDE DECK) | ST upper East (OUTSIDE DECK) | Attemperator | no data | no data | CND | no data | CLOSED | no data | no data | no data | no data
no data | 02-VCND105 | LP Bypass spray drain (OUTSIDE DECK) | ST upper East (OUTSIDE DECK) | Attemperator | no data | no data | CND | no data | CLOSED | no data | no data | no data | no data
no data | 01-VCND223 | CRH ventilator spray isolation | ST upper East | Attemperator | no data | no data | CND | no data | OPEN | no data | no data | no data | no data
no data | 02-VCND223 | CRH ventilator spray isolation | ST upper East | Attemperator | no data | no data | CND | no data | OPEN | no data | no data | no data | no data
no data | 01-VCND159 | CRH ventilator spray Flow transmitter (2) valves | ST upper East | Attemperator | no data | no data | CND | no data | OPEN | no data | no data | no data | no data
no data | 02-VCND159 | CRH ventilator spray Flow transmitter (2) valves | ST upper East | Attemperator | no data | no data | CND | no data | OPEN | no data | no data | no data | no data
no data | 01-VCND162 | CRH ventilator spray Flow transmitter (2) valves | ST upper East | Attemperator | no data | no data | CND | no data | OPEN | no data | no data | no data | no data
no data | 02-VCND162 | CRH ventilator spray Flow transmitter (2) valves | ST upper East | Attemperator | no data | no data | CND | no data | OPEN | no data | no data | no data | no data
no data | 01-VCND108 | CRH ventilator spray drain | ST upper East | Attemperator | no data | no data | CND | no data | CLOSED | no data | no data | no data | no data
no data | 02-VCND108 | CRH ventilator spray drain | ST upper East | Attemperator | no data | no data | CND | no data | CLOSED | no data | no data | no data | no data
no data | 01-VCND109 | CRH ventilator spray isolation | ST upper East | Attemperator | no data | no data | CND | no data | OPEN | no data | no data | no data | no data
no data | 02-VCND109 | CRH ventilator spray isolation | ST upper East | Attemperator | no data | no data | CND | no data | OPEN | no data | no data | no data | no data
no data | 01-VCND110 | CRH ventilator spray vent (OUTSIDE DECK) | ST upper East (OUTSIDE DECK) | Attemperator | no data | no data | CND | no data | CLOSED | no data | no data | no data | no data
no data | 02-VCND110 | CRH ventilator spray vent (OUTSIDE DECK) | ST upper East (OUTSIDE DECK) | Attemperator | no data | no data | CND | no data | CLOSED | no data | no data | no data | no data
no data | 01-VCND216 | CRH ventilator spray vent (OUTSIDE DECK) | ST upper East (OUTSIDE DECK) | Attemperator | no data | no data | CND | no data | CLOSED | no data | no data | no data | no data
no data | 02-VCND216 | CRH ventilator spray vent (OUTSIDE DECK) | ST upper East (OUTSIDE DECK) | Attemperator | no data | no data | CND | no data | CLOSED | no data | no data | no data | no data
no data | 01-VCND363 | CRH ventilator spray drain (OUTSIDE DECK) | ST upper East (OUTSIDE DECK) | Attemperator | no data | no data | CND | no data | CLOSED | no data | no data | no data | no data
no data | 02-VCND363 | CRH ventilator spray drain (OUTSIDE DECK) | ST upper East (OUTSIDE DECK) | Attemperator | no data | no data | CND | no data | CLOSED | no data | no data | no data | no data
no data | 01-VCND364 | CRH ventilator spray drain (OUTSIDE DECK) | ST upper East (OUTSIDE DECK) | Attemperator | no data | no data | CND | no data | CLOSED | no data | no data | no data | no data
no data | 02-VCND364 | CRH ventilator spray drain (OUTSIDE DECK) | ST upper East (OUTSIDE DECK) | Attemperator | no data | no data | CND | no data | CLOSED | no data | no data | no data | no data
no data | 01-VCND224 | HRH spray isolation | ST upper East | Attemperator | no data | no data | CND | no data | OPEN | no data | no data | no data | no data
no data | 02-VCND224 | HRH spray isolation | ST upper East | Attemperator | no data | no data | CND | no data | OPEN | no data | no data | no data | no data
no data | 01-VCND125 | HRH spray flow transmitter (4) valves | ST upper East | Attemperator | no data | no data | CND | no data | OPEN | no data | no data | no data | no data
no data | 02-VCND125 | HRH spray flow transmitter (4) valves | ST upper East | Attemperator | no data | no data | CND | no data | OPEN | no data | no data | no data | no data
no data | 01-VCND170 | HRH spray flow transmitter (4) valves | ST upper East | Attemperator | no data | no data | CND | no data | OPEN | no data | no data | no data | no data
no data | 02-VCND170 | HRH spray flow transmitter (4) valves | ST upper East | Attemperator | no data | no data | CND | no data | OPEN | no data | no data | no data | no data
no data | 01-VCND301 | HRH spray flow transmitter (4) valves | ST upper East | Attemperator | no data | no data | CND | no data | OPEN | no data | no data | no data | no data
no data | 02-VCND301 | HRH spray flow transmitter (4) valves | ST upper East | Attemperator | no data | no data | CND | no data | OPEN | no data | no data | no data | no data
no data | 01-VCND302 | HRH spray flow transmitter (4) valves | ST upper East | Attemperator | no data | no data | CND | no data | OPEN | no data | no data | no data | no data
no data | 02-VCND302 | HRH spray flow transmitter (4) valves | ST upper East | Attemperator | no data | no data | CND | no data | OPEN | no data | no data | no data | no data
no data | 01-VCND116 | HRH spray drain | ST upper East | Attemperator | no data | no data | CND | no data | CLOSED | no data | no data | no data | no data
no data | 02-VCND116 | HRH spray drain | ST upper East | Attemperator | no data | no data | CND | no data | CLOSED | no data | no data | no data | no data
no data | 01-VCND119 | HRH spray isolation | ST upper East | Attemperator | no data | no data | CND | no data | OPEN | no data | no data | no data | no data
no data | 02-VCND119 | HRH spray isolation | ST upper East | Attemperator | no data | no data | CND | no data | OPEN | no data | no data | no data | no data
no data | 01-VCND307 | HRH spray vent | ST upper East | Attemperator | no data | no data | CND | no data | CLOSED | no data | no data | no data | no data
no data | 02-VCND307 | HRH spray vent | ST upper East | Attemperator | no data | no data | CND | no data | CLOSED | no data | no data | no data | no data
no data | 01-VCND260 | HRH spray dray (OUTSIDE DECK) | ST upper East (OUTSIDE DECK) | Attemperator | no data | no data | CND | no data | CLOSED | no data | no data | no data | no data
no data | 02-VCND260 | HRH spray dray (OUTSIDE DECK) | ST upper East (OUTSIDE DECK) | Attemperator | no data | no data | CND | no data | CLOSED | no data | no data | no data | no data
no data | 01-VBFW614 | TCA return to Cond.Receiv. Vent | ST upper East | TCA | no data | no data | BFW | no data | CLOSED | no data | no data | no data | no data
no data | 02-VBFW614 | TCA return to Cond.Receiv. Vent | ST upper East | TCA | no data | no data | BFW | no data | CLOSED | no data | no data | no data | no data
no data | 01-VBFW615 | TCA return to Cond.Receiv. Vent | ST upper East | TCA | no data | no data | BFW | no data | CLOSED | no data | no data | no data | no data
no data | 02-VBFW615 | TCA return to Cond.Receiv. Vent | ST upper East | TCA | no data | no data | BFW | no data | CLOSED | no data | no data | no data | no data
no data | 01-MAW01AA001 | GS Exhauster A inlet | ST upper East | GS condenser | no data | no data | STP | no data | no data | no data | no data | no data | no data
no data | 02-MAW01AA001 | GS Exhauster A inlet | ST upper East | GS condenser | no data | no data | STP | no data | no data | no data | no data | no data | no data
no data | 01-MAW01AA002 | GS Exhauster B inlet | ST upper East | GS condenser | no data | no data | STP | no data | no data | no data | no data | no data | no data
no data | 02-MAW01AA002 | GS Exhauster B inlet | ST upper East | GS condenser | no data | no data | STP | no data | no data | no data | no data | no data | no data
no data | 01-VSTP125 | GS Exhauster A outlet | ST upper East | GS condenser | no data | no data | STP | no data | no data | no data | no data | no data | no data
no data | 02-VSTP125 | GS Exhauster A outlet | ST upper East | GS condenser | no data | no data | STP | no data | no data | no data | no data | no data | no data
no data | 01-VSTP179 | GS Exhauster B outlet | ST upper East | GS condenser | no data | no data | STP | no data | no data | no data | no data | no data | no data
no data | 02-VSTP179 | GS Exhauster B outlet | ST upper East | GS condenser | no data | no data | STP | no data | no data | no data | no data | no data | no data
no data | 01-VAXS196 | GS supply drain valves | ST upper East | GS condenser | no data | no data | STP | no data | no data | no data | no data | no data | no data
no data | 02-VAXS196 | GS supply drain valves | ST upper East | GS condenser | no data | no data | STP | no data | no data | no data | no data | no data | no data
no data | 01-VAXS197 | GS supply drain valves | ST upper East | GS condenser | no data | no data | STP | no data | no data | no data | no data | no data | no data
no data | 02-VAXS197 | GS supply drain valves | ST upper East | GS condenser | no data | no data | STP | no data | no data | no data | no data | no data | no data
no data | 01-VAXS198 | GS supply drain valves | ST upper East | GS condenser | no data | no data | STP | no data | no data | no data | no data | no data | no data
no data | 02-VAXS198 | GS supply drain valves | ST upper East | GS condenser | no data | no data | STP | no data | no data | no data | no data | no data | no data
no data | 01-VSTP148 | GS supply CV isolations | ST upper East | GS condenser | no data | no data | STP | no data | no data | no data | no data | no data | no data
no data | 02-VSTP148 | GS supply CV isolations | ST upper East | GS condenser | no data | no data | STP | no data | no data | no data | no data | no data | no data
no data | 01-VSTP149 | GS supply CV isolations | ST upper East | GS condenser | no data | no data | STP | no data | no data | no data | no data | no data | no data
no data | 02-VSTP149 | GS supply CV isolations | ST upper East | GS condenser | no data | no data | STP | no data | no data | no data | no data | no data | no data
no data | 01-VSTP204 | GS supply CV bypass | ST upper East | GS condenser | no data | no data | STP | no data | no data | no data | no data | no data | no data
no data | 02-VSTP204 | GS supply CV bypass | ST upper East | GS condenser | no data | no data | STP | no data | no data | no data | no data | no data | no data
no data | 01-VSTP105 | HP SV/CV seat drain | ST upper East | ST | no data | no data | STP | no data | no data | no data | no data | no data | no data
no data | 02-VSTP105 | HP SV/CV seat drain | ST upper East | ST | no data | no data | STP | no data | no data | no data | no data | no data | no data
no data | 01-VSTP107 | HRH SV/CV seat drain AOV iso | ST upper East | ST | no data | no data | STP | no data | no data | no data | no data | no data | no data
no data | 02-VSTP107 | HRH SV/CV seat drain AOV iso | ST upper East | ST | no data | no data | STP | no data | no data | no data | no data | no data | no data
no data | 01-VCRH131 | Ventilator CV manual iso. | ST upper East | ST | no data | no data | CRH | no data | no data | no data | no data | no data | no data
no data | 02-VCRH131 | Ventilator CV manual iso. | ST upper East | ST | no data | no data | CRH | no data | no data | no data | no data | no data | no data
no data | 01-VCRH102 | Ventilator line PITs (OUTSIDE DECK) | ST upper East (OUTSIDE DECK) | ST | no data | no data | CRH | no data | no data | no data | no data | no data | no data
no data | 02-VCRH102 | Ventilator line PITs (OUTSIDE DECK) | ST upper East (OUTSIDE DECK) | ST | no data | no data | CRH | no data | no data | no data | no data | no data | no data
no data | 01-VCRH103 | Ventilator line PITs (OUTSIDE DECK) | ST upper East (OUTSIDE DECK) | ST | no data | no data | CRH | no data | no data | no data | no data | no data | no data
no data | 02-VCRH103 | Ventilator line PITs (OUTSIDE DECK) | ST upper East (OUTSIDE DECK) | ST | no data | no data | CRH | no data | no data | no data | no data | no data | no data
no data | 01-VCRH141 | Ventilator line PITs (OUTSIDE DECK) | ST upper East (OUTSIDE DECK) | ST | no data | no data | CRH | no data | no data | no data | no data | no data | no data
no data | 02-VCRH141 | Ventilator line PITs (OUTSIDE DECK) | ST upper East (OUTSIDE DECK) | ST | no data | no data | CRH | no data | no data | no data | no data | no data | no data
no data | 01-VCRH142 | Ventilator line PITs (OUTSIDE DECK) | ST upper East (OUTSIDE DECK) | ST | no data | no data | CRH | no data | no data | no data | no data | no data | no data
no data | 02-VCRH142 | Ventilator line PITs (OUTSIDE DECK) | ST upper East (OUTSIDE DECK) | ST | no data | no data | CRH | no data | no data | no data | no data | no data | no data
no data | 01-VHRH113 | HRH Bypass warm up line vent | ST upper East | ST | no data | no data | HRH | no data | no data | no data | no data | no data | no data
no data | 02-VHRH113 | HRH Bypass warm up line vent | ST upper East | ST | no data | no data | HRH | no data | no data | no data | no data | no data | no data
no data | 01-VHRH114 | HRH Bypass warm up line vent | ST upper East | ST | no data | no data | HRH | no data | no data | no data | no data | no data | no data
no data | 02-VHRH114 | HRH Bypass warm up line vent | ST upper East | ST | no data | no data | HRH | no data | no data | no data | no data | no data | no data
no data | 01-VHRH116 | HRH Bypass warm up line iso | ST upper East | ST | no data | no data | HRH | no data | no data | no data | no data | no data | no data
no data | 02-VHRH116 | HRH Bypass warm up line iso | ST upper East | ST | no data | no data | HRH | no data | no data | no data | no data | no data | no data
no data | 01-VHRH125 | HRH Bypass line PITs (OUTSIDE DECK) | ST upper East (OUTSIDE DECK) | ST | no data | no data | HRH | no data | no data | no data | no data | no data | no data
no data | 02-VHRH125 | HRH Bypass line PITs (OUTSIDE DECK) | ST upper East (OUTSIDE DECK) | ST | no data | no data | HRH | no data | no data | no data | no data | no data | no data
no data | 01-VHRH126 | HRH Bypass line PITs (OUTSIDE DECK) | ST upper East (OUTSIDE DECK) | ST | no data | no data | HRH | no data | no data | no data | no data | no data | no data
no data | 02-VHRH126 | HRH Bypass line PITs (OUTSIDE DECK) | ST upper East (OUTSIDE DECK) | ST | no data | no data | HRH | no data | no data | no data | no data | no data | no data
no data | 01-nodata | Condenser Vacuum PITs (127/128/129) | ST upper East | PT | no data | no data | no data | no data | no data | no data | no data | no data | no data
no data | 02-nodata | Condenser Vacuum PITs (127/128/129) | ST upper East | PT | no data | no data | no data | no data | no data | no data | no data | no data | no data
no data | 01-VCND501 | LP turbine exhause pressure PITs | ST upper East | ST | no data | no data | CND | no data | no data | no data | no data | no data | no data
no data | 02-VCND501 | LP turbine exhause pressure PITs | ST upper East | ST | no data | no data | CND | no data | no data | no data | no data | no data | no data
no data | 01-VCND502 | LP turbine exhause pressure PITs | ST upper East | ST | no data | no data | CND | no data | no data | no data | no data | no data | no data
no data | 02-VCND502 | LP turbine exhause pressure PITs | ST upper East | ST | no data | no data | CND | no data | no data | no data | no data | no data | no data
no data | 01-VCND503 | LP turbine exhause pressure PITs | ST upper East | ST | no data | no data | CND | no data | no data | no data | no data | no data | no data
no data | 02-VCND503 | LP turbine exhause pressure PITs | ST upper East | ST | no data | no data | CND | no data | no data | no data | no data | no data | no data
no data | 01-VAXS132 | Aux steam header vent (stmr bldg) | ST upper East | Aux Steam Header | no data | no data | AXS | no data | no data | no data | no data | no data | no data
no data | 01-VAXS190 | Drain before steam trap | ST upper East | Steam Trap | no data | no data | AXS | no data | no data | no data | no data | no data | no data
no data | 01-VAXS191 | Steam trap iso | ST upper East | Steam Trap | no data | no data | AXS | no data | no data | no data | no data | no data | no data
no data | 01-VAXS194 | Steam trap iso | ST upper East | Steam Trap | no data | no data | AXS | no data | no data | no data | no data | no data | no data
no data | 02-VAXS194 | Steam trap iso | ST upper East | Steam Trap | no data | no data | AXS | no data | no data | no data | no data | no data | no data
no data | 01-VAXS202 | Steam Trap bypass | ST upper East | Steam Trap | no data | no data | AXS | no data | no data | no data | no data | no data | no data
no data | 01-VAXS195 | Steam Trap strainer drain | ST upper East | Steam Trap | no data | no data | AXS | no data | no data | no data | no data | no data | no data
no data | 01-VSTP119 | GSC drain to funnel | ST lower East | GS condenser | no data | no data | STP | no data | no data | no data | no data | no data | no data
no data | 02-VSTP119 | GSC drain to funnel | ST lower East | GS condenser | no data | no data | STP | no data | no data | no data | no data | no data | no data
no data | 01-VSTP120 | GSC drain isolation before and after trap | ST lower East | GS condenser | no data | no data | STP | no data | no data | no data | no data | no data | no data
no data | 02-VSTP120 | GSC drain isolation before and after trap | ST lower East | GS condenser | no data | no data | STP | no data | no data | no data | no data | no data | no data
no data | 01-VSTP121 | GSC drain isolation before and after trap | ST lower East | GS condenser | no data | no data | STP | no data | no data | no data | no data | no data | no data
no data | 02-VSTP121 | GSC drain isolation before and after trap | ST lower East | GS condenser | no data | no data | STP | no data | no data | no data | no data | no data | no data
no data | 01-VSTP123 | GSC drain trap bypass | ST lower East | GS condenser | no data | no data | STP | no data | no data | no data | no data | no data | no data
no data | 02-VSTP123 | GSC drain trap bypass | ST lower East | GS condenser | no data | no data | STP | no data | no data | no data | no data | no data | no data
no data | 01-VSTP137 | GSC drain trap vent back to GSC | ST lower East | GS condenser | no data | no data | STP | no data | no data | no data | no data | no data | no data
no data | 02-VSTP137 | GSC drain trap vent back to GSC | ST lower East | GS condenser | no data | no data | STP | no data | no data | no data | no data | no data | no data
no data | 01-VSTP122 | GSC drain trap strainer drain | ST lower East | GS condenser | no data | no data | STP | no data | no data | no data | no data | no data | no data
no data | 02-VSTP122 | GSC drain trap strainer drain | ST lower East | GS condenser | no data | no data | STP | no data | no data | no data | no data | no data | no data
no data | 01-VSTP146 | GS Exhauster drains | ST lower East | GS condenser | no data | no data | STP | no data | no data | no data | no data | no data | no data
no data | 02-VSTP146 | GS Exhauster drains | ST lower East | GS condenser | no data | no data | STP | no data | no data | no data | no data | no data | no data
no data | 01-VSTP147 | GS Exhauster drains | ST lower East | GS condenser | no data | no data | STP | no data | no data | no data | no data | no data | no data
no data | 02-VSTP147 | GS Exhauster drains | ST lower East | GS condenser | no data | no data | STP | no data | no data | no data | no data | no data | no data
no data | 01-VSTP153 | GS Exhauster drains | ST lower East | GS condenser | no data | no data | STP | no data | no data | no data | no data | no data | no data
no data | 02-VSTP153 | GS Exhauster drains | ST lower East | GS condenser | no data | no data | STP | no data | no data | no data | no data | no data | no data
no data | 01-VSTP154 | GS Exhauster drains | ST lower East | GS condenser | no data | no data | STP | no data | no data | no data | no data | no data | no data
no data | 02-VSTP154 | GS Exhauster drains | ST lower East | GS condenser | no data | no data | STP | no data | no data | no data | no data | no data | no data
no data | 01-VAX159 | GS supply iso before superheater | ST lower East | Gland Steam | no data | no data | STP | no data | no data | no data | no data | no data | no data
no data | 02-VAX159 | GS supply iso before superheater | ST lower East | Gland Steam | no data | no data | STP | no data | no data | no data | no data | no data | no data
no data | 01-VAXS101 | GS supply vent before superheater | ST lower East | Gland Steam | no data | no data | STP | no data | no data | no data | no data | no data | no data
no data | 02-VAXS101 | GS supply vent before superheater | ST lower East | Gland Steam | no data | no data | STP | no data | no data | no data | no data | no data | no data
no data | 01-VAXS104 | GS superheater drain trap | ST lower East | Gland Steam | no data | no data | STP | no data | no data | no data | no data | no data | no data
no data | 02-VAXS104 | GS superheater drain trap | ST lower East | Gland Steam | no data | no data | STP | no data | no data | no data | no data | no data | no data
no data | 01-VAXS105 | GS superheater drain trap | ST lower East | Gland Steam | no data | no data | STP | no data | no data | no data | no data | no data | no data
no data | 02-VAXS105 | GS superheater drain trap | ST lower East | Gland Steam | no data | no data | STP | no data | no data | no data | no data | no data | no data
no data | 01-VAXS107 | GS superheater drain trap bypass | ST lower East | Gland Steam | no data | no data | STP | no data | no data | no data | no data | no data | no data
no data | 02-VAXS107 | GS superheater drain trap bypass | ST lower East | Gland Steam | no data | no data | STP | no data | no data | no data | no data | no data | no data
no data | 01-VAXS106 | GS superheater drain trap strainer drain | ST lower East | Gland Steam | no data | no data | STP | no data | no data | no data | no data | no data | no data
no data | 02-VAXS106 | GS superheater drain trap strainer drain | ST lower East | Gland Steam | no data | no data | STP | no data | no data | no data | no data | no data | no data
no data | 01-VSTP159 | GS mist separator orphis drain | ST lower | Gland Steam | no data | no data | STP | no data | no data | no data | no data | no data | no data
no data | 02-VSTP159 | GS mist separator orphis drain | ST lower | Gland Steam | no data | no data | STP | no data | no data | no data | no data | no data | no data
no data | 01-VSTP181 | GS mist separator orphis drain | ST lower | Gland Steam | no data | no data | STP | no data | no data | no data | no data | no data | no data
no data | 02-VSTP181 | GS mist separator orphis drain | ST lower | Gland Steam | no data | no data | STP | no data | no data | no data | no data | no data | no data
no data | 01-VSTP167 | GS mist separator orphis bypass | ST lower | Gland Steam | no data | no data | STP | no data | no data | no data | no data | no data | no data
no data | 02-VSTP167 | GS mist separator orphis bypass | ST lower | Gland Steam | no data | no data | STP | no data | no data | no data | no data | no data | no data
no data | 01-VSTP182 | GS mist separator common drain | ST lower | Gland Steam | no data | no data | STP | no data | no data | no data | no data | no data | no data
no data | 02-VSTP182 | GS mist separator common drain | ST lower | Gland Steam | no data | no data | STP | no data | no data | no data | no data | no data | no data
no data | 01-VSTP131 | GS header PT | ST lower | PT | no data | no data | STP | no data | no data | no data | no data | no data | no data
no data | 02-VSTP131 | GS header PT | ST lower | PT | no data | no data | STP | no data | no data | no data | no data | no data | no data
no data | 01-VSTP133 | GS header PT | ST lower | PT | no data | no data | STP | no data | no data | no data | no data | no data | no data
no data | 02-VSTP133 | GS header PT | ST lower | PT | no data | no data | STP | no data | no data | no data | no data | no data | no data
no data | 01-VSTP183 | GS header drain | ST lower | Gland Steam | no data | no data | STP | no data | no data | no data | no data | no data | no data
no data | 02-VSTP183 | GS header drain | ST lower | Gland Steam | no data | no data | STP | no data | no data | no data | no data | no data | no data
no data | 01-VSTP184 | GS header drain | ST lower | Gland Steam | no data | no data | STP | no data | no data | no data | no data | no data | no data
no data | 02-VSTP184 | GS header drain | ST lower | Gland Steam | no data | no data | STP | no data | no data | no data | no data | no data | no data
no data | 01-VSTP185 | GS header drain | ST lower | Gland Steam | no data | no data | STP | no data | no data | no data | no data | no data | no data
no data | 02-VSTP185 | GS header drain | ST lower | Gland Steam | no data | no data | STP | no data | no data | no data | no data | no data | no data
no data | 01-VSTP127 | GS spill over CV iso | ST lower | Gland Steam | no data | no data | STP | no data | no data | no data | no data | no data | no data
no data | 02-VSTP127 | GS spill over CV iso | ST lower | Gland Steam | no data | no data | STP | no data | no data | no data | no data | no data | no data
no data | 01-VSTP129 | GS spill over CV iso | ST lower | Gland Steam | no data | no data | STP | no data | no data | no data | no data | no data | no data
no data | 02-VSTP129 | GS spill over CV iso | ST lower | Gland Steam | no data | no data | STP | no data | no data | no data | no data | no data | no data
no data | 01-VSTP132 | GS spill over CV bypass | ST lower | Gland Steam | no data | no data | STP | no data | no data | no data | no data | no data | no data
no data | 02-VSTP132 | GS spill over CV bypass | ST lower | Gland Steam | no data | no data | STP | no data | no data | no data | no data | no data | no data
no data | 01-VSTP139 | Seals/stem leak off to GSC drain | ST lower | Gland Steam | no data | no data | STP | no data | no data | no data | no data | no data | no data
no data | 02-VSTP139 | Seals/stem leak off to GSC drain | ST lower | Gland Steam | no data | no data | STP | no data | no data | no data | no data | no data | no data
no data | 01-VSTP140 | Seals/stem leak off to GSC drain | ST lower | Gland Steam | no data | no data | STP | no data | no data | no data | no data | no data | no data
no data | 02-VSTP140 | Seals/stem leak off to GSC drain | ST lower | Gland Steam | no data | no data | STP | no data | no data | no data | no data | no data | no data
no data | 01-VLPS142 | 2 pressure transmitters (before stop) | ST lower | PT | no data | no data | LPS | no data | no data | no data | no data | no data | no data
no data | 02-VLPS142 | 2 pressure transmitters (before stop) | ST lower | PT | no data | no data | LPS | no data | no data | no data | no data | no data | no data
no data | 01-VLPS167 | 2 pressure transmitters (before stop) | ST lower | PT | no data | no data | LPS | no data | no data | no data | no data | no data | no data
no data | 02-VLPS167 | 2 pressure transmitters (before stop) | ST lower | PT | no data | no data | LPS | no data | no data | no data | no data | no data | no data
no data | 01-VLPS164 | Drains on LP steam Bypass line | ST lower East | no data | no data | no data | LPS | no data | no data | no data | no data | no data | no data
no data | 02-VLPS164 | Drains on LP steam Bypass line | ST lower East | no data | no data | no data | LPS | no data | no data | no data | no data | no data | no data
no data | 01-VLPS152 | Drains on LP steam Bypass line | ST lower East | no data | no data | no data | LPS | no data | no data | no data | no data | no data | no data
no data | 02-VLPS152 | Drains on LP steam Bypass line | ST lower East | no data | no data | no data | LPS | no data | no data | no data | no data | no data | no data
no data | 01-VLPS101 | Bypass line Drip leg level Isolations | ST lower East | no data | no data | no data | LPS | no data | no data | no data | no data | no data | no data
no data | 02-VLPS101 | Bypass line Drip leg level Isolations | ST lower East | no data | no data | no data | LPS | no data | no data | no data | no data | no data | no data
no data | 01-VLPS103 | Bypass line Drip leg level Isolations | ST lower East | no data | no data | no data | LPS | no data | no data | no data | no data | no data | no data
no data | 02-VLPS103 | Bypass line Drip leg level Isolations | ST lower East | no data | no data | no data | LPS | no data | no data | no data | no data | no data | no data
no data | 01-VLPS104 | Bypass line Drip leg level Isolations | ST lower East | no data | no data | no data | LPS | no data | no data | no data | no data | no data | no data
no data | 02-VLPS104 | Bypass line Drip leg level Isolations | ST lower East | no data | no data | no data | LPS | no data | no data | no data | no data | no data | no data
no data | 01-VLPS106 | Bypass line Drip leg level Isolations | ST lower East | no data | no data | no data | LPS | no data | no data | no data | no data | no data | no data
no data | 02-VLPS106 | Bypass line Drip leg level Isolations | ST lower East | no data | no data | no data | LPS | no data | no data | no data | no data | no data | no data
no data | 01-VLPS108 | Bypass line Drip leg level drains | ST lower East | no data | no data | no data | LPS | no data | no data | no data | no data | no data | no data
no data | 02-VLPS108 | Bypass line Drip leg level drains | ST lower East | no data | no data | no data | LPS | no data | no data | no data | no data | no data | no data
no data | 01-VLPS111 | Bypass line Drip leg level drains | ST lower East | no data | no data | no data | LPS | no data | no data | no data | no data | no data | no data
no data | 02-VLPS111 | Bypass line Drip leg level drains | ST lower East | no data | no data | no data | LPS | no data | no data | no data | no data | no data | no data
no data | 01-VLPS109 | LP steam Bypass drip leg CV isolation | ST lower East | no data | no data | no data | LPS | no data | no data | no data | no data | no data | no data
no data | 02-VLPS109 | LP steam Bypass drip leg CV isolation | ST lower East | no data | no data | no data | LPS | no data | no data | no data | no data | no data | no data
no data | 01-nodata | LP steam PIT (turbine side) | ST lower | no data | no data | no data | LPS | no data | no data | no data | no data | no data | no data
no data | 02-nodata | LP steam PIT (turbine side) | ST lower | no data | no data | no data | LPS | no data | no data | no data | no data | no data | no data
no data | 01-VLPS163 | LP steam header vent (before drip leg) | ST lower | no data | no data | no data | LPS | no data | no data | no data | no data | no data | no data
no data | 02-VLPS163 | LP steam header vent (before drip leg) | ST lower | no data | no data | no data | LPS | no data | no data | no data | no data | no data | no data
no data | 01-VLPS169 | LP steam Drip Leg level swithc iso | ST lower | no data | no data | no data | LPS | no data | no data | no data | no data | no data | no data
no data | 02-VLPS169 | LP steam Drip Leg level swithc iso | ST lower | no data | no data | no data | LPS | no data | no data | no data | no data | no data | no data
no data | 01-VLPS170 | LP steam Drip Leg level swithc iso | ST lower | no data | no data | no data | LPS | no data | no data | no data | no data | no data | no data
no data | 02-VLPS170 | LP steam Drip Leg level swithc iso | ST lower | no data | no data | no data | LPS | no data | no data | no data | no data | no data | no data
no data | 01-VLPS171 | LP steam Drip Leg level swithc iso | ST lower | no data | no data | no data | LPS | no data | no data | no data | no data | no data | no data
no data | 02-VLPS171 | LP steam Drip Leg level swithc iso | ST lower | no data | no data | no data | LPS | no data | no data | no data | no data | no data | no data
no data | 01-VLPS172 | LP steam Drip Leg level swithc iso | ST lower | no data | no data | no data | LPS | no data | no data | no data | no data | no data | no data
no data | 02-VLPS172 | LP steam Drip Leg level swithc iso | ST lower | no data | no data | no data | LPS | no data | no data | no data | no data | no data | no data
no data | 01-VLPS174 | Vents and drains on level switches | ST lower | no data | no data | no data | LPS | no data | no data | no data | no data | no data | no data
no data | 02-VLPS174 | Vents and drains on level switches | ST lower | no data | no data | no data | LPS | no data | no data | no data | no data | no data | no data
no data | 01-VLPS175 | Vents and drains on level switches | ST lower | no data | no data | no data | LPS | no data | no data | no data | no data | no data | no data
no data | 02-VLPS175 | Vents and drains on level switches | ST lower | no data | no data | no data | LPS | no data | no data | no data | no data | no data | no data
no data | 01-VLPS176 | Vents and drains on level switches | ST lower | no data | no data | no data | LPS | no data | no data | no data | no data | no data | no data
no data | 02-VLPS176 | Vents and drains on level switches | ST lower | no data | no data | no data | LPS | no data | no data | no data | no data | no data | no data
no data | 01-VLPS177 | Vents and drains on level switches | ST lower | no data | no data | no data | LPS | no data | no data | no data | no data | no data | no data
no data | 02-VLPS177 | Vents and drains on level switches | ST lower | no data | no data | no data | LPS | no data | no data | no data | no data | no data | no data
no data | 01-VLPS149 | Drip leg drans | ST lower | no data | no data | no data | LPS | no data | no data | no data | no data | no data | no data
no data | 02-VLPS149 | Drip leg drans | ST lower | no data | no data | no data | LPS | no data | no data | no data | no data | no data | no data
no data | 01-VLPS150 | Drip leg drans | ST lower | no data | no data | no data | LPS | no data | no data | no data | no data | no data | no data
no data | 02-VLPS150 | Drip leg drans | ST lower | no data | no data | no data | LPS | no data | no data | no data | no data | no data | no data
no data | 01-VLPS151 | Drip leg CV iso | ST lower | no data | no data | no data | LPS | no data | no data | no data | no data | no data | no data
no data | 02-VLPS151 | Drip leg CV iso | ST lower | no data | no data | no data | LPS | no data | no data | no data | no data | no data | no data
no data | 01-VLPS173 | LP header vent after strainer | ST lower | no data | no data | no data | LPS | no data | no data | no data | no data | no data | no data
no data | 02-VLPS173 | LP header vent after strainer | ST lower | no data | no data | no data | LPS | no data | no data | no data | no data | no data | no data
no data | 01-VLPS | LP steam strainer drain | ST lower | no data | no data | no data | LPS | no data | no data | no data | no data | no data | no data
no data | 02-VLPS | LP steam strainer drain | ST lower | no data | no data | no data | LPS | no data | no data | no data | no data | no data | no data
no data | 01-VLPS | Manuall iso drain before and after LP steam CV | ST lower | no data | no data | no data | LPS | no data | no data | no data | no data | no data | no data
no data | 02-VLPS | Manuall iso drain before and after LP steam CV | ST lower | no data | no data | no data | LPS | no data | no data | no data | no data | no data | no data
no data | 01-MAC03AA801 | LP Turbine inlet steam PIT (123) | ST lower | no data | no data | no data | LPS | no data | no data | no data | no data | no data | no data
no data | 02-MAC03AA801 | LP Turbine inlet steam PIT (123) | ST lower | no data | no data | no data | LPS | no data | no data | no data | no data | no data | no data
no data | 01-VHPS100 | HPS header PITs (outside steamer bldg) | ST lower East | no data | no data | no data | HPS | no data | no data | no data | no data | no data | no data
no data | 02-VHPS100 | HPS header PITs (outside steamer bldg) | ST lower East | no data | no data | no data | HPS | no data | no data | no data | no data | no data | no data
no data | 01-VHPS101 | HPS header PITs (outside steamer bldg) | ST lower East | no data | no data | no data | HPS | no data | no data | no data | no data | no data | no data
no data | 02-VHPS101 | HPS header PITs (outside steamer bldg) | ST lower East | no data | no data | no data | HPS | no data | no data | no data | no data | no data | no data
no data | 01-VHPS102 | HPS header PITs (outside steamer bldg) | ST lower East | no data | no data | no data | HPS | no data | no data | no data | no data | no data | no data
no data | 02-VHPS102 | HPS header PITs (outside steamer bldg) | ST lower East | no data | no data | no data | HPS | no data | no data | no data | no data | no data | no data
no data | 01-VHPS103 | HPS header PITs (outside steamer bldg) | ST lower East | no data | no data | no data | HPS | no data | no data | no data | no data | no data | no data
no data | 02-VHPS103 | HPS header PITs (outside steamer bldg) | ST lower East | no data | no data | no data | HPS | no data | no data | no data | no data | no data | no data
no data | 01-VHPS106 | HPS header vent | ST lower East | no data | no data | no data | HPS | no data | no data | no data | no data | no data | no data
no data | 02-VHPS106 | HPS header vent | ST lower East | no data | no data | no data | HPS | no data | no data | no data | no data | no data | no data
no data | 01-VHPS107 | HPS header vent | ST lower East | no data | no data | no data | HPS | no data | no data | no data | no data | no data | no data
no data | 02-VHPS107 | HPS header vent | ST lower East | no data | no data | no data | HPS | no data | no data | no data | no data | no data | no data
no data | 01-VHPS108 | HPS header Drip Leg manual isolation | ST lower East | no data | no data | no data | HPS | no data | no data | no data | no data | no data | no data
no data | 02-VHPS108 | HPS header Drip Leg manual isolation | ST lower East | no data | no data | no data | HPS | no data | no data | no data | no data | no data | no data
no data | 01-VHPS109 | HPS header Drip Leg drain | ST lower East | no data | no data | no data | HPS | no data | no data | no data | no data | no data | no data
no data | 02-VHPS109 | HPS header Drip Leg drain | ST lower East | no data | no data | no data | HPS | no data | no data | no data | no data | no data | no data
no data | 01-VHPS110 | HPS header Drip Leg drain | ST lower East | no data | no data | no data | HPS | no data | no data | no data | no data | no data | no data
no data | 02-VHPS110 | HPS header Drip Leg drain | ST lower East | no data | no data | no data | HPS | no data | no data | no data | no data | no data | no data
no data | 01-VSTP104 | HPS after seat drain | ST lower | no data | no data | no data | HPS | no data | no data | no data | no data | no data | no data
no data | 02-VSTP104 | HPS after seat drain | ST lower | no data | no data | no data | HPS | no data | no data | no data | no data | no data | no data
no data | 01-MAA03AA801 | HP turbine inlet steam PITs (101/102/103) | ST lower East | no data | no data | no data | HPS | no data | no data | no data | no data | no data | no data
no data | 02-MAA03AA801 | HP turbine inlet steam PITs (101/102/103) | ST lower East | no data | no data | no data | HPS | no data | no data | no data | no data | no data | no data
no data | 01-MAAAA802 | HP turbine inlet steam PITs (101/102/103) | ST lower East | no data | no data | no data | HPS | no data | no data | no data | no data | no data | no data
no data | 02-MAAAA802 | HP turbine inlet steam PITs (101/102/103) | ST lower East | no data | no data | no data | HPS | no data | no data | no data | no data | no data | no data
no data | 01-MAAAA803 | HP turbine inlet steam PITs (101/102/103) | ST lower East | no data | no data | no data | HPS | no data | no data | no data | no data | no data | no data
no data | 02-MAAAA803 | HP turbine inlet steam PITs (101/102/103) | ST lower East | no data | no data | no data | HPS | no data | no data | no data | no data | no data | no data
no data | 01-MAAAA804 | HP turbine inlet steam PITs (101/102/103) | ST lower East | no data | no data | no data | HPS | no data | no data | no data | no data | no data | no data
no data | 02-MAAAA804 | HP turbine inlet steam PITs (101/102/103) | ST lower East | no data | no data | no data | HPS | no data | no data | no data | no data | no data | no data
no data | 01-MAAAA805 | HP turbine inlet steam PITs (101/102/103) | ST lower East | no data | no data | no data | HPS | no data | no data | no data | no data | no data | no data
no data | 02-MAAAA805 | HP turbine inlet steam PITs (101/102/103) | ST lower East | no data | no data | no data | HPS | no data | no data | no data | no data | no data | no data
no data | 01-MAAAA806 | HP turbine inlet steam PITs (101/102/103) | ST lower East | no data | no data | no data | HPS | no data | no data | no data | no data | no data | no data
no data | 02-MAAAA806 | HP turbine inlet steam PITs (101/102/103) | ST lower East | no data | no data | no data | HPS | no data | no data | no data | no data | no data | no data
no data | 01-MAA41AA801 | HP turbine exhaust PITs (110/111/112) | ST lower East | no data | no data | no data | CRH | no data | no data | no data | no data | no data | no data
no data | 02-MAA41AA801 | HP turbine exhaust PITs (110/111/112) | ST lower East | no data | no data | no data | CRH | no data | no data | no data | no data | no data | no data
no data | 01-MAAAA802 | HP turbine exhaust PITs (110/111/112) | ST lower East | no data | no data | no data | CRH | no data | no data | no data | no data | no data | no data
no data | 02-MAAAA802 | HP turbine exhaust PITs (110/111/112) | ST lower East | no data | no data | no data | CRH | no data | no data | no data | no data | no data | no data
no data | 01-MAAAA803 | HP turbine exhaust PITs (110/111/112) | ST lower East | no data | no data | no data | CRH | no data | no data | no data | no data | no data | no data
no data | 02-MAAAA803 | HP turbine exhaust PITs (110/111/112) | ST lower East | no data | no data | no data | CRH | no data | no data | no data | no data | no data | no data
no data | 01-VCRH128 | HP turbine exhaust PIT | ST lower East | no data | no data | no data | CRH | no data | no data | no data | no data | no data | no data
no data | 02-VCRH128 | HP turbine exhaust PIT | ST lower East | no data | no data | no data | CRH | no data | no data | no data | no data | no data | no data
no data | 01-VCRH143 | HP turbine exhaust PIT | ST lower East | no data | no data | no data | CRH | no data | no data | no data | no data | no data | no data
no data | 02-VCRH143 | HP turbine exhaust PIT | ST lower East | no data | no data | no data | CRH | no data | no data | no data | no data | no data | no data
no data | 01-VCRH139 | HP turbine exhaust vent | ST lower East | no data | no data | no data | CRH | no data | no data | no data | no data | no data | no data
no data | 02-VCRH139 | HP turbine exhaust vent | ST lower East | no data | no data | no data | CRH | no data | no data | no data | no data | no data | no data
no data | 01-VCRH144 | HP turbine exhaust vent | ST lower East | no data | no data | no data | CRH | no data | no data | no data | no data | no data | no data
no data | 02-VCRH144 | HP turbine exhaust vent | ST lower East | no data | no data | no data | CRH | no data | no data | no data | no data | no data | no data
no data | 01-VCRH102 | Ventilator line PITs | ST lower | no data | no data | no data | CRH | no data | no data | no data | no data | no data | no data
no data | 02-VCRH102 | Ventilator line PITs | ST lower | no data | no data | no data | CRH | no data | no data | no data | no data | no data | no data
no data | 01-VCRH103 | Ventilator line PITs | ST lower | no data | no data | no data | CRH | no data | no data | no data | no data | no data | no data
no data | 02-VCRH103 | Ventilator line PITs | ST lower | no data | no data | no data | CRH | no data | no data | no data | no data | no data | no data
no data | 01-VCRH141 | Ventilator line PITs | ST lower | no data | no data | no data | CRH | no data | no data | no data | no data | no data | no data
no data | 02-VCRH141 | Ventilator line PITs | ST lower | no data | no data | no data | CRH | no data | no data | no data | no data | no data | no data
no data | 01-VCRH142 | Ventilator line PITs | ST lower | no data | no data | no data | CRH | no data | no data | no data | no data | no data | no data
no data | 02-VCRH142 | Ventilator line PITs | ST lower | no data | no data | no data | CRH | no data | no data | no data | no data | no data | no data
no data | 01-VCRH108 | HP turbine exhaust Drip Leg Level Switches | ST lower East | no data | no data | no data | CRH | no data | no data | no data | no data | no data | no data
no data | 02-VCRH108 | HP turbine exhaust Drip Leg Level Switches | ST lower East | no data | no data | no data | CRH | no data | no data | no data | no data | no data | no data
no data | 01-VCRH109 | HP turbine exhaust Drip Leg Level Switches | ST lower East | no data | no data | no data | CRH | no data | no data | no data | no data | no data | no data
no data | 02-VCRH109 | HP turbine exhaust Drip Leg Level Switches | ST lower East | no data | no data | no data | CRH | no data | no data | no data | no data | no data | no data
no data | 01-VCRH175 | HP turbine exhaust Drip Leg Level Switches | ST lower East | no data | no data | no data | CRH | no data | no data | no data | no data | no data | no data
no data | 02-VCRH175 | HP turbine exhaust Drip Leg Level Switches | ST lower East | no data | no data | no data | CRH | no data | no data | no data | no data | no data | no data
no data | 01-VCRH177 | HP turbine exhaust Drip Leg Level Switches | ST lower East | no data | no data | no data | CRH | no data | no data | no data | no data | no data | no data
no data | 02-VCRH177 | HP turbine exhaust Drip Leg Level Switches | ST lower East | no data | no data | no data | CRH | no data | no data | no data | no data | no data | no data
no data | 01-VCRH110 | HP turbine exhaust Drip Leg Level Switches | ST lower East | no data | no data | no data | CRH | no data | no data | no data | no data | no data | no data
no data | 02-VCRH110 | HP turbine exhaust Drip Leg Level Switches | ST lower East | no data | no data | no data | CRH | no data | no data | no data | no data | no data | no data
no data | 01-VCRH112 | HP turbine exhaust Drip Leg Level Switches | ST lower East | no data | no data | no data | CRH | no data | no data | no data | no data | no data | no data
no data | 02-VCRH112 | HP turbine exhaust Drip Leg Level Switches | ST lower East | no data | no data | no data | CRH | no data | no data | no data | no data | no data | no data
no data | 01-VCRH176 | HP turbine exhaust Drip Leg Level Switches | ST lower East | no data | no data | no data | CRH | no data | no data | no data | no data | no data | no data
no data | 02-VCRH176 | HP turbine exhaust Drip Leg Level Switches | ST lower East | no data | no data | no data | CRH | no data | no data | no data | no data | no data | no data
no data | 01-VCRH178 | HP turbine exhaust Drip Leg Level Switches | ST lower East | no data | no data | no data | CRH | no data | no data | no data | no data | no data | no data
no data | 02-VCRH178 | HP turbine exhaust Drip Leg Level Switches | ST lower East | no data | no data | no data | CRH | no data | no data | no data | no data | no data | no data
no data | 01-VCRH101 | HP turbine exhaust Drip Leg Level Switche drains | ST lower East | no data | no data | no data | CRH | no data | no data | no data | no data | no data | no data
no data | 02-VCRH101 | HP turbine exhaust Drip Leg Level Switche drains | ST lower East | no data | no data | no data | CRH | no data | no data | no data | no data | no data | no data
no data | 01-VCRH151 | HP turbine exhaust Drip Leg Level Switche drains | ST lower East | no data | no data | no data | CRH | no data | no data | no data | no data | no data | no data
no data | 02-VCRH151 | HP turbine exhaust Drip Leg Level Switche drains | ST lower East | no data | no data | no data | CRH | no data | no data | no data | no data | no data | no data
no data | 01-VCRH125 | HP turbine exhaust Drip Leg Level Switche drains | ST lower East | no data | no data | no data | CRH | no data | no data | no data | no data | no data | no data
no data | 02-VCRH125 | HP turbine exhaust Drip Leg Level Switche drains | ST lower East | no data | no data | no data | CRH | no data | no data | no data | no data | no data | no data
no data | 01-VCRH150 | HP turbine exhaust Drip Leg Level Switche drains | ST lower East | no data | no data | no data | CRH | no data | no data | no data | no data | no data | no data
no data | 02-VCRH150 | HP turbine exhaust Drip Leg Level Switche drains | ST lower East | no data | no data | no data | CRH | no data | no data | no data | no data | no data | no data
no data | 01-VCRH129 | HP turbine exhaust Drip Leg Level Switche vents | ST lower East | no data | no data | no data | CRH | no data | no data | no data | no data | no data | no data
no data | 02-VCRH129 | HP turbine exhaust Drip Leg Level Switche vents | ST lower East | no data | no data | no data | CRH | no data | no data | no data | no data | no data | no data
no data | 01-VCRH145 | HP turbine exhaust Drip Leg Level Switche vents | ST lower East | no data | no data | no data | CRH | no data | no data | no data | no data | no data | no data
no data | 02-VCRH145 | HP turbine exhaust Drip Leg Level Switche vents | ST lower East | no data | no data | no data | CRH | no data | no data | no data | no data | no data | no data
no data | 01-VCRH126 | HP turbine exhaust Drip Leg Level Switche vents | ST lower East | no data | no data | no data | CRH | no data | no data | no data | no data | no data | no data
no data | 02-VCRH126 | HP turbine exhaust Drip Leg Level Switche vents | ST lower East | no data | no data | no data | CRH | no data | no data | no data | no data | no data | no data
no data | 01-VCRH149 | HP turbine exhaust Drip Leg Level Switche vents | ST lower East | no data | no data | no data | CRH | no data | no data | no data | no data | no data | no data
no data | 02-VCRH149 | HP turbine exhaust Drip Leg Level Switche vents | ST lower East | no data | no data | no data | CRH | no data | no data | no data | no data | no data | no data
no data | 01-VCRH127 | HP turbine exhaust Drip Leg AOV iso | ST lower East | no data | no data | no data | CRH | no data | no data | no data | no data | no data | no data
no data | 02-VCRH127 | HP turbine exhaust Drip Leg AOV iso | ST lower East | no data | no data | no data | CRH | no data | no data | no data | no data | no data | no data
no data | 01-VCRH133 | CRH Drip Leg drain | ST lower East | no data | no data | no data | CRH | no data | no data | no data | no data | no data | no data
no data | 02-VCRH133 | CRH Drip Leg drain | ST lower East | no data | no data | no data | CRH | no data | no data | no data | no data | no data | no data
no data | 01-VCRH134 | CRH Drip Leg drain | ST lower East | no data | no data | no data | CRH | no data | no data | no data | no data | no data | no data
no data | 02-VCRH134 | CRH Drip Leg drain | ST lower East | no data | no data | no data | CRH | no data | no data | no data | no data | no data | no data
no data | 01-VCRH104 | CRH Drip Leg Level Switches | ST lower East | no data | no data | no data | CRH | no data | no data | no data | no data | no data | no data
no data | 02-VCRH104 | CRH Drip Leg Level Switches | ST lower East | no data | no data | no data | CRH | no data | no data | no data | no data | no data | no data
no data | 01-VCRH105 | CRH Drip Leg Level Switches | ST lower East | no data | no data | no data | CRH | no data | no data | no data | no data | no data | no data
no data | 02-VCRH105 | CRH Drip Leg Level Switches | ST lower East | no data | no data | no data | CRH | no data | no data | no data | no data | no data | no data
no data | 01-VCRH106 | CRH Drip Leg Level Switches | ST lower East | no data | no data | no data | CRH | no data | no data | no data | no data | no data | no data
no data | 02-VCRH106 | CRH Drip Leg Level Switches | ST lower East | no data | no data | no data | CRH | no data | no data | no data | no data | no data | no data
no data | 01-VCRH107 | CRH Drip Leg Level Switches | ST lower East | no data | no data | no data | CRH | no data | no data | no data | no data | no data | no data
no data | 02-VCRH107 | CRH Drip Leg Level Switches | ST lower East | no data | no data | no data | CRH | no data | no data | no data | no data | no data | no data
no data | 01-VCRH154 | CRH Drip Leg Level Switches | ST lower East | no data | no data | no data | CRH | no data | no data | no data | no data | no data | no data
no data | 02-VCRH154 | CRH Drip Leg Level Switches | ST lower East | no data | no data | no data | CRH | no data | no data | no data | no data | no data | no data
no data | 01-VCRH155 | CRH Drip Leg Level Switches | ST lower East | no data | no data | no data | CRH | no data | no data | no data | no data | no data | no data
no data | 02-VCRH155 | CRH Drip Leg Level Switches | ST lower East | no data | no data | no data | CRH | no data | no data | no data | no data | no data | no data
no data | 01-VCRH156 | CRH Drip Leg Level Switches | ST lower East | no data | no data | no data | CRH | no data | no data | no data | no data | no data | no data
no data | 02-VCRH156 | CRH Drip Leg Level Switches | ST lower East | no data | no data | no data | CRH | no data | no data | no data | no data | no data | no data
no data | 01-VCRH157 | CRH Drip Leg Level Switches | ST lower East | no data | no data | no data | CRH | no data | no data | no data | no data | no data | no data
no data | 02-VCRH157 | CRH Drip Leg Level Switches | ST lower East | no data | no data | no data | CRH | no data | no data | no data | no data | no data | no data
no data | 01-VCRH158 | CRH Drip Leg Level Switche drains | ST lower East | no data | no data | no data | CRH | no data | no data | no data | no data | no data | no data
no data | 02-VCRH158 | CRH Drip Leg Level Switche drains | ST lower East | no data | no data | no data | CRH | no data | no data | no data | no data | no data | no data
no data | 01-VCRH160 | CRH Drip Leg Level Switche drains | ST lower East | no data | no data | no data | CRH | no data | no data | no data | no data | no data | no data
no data | 02-VCRH160 | CRH Drip Leg Level Switche drains | ST lower East | no data | no data | no data | CRH | no data | no data | no data | no data | no data | no data
no data | 01-VCRH161 | CRH Drip Leg Level Switche drains | ST lower East | no data | no data | no data | CRH | no data | no data | no data | no data | no data | no data
no data | 02-VCRH161 | CRH Drip Leg Level Switche drains | ST lower East | no data | no data | no data | CRH | no data | no data | no data | no data | no data | no data
no data | 01-VCRH123 | CRH Drip Leg Level Switche drains | ST lower East | no data | no data | no data | CRH | no data | no data | no data | no data | no data | no data
no data | 02-VCRH123 | CRH Drip Leg Level Switche drains | ST lower East | no data | no data | no data | CRH | no data | no data | no data | no data | no data | no data
no data | 01-VCRH152 | CRH Drip Leg Level Switche vents | ST lower East | no data | no data | no data | CRH | no data | no data | no data | no data | no data | no data
no data | 02-VCRH152 | CRH Drip Leg Level Switche vents | ST lower East | no data | no data | no data | CRH | no data | no data | no data | no data | no data | no data
no data | 01-VCRH116 | CRH Drip Leg Level Switche vents | ST lower East | no data | no data | no data | CRH | no data | no data | no data | no data | no data | no data
no data | 02-VCRH116 | CRH Drip Leg Level Switche vents | ST lower East | no data | no data | no data | CRH | no data | no data | no data | no data | no data | no data
no data | 01-VCRH153 | CRH Drip Leg Level Switche vents | ST lower East | no data | no data | no data | CRH | no data | no data | no data | no data | no data | no data
no data | 02-VCRH153 | CRH Drip Leg Level Switche vents | ST lower East | no data | no data | no data | CRH | no data | no data | no data | no data | no data | no data
no data | 01-VCRH113 | CRH Drip Leg Level Switche vents | ST lower East | no data | no data | no data | CRH | no data | no data | no data | no data | no data | no data
no data | 02-VCRH113 | CRH Drip Leg Level Switche vents | ST lower East | no data | no data | no data | CRH | no data | no data | no data | no data | no data | no data
no data | 01-VCRH130 | CRH Drip Leg AOV iso | ST lower East | no data | no data | no data | CRH | no data | no data | no data | no data | no data | no data
no data | 02-VCRH130 | CRH Drip Leg AOV iso | ST lower East | no data | no data | no data | CRH | no data | no data | no data | no data | no data | no data
no data | 01-VCRH135 | CRH Drip Leg drain | ST lower East | no data | no data | no data | CRH | no data | no data | no data | no data | no data | no data
no data | 02-VCRH135 | CRH Drip Leg drain | ST lower East | no data | no data | no data | CRH | no data | no data | no data | no data | no data | no data
no data | 01-VCRH138 | CRH Drip Leg drain | ST lower East | no data | no data | no data | CRH | no data | no data | no data | no data | no data | no data
no data | 02-VCRH138 | CRH Drip Leg drain | ST lower East | no data | no data | no data | CRH | no data | no data | no data | no data | no data | no data
no data | 01-VHRH115 | HRH Bypass warm up line iso (overhead) | ST lower East | no data | no data | no data | HRH | no data | no data | no data | no data | no data | no data
no data | 02-VHRH115 | HRH Bypass warm up line iso (overhead) | ST lower East | no data | no data | no data | HRH | no data | no data | no data | no data | no data | no data
no data | 01-VHRH111 | HRH Bypass warm up line vent | ST lower East | no data | no data | no data | HRH | no data | no data | no data | no data | no data | no data
no data | 02-VHRH111 | HRH Bypass warm up line vent | ST lower East | no data | no data | no data | HRH | no data | no data | no data | no data | no data | no data
no data | 01-VHRH105 | HRH Bypass warm up line vent | ST lower East | no data | no data | no data | HRH | no data | no data | no data | no data | no data | no data
no data | 02-VHRH105 | HRH Bypass warm up line vent | ST lower East | no data | no data | no data | HRH | no data | no data | no data | no data | no data | no data
no data | 01-VHRH110 | HRH dripleg before SV/CV AOV iso | ST lower East | no data | no data | no data | HRH | no data | no data | no data | no data | no data | no data
no data | 02-VHRH110 | HRH dripleg before SV/CV AOV iso | ST lower East | no data | no data | no data | HRH | no data | no data | no data | no data | no data | no data
no data | 01-VHRH120 | HRH dripleg drain | ST lower East | no data | no data | no data | HRH | no data | no data | no data | no data | no data | no data
no data | 02-VHRH120 | HRH dripleg drain | ST lower East | no data | no data | no data | HRH | no data | no data | no data | no data | no data | no data
no data | 01-VHRH137 | HRH dripleg drain | ST lower East | no data | no data | no data | HRH | no data | no data | no data | no data | no data | no data
no data | 02-VHRH137 | HRH dripleg drain | ST lower East | no data | no data | no data | HRH | no data | no data | no data | no data | no data | no data
no data | 01-VSTP106 | HRH after seat drain AOV iso | ST lower East | no data | no data | no data | HRH | no data | no data | no data | no data | no data | no data
no data | 02-VSTP106 | HRH after seat drain AOV iso | ST lower East | no data | no data | no data | HRH | no data | no data | no data | no data | no data | no data
no data | 01-VHRH100 | HRH PITs (before stop) | ST lower East | no data | no data | no data | HRH | no data | no data | no data | no data | no data | no data
no data | 02-VHRH100 | HRH PITs (before stop) | ST lower East | no data | no data | no data | HRH | no data | no data | no data | no data | no data | no data
no data | 01-VHRH102 | HRH PITs (before stop) | ST lower East | no data | no data | no data | HRH | no data | no data | no data | no data | no data | no data
no data | 02-VHRH102 | HRH PITs (before stop) | ST lower East | no data | no data | no data | HRH | no data | no data | no data | no data | no data | no data
no data | 01-VHRH103 | HRH PITs (before stop) | ST lower East | no data | no data | no data | HRH | no data | no data | no data | no data | no data | no data
no data | 02-VHRH103 | HRH PITs (before stop) | ST lower East | no data | no data | no data | HRH | no data | no data | no data | no data | no data | no data
no data | 01-VHRH104 | HRH PITs (before stop) | ST lower East | no data | no data | no data | HRH | no data | no data | no data | no data | no data | no data
no data | 02-VHRH104 | HRH PITs (before stop) | ST lower East | no data | no data | no data | HRH | no data | no data | no data | no data | no data | no data
no data | 01-VHRH121 | HRH PITs (before stop) | ST lower East | no data | no data | no data | HRH | no data | no data | no data | no data | no data | no data
no data | 02-VHRH121 | HRH PITs (before stop) | ST lower East | no data | no data | no data | HRH | no data | no data | no data | no data | no data | no data
no data | 01-VHRH106 | HRH PITs (before stop) | ST lower East | no data | no data | no data | HRH | no data | no data | no data | no data | no data | no data
no data | 02-VHRH106 | HRH PITs (before stop) | ST lower East | no data | no data | no data | HRH | no data | no data | no data | no data | no data | no data
no data | 01-MAB03BR801 | IP Turbine Inlet steam PITs (113/114/115) | ST lower East | no data | no data | no data | HRH | no data | no data | no data | no data | no data | no data
no data | 02-MAB03BR801 | IP Turbine Inlet steam PITs (113/114/115) | ST lower East | no data | no data | no data | HRH | no data | no data | no data | no data | no data | no data
no data | 01-MABBR802 | IP Turbine Inlet steam PITs (113/114/115) | ST lower East | no data | no data | no data | HRH | no data | no data | no data | no data | no data | no data
no data | 02-MABBR802 | IP Turbine Inlet steam PITs (113/114/115) | ST lower East | no data | no data | no data | HRH | no data | no data | no data | no data | no data | no data
no data | 01-MABBR803 | IP Turbine Inlet steam PITs (113/114/115) | ST lower East | no data | no data | no data | HRH | no data | no data | no data | no data | no data | no data
no data | 02-MABBR803 | IP Turbine Inlet steam PITs (113/114/115) | ST lower East | no data | no data | no data | HRH | no data | no data | no data | no data | no data | no data
no data | 01-VHHS803 | 1st stage HP superheater Drip leg 2 Lvl switches (8) isolation valves | HRSG lower East | no data | no data | no data | HHS | no data | no data | no data | no data | no data | no data
no data | 02-VHHS803 | 1st stage HP superheater Drip leg 2 Lvl switches (8) isolation valves | HRSG lower East | no data | no data | no data | HHS | no data | no data | no data | no data | no data | no data
no data | 01-VHHS804 | 1st stage HP superheater Drip leg 2 Lvl switches (8) isolation valves | HRSG lower East | no data | no data | no data | HHS | no data | no data | no data | no data | no data | no data
no data | 02-VHHS804 | 1st stage HP superheater Drip leg 2 Lvl switches (8) isolation valves | HRSG lower East | no data | no data | no data | HHS | no data | no data | no data | no data | no data | no data
no data | 01-VHHS805 | 1st stage HP superheater Drip leg 2 Lvl switches (8) isolation valves | HRSG lower East | no data | no data | no data | HHS | no data | no data | no data | no data | no data | no data
no data | 02-VHHS805 | 1st stage HP superheater Drip leg 2 Lvl switches (8) isolation valves | HRSG lower East | no data | no data | no data | HHS | no data | no data | no data | no data | no data | no data
no data | 01-VHHS806 | 1st stage HP superheater Drip leg 2 Lvl switches (8) isolation valves | HRSG lower East | no data | no data | no data | HHS | no data | no data | no data | no data | no data | no data
no data | 02-VHHS806 | 1st stage HP superheater Drip leg 2 Lvl switches (8) isolation valves | HRSG lower East | no data | no data | no data | HHS | no data | no data | no data | no data | no data | no data
no data | 01-VHHS807 | 1st stage HP superheater Drip leg 2 Lvl switches (8) isolation valves | HRSG lower East | no data | no data | no data | HHS | no data | no data | no data | no data | no data | no data
no data | 02-VHHS807 | 1st stage HP superheater Drip leg 2 Lvl switches (8) isolation valves | HRSG lower East | no data | no data | no data | HHS | no data | no data | no data | no data | no data | no data
no data | 01-VHHS808 | 1st stage HP superheater Drip leg 2 Lvl switches (8) isolation valves | HRSG lower East | no data | no data | no data | HHS | no data | no data | no data | no data | no data | no data
no data | 02-VHHS808 | 1st stage HP superheater Drip leg 2 Lvl switches (8) isolation valves | HRSG lower East | no data | no data | no data | HHS | no data | no data | no data | no data | no data | no data
no data | 01-VHHS809 | 1st stage HP superheater Drip leg 2 Lvl switches (8) isolation valves | HRSG lower East | no data | no data | no data | HHS | no data | no data | no data | no data | no data | no data
no data | 02-VHHS809 | 1st stage HP superheater Drip leg 2 Lvl switches (8) isolation valves | HRSG lower East | no data | no data | no data | HHS | no data | no data | no data | no data | no data | no data
no data | 01-VHHS810 | 1st stage HP superheater Drip leg 2 Lvl switches (8) isolation valves | HRSG lower East | no data | no data | no data | HHS | no data | no data | no data | no data | no data | no data
no data | 02-VHHS810 | 1st stage HP superheater Drip leg 2 Lvl switches (8) isolation valves | HRSG lower East | no data | no data | no data | HHS | no data | no data | no data | no data | no data | no data
no data | 01-VHHS867 | 1st stage HP superheater Drip leg drain (2) valves | HRSG lower East | no data | no data | no data | HHS | no data | no data | no data | no data | no data | no data
no data | 02-VHHS867 | 1st stage HP superheater Drip leg drain (2) valves | HRSG lower East | no data | no data | no data | HHS | no data | no data | no data | no data | no data | no data
no data | 01-VHHS868 | 1st stage HP superheater Drip leg drain (2) valves | HRSG lower East | no data | no data | no data | HHS | no data | no data | no data | no data | no data | no data
no data | 02-VHHS868 | 1st stage HP superheater Drip leg drain (2) valves | HRSG lower East | no data | no data | no data | HHS | no data | no data | no data | no data | no data | no data
no data | 01-VHHS811 | HP Superheater vent to atmoshpere | HRSG lower East | no data | no data | no data | HHS | no data | no data | no data | no data | no data | no data
no data | 02-VHHS811 | HP Superheater vent to atmoshpere | HRSG lower East | no data | no data | no data | HHS | no data | no data | no data | no data | no data | no data
no data | 01-VHHS812 | HP Superheater vent to atmoshpere | HRSG lower East | no data | no data | no data | HHS | no data | no data | no data | no data | no data | no data
no data | 02-VHHS812 | HP Superheater vent to atmoshpere | HRSG lower East | no data | no data | no data | HHS | no data | no data | no data | no data | no data | no data
no data | 01-VHHS909 | 3rd stage HP superheater Drip leg drain (2) valves | HRSG lower East | no data | no data | no data | HHS | no data | no data | no data | no data | no data | no data
no data | 02-VHHS909 | 3rd stage HP superheater Drip leg drain (2) valves | HRSG lower East | no data | no data | no data | HHS | no data | no data | no data | no data | no data | no data
no data | 01-VHHS910 | 3rd stage HP superheater Drip leg drain (2) valves | HRSG lower East | no data | no data | no data | HHS | no data | no data | no data | no data | no data | no data
no data | 02-VHHS910 | 3rd stage HP superheater Drip leg drain (2) valves | HRSG lower East | no data | no data | no data | HHS | no data | no data | no data | no data | no data | no data
no data | 01-VHRS969 | Reheater interstage Dripleg drain | HRSG lower West | no data | no data | no data | HRS | no data | no data | no data | no data | no data | no data
no data | 02-VHRS969 | Reheater interstage Dripleg drain | HRSG lower West | no data | no data | no data | HRS | no data | no data | no data | no data | no data | no data
no data | 01-VHRS970 | Reheater interstage Dripleg drain | HRSG lower West | no data | no data | no data | HRS | no data | no data | no data | no data | no data | no data
no data | 02-VHRS970 | Reheater interstage Dripleg drain | HRSG lower West | no data | no data | no data | HRS | no data | no data | no data | no data | no data | no data
no data | 01-VHIS856 | IP superheater outlet dripleg drain | HRSG lower | no data | no data | no data | HIS | no data | no data | no data | no data | no data | no data
no data | 02-VHIS856 | IP superheater outlet dripleg drain | HRSG lower | no data | no data | no data | HIS | no data | no data | no data | no data | no data | no data
no data | 01-VHIS857 | IP superheater outlet dripleg drain | HRSG lower | no data | no data | no data | HIS | no data | no data | no data | no data | no data | no data
no data | 02-VHIS857 | IP superheater outlet dripleg drain | HRSG lower | no data | no data | no data | HIS | no data | no data | no data | no data | no data | no data
no data | 01-VHIS987 | IP superheater outlet PIT | HRSG lower | no data | no data | no data | HIS | no data | no data | no data | no data | no data | no data
no data | 02-VHIS987 | IP superheater outlet PIT | HRSG lower | no data | no data | no data | HIS | no data | no data | no data | no data | no data | no data
no data | 01-VHIS988 | IP superheater outlet PIT | HRSG lower | no data | no data | no data | HIS | no data | no data | no data | no data | no data | no data
no data | 02-VHIS988 | IP superheater outlet PIT | HRSG lower | no data | no data | no data | HIS | no data | no data | no data | no data | no data | no data
no data | 01-VHIS864 | IP steam flow meter | HRSG lower | no data | no data | no data | HIS | no data | no data | no data | no data | no data | no data
no data | 02-VHIS864 | IP steam flow meter | HRSG lower | no data | no data | no data | HIS | no data | no data | no data | no data | no data | no data
no data | 01-VHIS865 | IP steam flow meter | HRSG lower | no data | no data | no data | HIS | no data | no data | no data | no data | no data | no data
no data | 02-VHIS865 | IP steam flow meter | HRSG lower | no data | no data | no data | HIS | no data | no data | no data | no data | no data | no data
no data | 01-VHIS866 | IP steam flow meter | HRSG lower | no data | no data | no data | HIS | no data | no data | no data | no data | no data | no data
no data | 02-VHIS866 | IP steam flow meter | HRSG lower | no data | no data | no data | HIS | no data | no data | no data | no data | no data | no data
no data | 01-VHIS867 | IP steam flow meter | HRSG lower | no data | no data | no data | HIS | no data | no data | no data | no data | no data | no data
no data | 02-VHIS867 | IP steam flow meter | HRSG lower | no data | no data | no data | HIS | no data | no data | no data | no data | no data | no data
no data | 01-VHIS994 | IP steam flow meter | HRSG lower | no data | no data | no data | HIS | no data | no data | no data | no data | no data | no data
no data | 02-VHIS994 | IP steam flow meter | HRSG lower | no data | no data | no data | HIS | no data | no data | no data | no data | no data | no data
no data | 01-VHIS995 | IP steam flow meter | HRSG lower | no data | no data | no data | HIS | no data | no data | no data | no data | no data | no data
no data | 02-VHIS995 | IP steam flow meter | HRSG lower | no data | no data | no data | HIS | no data | no data | no data | no data | no data | no data
no data | 01-VHIS996 | IP steam flow meter | HRSG lower | no data | no data | no data | HIS | no data | no data | no data | no data | no data | no data
no data | 02-VHIS996 | IP steam flow meter | HRSG lower | no data | no data | no data | HIS | no data | no data | no data | no data | no data | no data
no data | 01-VHIS997 | IP steam flow meter | HRSG lower | no data | no data | no data | HIS | no data | no data | no data | no data | no data | no data
no data | 02-VHIS997 | IP steam flow meter | HRSG lower | no data | no data | no data | HIS | no data | no data | no data | no data | no data | no data
no data | 01-VHIS801 | IP superheater outlet drain (before MOV) | HRSG lower | no data | no data | no data | HIS | no data | no data | no data | no data | no data | no data
no data | 02-VHIS801 | IP superheater outlet drain (before MOV) | HRSG lower | no data | no data | no data | HIS | no data | no data | no data | no data | no data | no data
no data | 01-VHIS802 | IP superheater outlet drain (before MOV) | HRSG lower | no data | no data | no data | HIS | no data | no data | no data | no data | no data | no data
no data | 02-VHIS802 | IP superheater outlet drain (before MOV) | HRSG lower | no data | no data | no data | HIS | no data | no data | no data | no data | no data | no data
no data | 01-VHIS908 | IP superheater outlet MOV bypass | HRSG lower | no data | no data | no data | HIS | no data | no data | no data | no data | no data | no data
no data | 02-VHIS908 | IP superheater outlet MOV bypass | HRSG lower | no data | no data | no data | HIS | no data | no data | no data | no data | no data | no data
no data | 01-VHIS858 | IP steam Header drain (after MOV) | HRSG lower | no data | no data | no data | HIS | no data | no data | no data | no data | no data | no data
no data | 02-VHIS858 | IP steam Header drain (after MOV) | HRSG lower | no data | no data | no data | HIS | no data | no data | no data | no data | no data | no data
no data | 01-VHIS859 | IP steam Header drain (after MOV) | HRSG lower | no data | no data | no data | HIS | no data | no data | no data | no data | no data | no data
no data | 02-VHIS859 | IP steam Header drain (after MOV) | HRSG lower | no data | no data | no data | HIS | no data | no data | no data | no data | no data | no data
no data | 01-VHLS811 | 3 PIT (6) iso valves | HRSG lower West | no data | no data | no data | HLS | no data | no data | no data | no data | no data | no data
no data | 02-VHLS811 | 3 PIT (6) iso valves | HRSG lower West | no data | no data | no data | HLS | no data | no data | no data | no data | no data | no data
no data | 01-VHLS812 | 3 PIT (6) iso valves | HRSG lower West | no data | no data | no data | HLS | no data | no data | no data | no data | no data | no data
no data | 02-VHLS812 | 3 PIT (6) iso valves | HRSG lower West | no data | no data | no data | HLS | no data | no data | no data | no data | no data | no data
no data | 01-VHLS813 | 3 PIT (6) iso valves | HRSG lower West | no data | no data | no data | HLS | no data | no data | no data | no data | no data | no data
no data | 02-VHLS813 | 3 PIT (6) iso valves | HRSG lower West | no data | no data | no data | HLS | no data | no data | no data | no data | no data | no data
no data | 01-VHLS814 | 3 PIT (6) iso valves | HRSG lower West | no data | no data | no data | HLS | no data | no data | no data | no data | no data | no data
no data | 02-VHLS814 | 3 PIT (6) iso valves | HRSG lower West | no data | no data | no data | HLS | no data | no data | no data | no data | no data | no data
no data | 01-VHLS815 | 3 PIT (6) iso valves | HRSG lower West | no data | no data | no data | HLS | no data | no data | no data | no data | no data | no data
no data | 02-VHLS815 | 3 PIT (6) iso valves | HRSG lower West | no data | no data | no data | HLS | no data | no data | no data | no data | no data | no data
no data | 01-VHLS816 | 3 PIT (6) iso valves | HRSG lower West | no data | no data | no data | HLS | no data | no data | no data | no data | no data | no data
no data | 02-VHLS816 | 3 PIT (6) iso valves | HRSG lower West | no data | no data | no data | HLS | no data | no data | no data | no data | no data | no data
no data | 01-VHLS808 | Sampling | HRSG lower West | no data | no data | no data | HLS | no data | no data | no data | no data | no data | no data
no data | 02-VHLS808 | Sampling | HRSG lower West | no data | no data | no data | HLS | no data | no data | no data | no data | no data | no data
no data | 01-VHLS809 | Sampling | HRSG lower West | no data | no data | no data | HLS | no data | no data | no data | no data | no data | no data
no data | 02-VHLS809 | Sampling | HRSG lower West | no data | no data | no data | HLS | no data | no data | no data | no data | no data | no data
no data | 01-VHLS986 | Drip leg drain before MOV | HRSG lower West | no data | no data | no data | HLS | no data | no data | no data | no data | no data | no data
no data | 02-VHLS986 | Drip leg drain before MOV | HRSG lower West | no data | no data | no data | HLS | no data | no data | no data | no data | no data | no data
no data | 01-VHLS987 | Drip leg drain before MOV | HRSG lower West | no data | no data | no data | HLS | no data | no data | no data | no data | no data | no data
no data | 02-VHLS987 | Drip leg drain before MOV | HRSG lower West | no data | no data | no data | HLS | no data | no data | no data | no data | no data | no data
no data | 01-VAXS189 | Steam to HP Evap Steam trap ISOs | HRSG lower | no data | no data | no data | AXS | no data | no data | no data | no data | no data | no data
no data | 01-VAXS290 | Steam to HP Evap Steam trap ISOs | HRSG lower | no data | no data | no data | AXS | no data | no data | no data | no data | no data | no data
no data | 02-VAXS290 | Steam to HP Evap Steam trap ISOs | HRSG lower | no data | no data | no data | AXS | no data | no data | no data | no data | no data | no data
no data | 01-VAXS289 | Steam to HP Evap Steam trap bypass | HRSG lower | no data | no data | no data | AXS | no data | no data | no data | no data | no data | no data
no data | 01-VAXS144 | Steam to HP Evap Steam trap strainer drain | HRSG lower | no data | no data | no data | AXS | no data | no data | no data | no data | no data | no data
no data | 01-VAXS291 | Steam to HP Evap drain before steam trap | HRSG lower | no data | no data | no data | AXS | no data | no data | no data | no data | no data | no data
no data | 01-VHHS904 | Steam to HP Evap MOV bypass | HRSG lower | no data | no data | no data | HHS | no data | no data | no data | no data | no data | no data
no data | 02-VHHS904 | Steam to HP Evap MOV bypass | HRSG lower | no data | no data | no data | HHS | no data | no data | no data | no data | no data | no data
no data | 01-VHHS994 | Steam to HP Evap drain after MOV | HRSG lower | no data | no data | no data | HHS | no data | no data | no data | no data | no data | no data
no data | 02-VHHS994 | Steam to HP Evap drain after MOV | HRSG lower | no data | no data | no data | HHS | no data | no data | no data | no data | no data | no data
no data | 01-VHHS995 | Steam to HP Evap drain after MOV | HRSG lower | no data | no data | no data | HHS | no data | no data | no data | no data | no data | no data
no data | 02-VHHS995 | Steam to HP Evap drain after MOV | HRSG lower | no data | no data | no data | HHS | no data | no data | no data | no data | no data | no data
no data | 01-VHHS996 | Steam to HP Evap strainer drain | HRSG lower | no data | no data | no data | HHS | no data | no data | no data | no data | no data | no data
no data | 02-VHHS996 | Steam to HP Evap strainer drain | HRSG lower | no data | no data | no data | HHS | no data | no data | no data | no data | no data | no data
no data | 01-VHHS997 | Steam to HP Evap strainer drain | HRSG lower | no data | no data | no data | HHS | no data | no data | no data | no data | no data | no data
no data | 02-VHHS997 | Steam to HP Evap strainer drain | HRSG lower | no data | no data | no data | HHS | no data | no data | no data | no data | no data | no data
no data | 01-VHIS852 | Steam to IP Evap strainer drain | HRSG lower | no data | no data | no data | HIS | no data | no data | no data | no data | no data | no data
no data | 01-VHIS853 | Steam to IP Evap strainer drain | HRSG lower | no data | no data | no data | HIS | no data | no data | no data | no data | no data | no data
no data | 02-VHIS853 | Steam to IP Evap strainer drain | HRSG lower | no data | no data | no data | HIS | no data | no data | no data | no data | no data | no data
no data | 01-VHLS904 | Steam to LP Evap MOV bypass | HRSG lower | no data | no data | no data | HLS | no data | no data | no data | no data | no data | no data
no data | 01-VHLS985 | Steam to LP Evap drain after MOV | HRSG lower | no data | no data | no data | HLS | no data | no data | no data | no data | no data | no data
no data | 01-VHLS999 | Steam to LP Evap drain after MOV | HRSG lower | no data | no data | no data | HLS | no data | no data | no data | no data | no data | no data
no data | 02-VHLS999 | Steam to LP Evap drain after MOV | HRSG lower | no data | no data | no data | HLS | no data | no data | no data | no data | no data | no data
no data | 01-VHLS992 | Steam to LP Evap strainer drain | HRSG lower | no data | no data | no data | HLS | no data | no data | no data | no data | no data | no data
no data | 01-VHLS993 | Steam to LP Evap strainer drain | HRSG lower | no data | no data | no data | HLS | no data | no data | no data | no data | no data | no data
no data | 02-VHLS993 | Steam to LP Evap strainer drain | HRSG lower | no data | no data | no data | HLS | no data | no data | no data | no data | no data | no data
no data | 01-VAXS135 | Steam to LP Evap Steam trap iso | HRSG lower | no data | no data | no data | AXS | no data | no data | no data | no data | no data | no data
no data | 01-VAXS136 | Steam to LP Evap Steam trap iso | HRSG lower | no data | no data | no data | AXS | no data | no data | no data | no data | no data | no data
no data | 02-VAXS136 | Steam to LP Evap Steam trap iso | HRSG lower | no data | no data | no data | AXS | no data | no data | no data | no data | no data | no data
no data | 01-VAXS138 | Steam to LP Evap Steam trap bypass | HRSG lower | no data | no data | no data | AXS | no data | no data | no data | no data | no data | no data
no data | 01-VAXS137 | Steam to LP Evap Steam trap strainer drain | HRSG lower | no data | no data | no data | AXS | no data | no data | no data | no data | no data | no data
no data | 01-VAXS113 | Steam to LP Evap Drain before Steam trap | HRSG lower | no data | no data | no data | AXS | no data | no data | no data | no data | no data | no data
no data | 01-VAXS155 | Drain before steam trap | HRSG lower NE | no data | no data | no data | AXS | no data | no data | no data | no data | no data | no data
no data | 01-VAXS112 | Steam trap iso | HRSG lower NE | no data | no data | no data | AXS | no data | no data | no data | no data | no data | no data
no data | 01-VAXS115 | Steam trap iso | HRSG lower NE | no data | no data | no data | AXS | no data | no data | no data | no data | no data | no data
no data | 02-VAXS115 | Steam trap iso | HRSG lower NE | no data | no data | no data | AXS | no data | no data | no data | no data | no data | no data
no data | 01-VAXS129 | Steam Trap bypass | HRSG lower NE | no data | no data | no data | AXS | no data | no data | no data | no data | no data | no data
no data | 01-VAXS116 | Steam Trap strainer drain | HRSG lower NE | no data | no data | no data | AXS | no data | no data | no data | no data | no data | no data
no data | 01-VAXS130 | Drain before steam trap | HRSG lower East | no data | no data | no data | AXS | no data | no data | no data | no data | no data | no data
no data | 01-VAXS103 | Steam trap iso | HRSG lower East | no data | no data | no data | AXS | no data | no data | no data | no data | no data | no data
no data | 01-VAXS161 | Steam trap iso | HRSG lower East | no data | no data | no data | AXS | no data | no data | no data | no data | no data | no data
no data | 02-VAXS161 | Steam trap iso | HRSG lower East | no data | no data | no data | AXS | no data | no data | no data | no data | no data | no data
no data | 01-VAXS164 | Steam Trap bypass | HRSG lower East | no data | no data | no data | AXS | no data | no data | no data | no data | no data | no data
no data | 01-VAXS160 | Steam Trap strainer drain | HRSG lower East | no data | no data | no data | AXS | no data | no data | no data | no data | no data | no data
no data | 01-VAXS199 | Drain before steam trap | HRSG lower West | no data | no data | no data | AXS | no data | no data | no data | no data | no data | no data
no data | 01-VAXS166 | Steam trap iso | HRSG lower West | no data | no data | no data | AXS | no data | no data | no data | no data | no data | no data
no data | 01-VAXS118 | Steam trap iso | HRSG lower West | no data | no data | no data | AXS | no data | no data | no data | no data | no data | no data
no data | 02-VAXS118 | Steam trap iso | HRSG lower West | no data | no data | no data | AXS | no data | no data | no data | no data | no data | no data
no data | 01-VAXS167 | Steam Trap bypass | HRSG lower West | no data | no data | no data | AXS | no data | no data | no data | no data | no data | no data
no data | 01-VAXS203 | Steam Trap strainer drain | HRSG lower West | no data | no data | no data | AXS | no data | no data | no data | no data | no data | no data
no data | 01-VHHS916 | HP FW to economizer PIT (before LCV) | no data | no data | no data | no data | BFW HP | no data | OPEN | no data | no data | no data | no data
no data | 02-VHHS916 | HP FW to economizer PIT (before LCV) | no data | no data | no data | no data | BFW HP | no data | OPEN | no data | no data | no data | no data
no data | 01-VHHS917 | HP FW to economizer PIT (before LCV) | no data | no data | no data | no data | BFW HP | no data | OPEN | no data | no data | no data | no data
no data | 02-VHHS917 | HP FW to economizer PIT (before LCV) | no data | no data | no data | no data | BFW HP | no data | OPEN | no data | no data | no data | no data
no data | 01-VHHS907 | HP drum LCV bypass | HRSG lower West | no data | no data | no data | BFW HP | no data | CLOSED | no data | no data | no data | no data
no data | 02-VHHS907 | HP drum LCV bypass | HRSG lower West | no data | no data | no data | BFW HP | no data | CLOSED | no data | no data | no data | no data
no data | 01-VHHS901 | HP drum High flow LCV iso | HRSG lower West | no data | no data | no data | BFW HP | no data | OPEN | no data | no data | no data | no data
no data | 02-VHHS901 | HP drum High flow LCV iso | HRSG lower West | no data | no data | no data | BFW HP | no data | OPEN | no data | no data | no data | no data
no data | 01-VHHS | HP drum High flow LCV iso bypass | HRSG lower West | no data | no data | no data | BFW HP | no data | CLOSED | no data | no data | no data | no data
no data | 02-VHHS | HP drum High flow LCV iso bypass | HRSG lower West | no data | no data | no data | BFW HP | no data | CLOSED | no data | no data | no data | no data
no data | 01-VHHS | HP drum High flow LCV iso equalizing valve | HRSG lower West | no data | no data | no data | BFW HP | no data | OPEN | no data | no data | no data | no data
no data | 02-VHHS | HP drum High flow LCV iso equalizing valve | HRSG lower West | no data | no data | no data | BFW HP | no data | OPEN | no data | no data | no data | no data
no data | 01-VHHS903 | HP drum Low flow LCV iso | HRSG lower West | no data | no data | no data | BFW HP | no data | OPEN | no data | no data | no data | no data
no data | 02-VHHS903 | HP drum Low flow LCV iso | HRSG lower West | no data | no data | no data | BFW HP | no data | OPEN | no data | no data | no data | no data
no data | 01-VHHS | HP drum Low flow LCV iso bypass | HRSG lower West | no data | no data | no data | BFW HP | no data | CLOSED | no data | no data | no data | no data
no data | 02-VHHS | HP drum Low flow LCV iso bypass | HRSG lower West | no data | no data | no data | BFW HP | no data | CLOSED | no data | no data | no data | no data
no data | 01-VHHS | HP drum Low flow LCV iso equalizing valve | HRSG lower West | no data | no data | no data | BFW HP | no data | OPEN | no data | no data | no data | no data
no data | 02-VHHS | HP drum Low flow LCV iso equalizing valve | HRSG lower West | no data | no data | no data | BFW HP | no data | OPEN | no data | no data | no data | no data
no data | 01-VHHS857 | HP drum High flow drain | HRSG lower West | no data | no data | no data | BFW HP | no data | CLOSED | no data | no data | no data | no data
no data | 02-VHHS857 | HP drum High flow drain | HRSG lower West | no data | no data | no data | BFW HP | no data | CLOSED | no data | no data | no data | no data
no data | 01-VHHS856 | HP drum High flow drain | HRSG lower West | no data | no data | no data | BFW HP | no data | CLOSED | no data | no data | no data | no data
no data | 02-VHHS856 | HP drum High flow drain | HRSG lower West | no data | no data | no data | BFW HP | no data | CLOSED | no data | no data | no data | no data
no data | 01-VHHS859 | HP drum Low flow drain | HRSG lower West | no data | no data | no data | BFW HP | no data | CLOSED | no data | no data | no data | no data
no data | 02-VHHS859 | HP drum Low flow drain | HRSG lower West | no data | no data | no data | BFW HP | no data | CLOSED | no data | no data | no data | no data
no data | 01-VHHS858 | HP drum Low flow drain | HRSG lower West | no data | no data | no data | BFW HP | no data | CLOSED | no data | no data | no data | no data
no data | 02-VHHS858 | HP drum Low flow drain | HRSG lower West | no data | no data | no data | BFW HP | no data | CLOSED | no data | no data | no data | no data
no data | 01-VHHS902 | HP drum High flow LCV outlet iso | HRSG lower West | no data | no data | no data | BFW HP | no data | OPEN | no data | no data | no data | no data
no data | 02-VHHS902 | HP drum High flow LCV outlet iso | HRSG lower West | no data | no data | no data | BFW HP | no data | OPEN | no data | no data | no data | no data
no data | 01-VHHS | HP drum High flow LCV outlet iso bypass | HRSG lower West | no data | no data | no data | BFW HP | no data | CLOSED | no data | no data | no data | no data
no data | 02-VHHS | HP drum High flow LCV outlet iso bypass | HRSG lower West | no data | no data | no data | BFW HP | no data | CLOSED | no data | no data | no data | no data
no data | 01-VHHS | HP drum High flow LCV outlet iso equalizing | HRSG lower West | no data | no data | no data | BFW HP | no data | OPEN | no data | no data | no data | no data
no data | 02-VHHS | HP drum High flow LCV outlet iso equalizing | HRSG lower West | no data | no data | no data | BFW HP | no data | OPEN | no data | no data | no data | no data
no data | 01-VHHS904 | HP drum Low flow LCV outlet iso | HRSG lower West | no data | no data | no data | BFW HP | no data | OPEN | no data | no data | no data | no data
no data | 02-VHHS904 | HP drum Low flow LCV outlet iso | HRSG lower West | no data | no data | no data | BFW HP | no data | OPEN | no data | no data | no data | no data
no data | 01-VHHS | HP drum Low flow LCV outlet iso bypass | HRSG lower West | no data | no data | no data | BFW HP | no data | CLOSED | no data | no data | no data | no data
no data | 02-VHHS | HP drum Low flow LCV outlet iso bypass | HRSG lower West | no data | no data | no data | BFW HP | no data | CLOSED | no data | no data | no data | no data
no data | 01-VHHS | HP drum Low flow LCV outlet iso equalizing | HRSG lower West | no data | no data | no data | BFW HP | no data | OPEN | no data | no data | no data | no data
no data | 02-VHHS | HP drum Low flow LCV outlet iso equalizing | HRSG lower West | no data | no data | no data | BFW HP | no data | OPEN | no data | no data | no data | no data
no data | 01-VHHS913 | HP drum FW drain before MOV | HRSG lower West | no data | no data | no data | BFW HP | no data | CLOSED | no data | no data | no data | no data
no data | 02-VHHS913 | HP drum FW drain before MOV | HRSG lower West | no data | no data | no data | BFW HP | no data | CLOSED | no data | no data | no data | no data
no data | 01-VHHS912 | HP drum FW drain before MOV | HRSG lower West | no data | no data | no data | BFW HP | no data | CLOSED | no data | no data | no data | no data
no data | 02-VHHS912 | HP drum FW drain before MOV | HRSG lower West | no data | no data | no data | BFW HP | no data | CLOSED | no data | no data | no data | no data
no data | 01-VHHS | MOV 901 bypass | HRSG lower West | no data | no data | no data | BFW HP | no data | CLOSED | no data | no data | no data | no data
no data | 02-VHHS | MOV 901 bypass | HRSG lower West | no data | no data | no data | BFW HP | no data | CLOSED | no data | no data | no data | no data
no data | 01-VHHS | MOV 901 equalizing | HRSG lower West | no data | no data | no data | BFW HP | no data | OPEN | no data | no data | no data | no data
no data | 02-VHHS | MOV 901 equalizing | HRSG lower West | no data | no data | no data | BFW HP | no data | OPEN | no data | no data | no data | no data
no data | 01-VHHS914 | HP economizer inlet PIT (after LCV) | HRSG lower West | no data | no data | no data | BFW HP | no data | OPEN | no data | no data | no data | no data
no data | 02-VHHS914 | HP economizer inlet PIT (after LCV) | HRSG lower West | no data | no data | no data | BFW HP | no data | OPEN | no data | no data | no data | no data
no data | 01-VHHS915 | HP economizer inlet PIT (after LCV) | HRSG lower West | no data | no data | no data | BFW HP | no data | OPEN | no data | no data | no data | no data
no data | 02-VHHS915 | HP economizer inlet PIT (after LCV) | HRSG lower West | no data | no data | no data | BFW HP | no data | OPEN | no data | no data | no data | no data
no data | 01-VHHS961 | HP economizer drain root valves | HRSG lower West | no data | no data | no data | BFW HP | no data | CLOSED | no data | no data | no data | no data
no data | 02-VHHS961 | HP economizer drain root valves | HRSG lower West | no data | no data | no data | BFW HP | no data | CLOSED | no data | no data | no data | no data
no data | 01-VHHS929 | HP economizer drain root valves | HRSG lower West | no data | no data | no data | BFW HP | no data | CLOSED | no data | no data | no data | no data
no data | 02-VHHS929 | HP economizer drain root valves | HRSG lower West | no data | no data | no data | BFW HP | no data | CLOSED | no data | no data | no data | no data
no data | 01-VHHS930 | HP economizer drain root valves | HRSG lower West | no data | no data | no data | BFW HP | no data | CLOSED | no data | no data | no data | no data
no data | 02-VHHS930 | HP economizer drain root valves | HRSG lower West | no data | no data | no data | BFW HP | no data | CLOSED | no data | no data | no data | no data
no data | 01-VHHS931 | HP economizer drain root valves | HRSG lower West | no data | no data | no data | BFW HP | no data | CLOSED | no data | no data | no data | no data
no data | 02-VHHS931 | HP economizer drain root valves | HRSG lower West | no data | no data | no data | BFW HP | no data | CLOSED | no data | no data | no data | no data
no data | 01-VHHS932 | HP economizer drain root valves | HRSG lower West | no data | no data | no data | BFW HP | no data | CLOSED | no data | no data | no data | no data
no data | 02-VHHS932 | HP economizer drain root valves | HRSG lower West | no data | no data | no data | BFW HP | no data | CLOSED | no data | no data | no data | no data
no data | 01-VHHS933 | HP economizer drain root valves | HRSG lower West | no data | no data | no data | BFW HP | no data | CLOSED | no data | no data | no data | no data
no data | 02-VHHS933 | HP economizer drain root valves | HRSG lower West | no data | no data | no data | BFW HP | no data | CLOSED | no data | no data | no data | no data
no data | 01-VHHS934 | HP economizer drain root valves | HRSG lower West | no data | no data | no data | BFW HP | no data | CLOSED | no data | no data | no data | no data
no data | 02-VHHS934 | HP economizer drain root valves | HRSG lower West | no data | no data | no data | BFW HP | no data | CLOSED | no data | no data | no data | no data
no data | 01-VHHS935 | HP economizer drain root valves | HRSG lower West | no data | no data | no data | BFW HP | no data | CLOSED | no data | no data | no data | no data
no data | 02-VHHS935 | HP economizer drain root valves | HRSG lower West | no data | no data | no data | BFW HP | no data | CLOSED | no data | no data | no data | no data
no data | 01-VHHS936 | HP economizer drain root valves | HRSG lower West | no data | no data | no data | BFW HP | no data | CLOSED | no data | no data | no data | no data
no data | 02-VHHS936 | HP economizer drain root valves | HRSG lower West | no data | no data | no data | BFW HP | no data | CLOSED | no data | no data | no data | no data
no data | 01-VHHS937 | HP economizer drain root valves | HRSG lower West | no data | no data | no data | BFW HP | no data | CLOSED | no data | no data | no data | no data
no data | 02-VHHS937 | HP economizer drain root valves | HRSG lower West | no data | no data | no data | BFW HP | no data | CLOSED | no data | no data | no data | no data
no data | 01-VHHS900 | HP economizer drain block valves | HRSG lower West | no data | no data | no data | BFW HP | no data | CLOSED | no data | no data | no data | no data
no data | 02-VHHS900 | HP economizer drain block valves | HRSG lower West | no data | no data | no data | BFW HP | no data | CLOSED | no data | no data | no data | no data
no data | 01-VHHS906 | HP economizer drain block valves | HRSG lower West | no data | no data | no data | BFW HP | no data | CLOSED | no data | no data | no data | no data
no data | 02-VHHS906 | HP economizer drain block valves | HRSG lower West | no data | no data | no data | BFW HP | no data | CLOSED | no data | no data | no data | no data
no data | 01-VHHS938 | HP economizer drain block valves | HRSG lower West | no data | no data | no data | BFW HP | no data | CLOSED | no data | no data | no data | no data
no data | 02-VHHS938 | HP economizer drain block valves | HRSG lower West | no data | no data | no data | BFW HP | no data | CLOSED | no data | no data | no data | no data
no data | 01-VHHS905 | HP economizer drain block valves | HRSG lower West | no data | no data | no data | BFW HP | no data | CLOSED | no data | no data | no data | no data
no data | 02-VHHS905 | HP economizer drain block valves | HRSG lower West | no data | no data | no data | BFW HP | no data | CLOSED | no data | no data | no data | no data
no data | 01-VBFW303 | FW to TCA drain before cooler | HRSG lower West | no data | no data | no data | BFW HP | no data | CLOSED | no data | no data | no data | no data
no data | 02-VBFW303 | FW to TCA drain before cooler | HRSG lower West | no data | no data | no data | BFW HP | no data | CLOSED | no data | no data | no data | no data
no data | 01-VBFW304 | FW to TCA drain before cooler | HRSG lower West | no data | no data | no data | BFW HP | no data | CLOSED | no data | no data | no data | no data
no data | 02-VBFW304 | FW to TCA drain before cooler | HRSG lower West | no data | no data | no data | BFW HP | no data | CLOSED | no data | no data | no data | no data
no data | 01-VBFW700 | PDI across TCA | HRSG lower West | no data | no data | no data | BFW HP | no data | OPEN | no data | no data | no data | no data
no data | 02-VBFW700 | PDI across TCA | HRSG lower West | no data | no data | no data | BFW HP | no data | OPEN | no data | no data | no data | no data
no data | 01-VBFW701 | PDI across TCA | HRSG lower West | no data | no data | no data | BFW HP | no data | OPEN | no data | no data | no data | no data
no data | 02-VBFW701 | PDI across TCA | HRSG lower West | no data | no data | no data | BFW HP | no data | OPEN | no data | no data | no data | no data
no data | 01-VBFW929 | PDI across TCA | HRSG lower West | no data | no data | no data | BFW HP | no data | OPEN | no data | no data | no data | no data
no data | 02-VBFW929 | PDI across TCA | HRSG lower West | no data | no data | no data | BFW HP | no data | OPEN | no data | no data | no data | no data
no data | 01-VBFW928 | PDI across TCA | HRSG lower West | no data | no data | no data | BFW HP | no data | OPEN | no data | no data | no data | no data
no data | 02-VBFW928 | PDI across TCA | HRSG lower West | no data | no data | no data | BFW HP | no data | OPEN | no data | no data | no data | no data
no data | 01-VBFW305 | Drain After TCA coller | HRSG lower West | no data | no data | no data | BFW HP | no data | CLOSED | no data | no data | no data | no data
no data | 02-VBFW305 | Drain After TCA coller | HRSG lower West | no data | no data | no data | BFW HP | no data | CLOSED | no data | no data | no data | no data
no data | 01-VBFW294 | Drain After TCA coller | HRSG lower West | no data | no data | no data | BFW HP | no data | CLOSED | no data | no data | no data | no data
no data | 02-VBFW294 | Drain After TCA coller | HRSG lower West | no data | no data | no data | BFW HP | no data | CLOSED | no data | no data | no data | no data
no data | 01-VHIS901 | IP Economizer Inlet Isolation | HRSG lower | no data | no data | no data | BFW IP | no data | no data | no data | no data | no data | no data
no data | 02-VHIS901 | IP Economizer Inlet Isolation | HRSG lower | no data | no data | no data | BFW IP | no data | no data | no data | no data | no data | no data
no data | 01-VHIS901 | IP Economizer Inlet Isolation bypass | HRSG lower | no data | no data | no data | BFW IP | no data | no data | no data | no data | no data | no data
no data | 02-VHIS901 | IP Economizer Inlet Isolation bypass | HRSG lower | no data | no data | no data | BFW IP | no data | no data | no data | no data | no data | no data
no data | 01-VHIS901 | IP Economizer Inlet Isolation equalizing valve | HRSG lower | no data | no data | no data | BFW IP | no data | no data | no data | no data | no data | no data
no data | 02-VHIS901 | IP Economizer Inlet Isolation equalizing valve | HRSG lower | no data | no data | no data | BFW IP | no data | no data | no data | no data | no data | no data
no data | 01-VHIS919 | IP Economizer inlet drain valves (2) | HRSG lower | no data | no data | no data | BFW IP | no data | no data | no data | no data | no data | no data
no data | 02-VHIS919 | IP Economizer inlet drain valves (2) | HRSG lower | no data | no data | no data | BFW IP | no data | no data | no data | no data | no data | no data
no data | 01-VHIS920 | IP Economizer inlet drain valves (2) | HRSG lower | no data | no data | no data | BFW IP | no data | no data | no data | no data | no data | no data
no data | 02-VHIS920 | IP Economizer inlet drain valves (2) | HRSG lower | no data | no data | no data | BFW IP | no data | no data | no data | no data | no data | no data
no data | 01-VHIS | IP Economizer inlet MOV bypass | HRSG lower | no data | no data | no data | BFW IP | no data | no data | no data | no data | no data | no data
no data | 02-VHIS | IP Economizer inlet MOV bypass | HRSG lower | no data | no data | no data | BFW IP | no data | no data | no data | no data | no data | no data
no data | 01-VHIS | IP Economizer inlet MOV equalizing valve | HRSG lower | no data | no data | no data | BFW IP | no data | no data | no data | no data | no data | no data
no data | 02-VHIS | IP Economizer inlet MOV equalizing valve | HRSG lower | no data | no data | no data | BFW IP | no data | no data | no data | no data | no data | no data
no data | 01-VHIS904 | IP fill line isolation | HRSG lower | no data | no data | no data | BFW IP | no data | no data | no data | no data | no data | no data
no data | 02-VHIS904 | IP fill line isolation | HRSG lower | no data | no data | no data | BFW IP | no data | no data | no data | no data | no data | no data
no data | 01-VHIS906 | IP Economizer Inlet PIT isolation (2) valves | HRSG lower | no data | no data | no data | BFW IP | no data | no data | no data | no data | no data | no data
no data | 02-VHIS906 | IP Economizer Inlet PIT isolation (2) valves | HRSG lower | no data | no data | no data | BFW IP | no data | no data | no data | no data | no data | no data
no data | 01-VHIS907 | IP Economizer Inlet PIT isolation (2) valves | HRSG lower | no data | no data | no data | BFW IP | no data | no data | no data | no data | no data | no data
no data | 02-VHIS907 | IP Economizer Inlet PIT isolation (2) valves | HRSG lower | no data | no data | no data | BFW IP | no data | no data | no data | no data | no data | no data
no data | 01-VHIS910 | IP Economizer Drains (Root) | HRSG lower | no data | no data | no data | BFW IP | no data | no data | no data | no data | no data | no data
no data | 02-VHIS910 | IP Economizer Drains (Root) | HRSG lower | no data | no data | no data | BFW IP | no data | no data | no data | no data | no data | no data
no data | 01-VHIS911 | IP Economizer Drains (Root) | HRSG lower | no data | no data | no data | BFW IP | no data | no data | no data | no data | no data | no data
no data | 02-VHIS911 | IP Economizer Drains (Root) | HRSG lower | no data | no data | no data | BFW IP | no data | no data | no data | no data | no data | no data
no data | 01-VHIS912 | IP Economizer Drains (Root) | HRSG lower | no data | no data | no data | BFW IP | no data | no data | no data | no data | no data | no data
no data | 02-VHIS912 | IP Economizer Drains (Root) | HRSG lower | no data | no data | no data | BFW IP | no data | no data | no data | no data | no data | no data
no data | 01-VHIS913 | IP Economizer Drain (Block) | HRSG lower | no data | no data | no data | BFW IP | no data | no data | no data | no data | no data | no data
no data | 02-VHIS913 | IP Economizer Drain (Block) | HRSG lower | no data | no data | no data | BFW IP | no data | no data | no data | no data | no data | no data
no data | 01-VBFW918 | (2) Flow transmitters (8) valves | no data | no data | no data | no data | BFW IP | no data | OPEN | no data | no data | no data | no data
no data | 02-VBFW918 | (2) Flow transmitters (8) valves | no data | no data | no data | no data | BFW IP | no data | OPEN | no data | no data | no data | no data
no data | 01-VBFW919 | (2) Flow transmitters (8) valves | no data | no data | no data | no data | BFW IP | no data | OPEN | no data | no data | no data | no data
no data | 02-VBFW919 | (2) Flow transmitters (8) valves | no data | no data | no data | no data | BFW IP | no data | OPEN | no data | no data | no data | no data
no data | 01-VBFW820 | (2) Flow transmitters (8) valves | no data | no data | no data | no data | BFW IP | no data | OPEN | no data | no data | no data | no data
no data | 02-VBFW820 | (2) Flow transmitters (8) valves | no data | no data | no data | no data | BFW IP | no data | OPEN | no data | no data | no data | no data
no data | 01-VBFW821 | (2) Flow transmitters (8) valves | no data | no data | no data | no data | BFW IP | no data | OPEN | no data | no data | no data | no data
no data | 02-VBFW821 | (2) Flow transmitters (8) valves | no data | no data | no data | no data | BFW IP | no data | OPEN | no data | no data | no data | no data
no data | 01-VBFW822 | (2) Flow transmitters (8) valves | no data | no data | no data | no data | BFW IP | no data | OPEN | no data | no data | no data | no data
no data | 02-VBFW822 | (2) Flow transmitters (8) valves | no data | no data | no data | no data | BFW IP | no data | OPEN | no data | no data | no data | no data
no data | 01-VBFW823 | (2) Flow transmitters (8) valves | no data | no data | no data | no data | BFW IP | no data | OPEN | no data | no data | no data | no data
no data | 02-VBFW823 | (2) Flow transmitters (8) valves | no data | no data | no data | no data | BFW IP | no data | OPEN | no data | no data | no data | no data
no data | 01-VBFW824 | (2) Flow transmitters (8) valves | no data | no data | no data | no data | BFW IP | no data | OPEN | no data | no data | no data | no data
no data | 02-VBFW824 | (2) Flow transmitters (8) valves | no data | no data | no data | no data | BFW IP | no data | OPEN | no data | no data | no data | no data
no data | 01-VBFW825 | (2) Flow transmitters (8) valves | no data | no data | no data | no data | BFW IP | no data | OPEN | no data | no data | no data | no data
no data | 02-VBFW825 | (2) Flow transmitters (8) valves | no data | no data | no data | no data | BFW IP | no data | OPEN | no data | no data | no data | no data
no data | 01-VBFW960 | Drain before CV | no data | no data | no data | no data | BFW IP | no data | CLOSED | no data | no data | no data | no data
no data | 02-VBFW960 | Drain before CV | no data | no data | no data | no data | BFW IP | no data | CLOSED | no data | no data | no data | no data
no data | 01-VBFW961 | Drain before CV | no data | no data | no data | no data | BFW IP | no data | CLOSED | no data | no data | no data | no data
no data | 02-VBFW961 | Drain before CV | no data | no data | no data | no data | BFW IP | no data | CLOSED | no data | no data | no data | no data
no data | 01-VBFW848 | Strainer Drain (2) valves | no data | no data | no data | no data | BFW IP | no data | CLOSED | no data | no data | no data | no data
no data | 02-VBFW848 | Strainer Drain (2) valves | no data | no data | no data | no data | BFW IP | no data | CLOSED | no data | no data | no data | no data
no data | 01-VBFW849 | Strainer Drain (2) valves | no data | no data | no data | no data | BFW IP | no data | CLOSED | no data | no data | no data | no data
no data | 02-VBFW849 | Strainer Drain (2) valves | no data | no data | no data | no data | BFW IP | no data | CLOSED | no data | no data | no data | no data
no data | 01-VBFW826 | Strainer DPT (4) valves | no data | no data | no data | no data | BFW IP | no data | OPEN | no data | no data | no data | no data
no data | 02-VBFW826 | Strainer DPT (4) valves | no data | no data | no data | no data | BFW IP | no data | OPEN | no data | no data | no data | no data
no data | 01-VBFW827 | Strainer DPT (4) valves | no data | no data | no data | no data | BFW IP | no data | OPEN | no data | no data | no data | no data
no data | 02-VBFW827 | Strainer DPT (4) valves | no data | no data | no data | no data | BFW IP | no data | OPEN | no data | no data | no data | no data
no data | 01-VBFW828 | Strainer DPT (4) valves | no data | no data | no data | no data | BFW IP | no data | OPEN | no data | no data | no data | no data
no data | 02-VBFW828 | Strainer DPT (4) valves | no data | no data | no data | no data | BFW IP | no data | OPEN | no data | no data | no data | no data
no data | 01-VBFW829 | Strainer DPT (4) valves | no data | no data | no data | no data | BFW IP | no data | OPEN | no data | no data | no data | no data
no data | 02-VBFW829 | Strainer DPT (4) valves | no data | no data | no data | no data | BFW IP | no data | OPEN | no data | no data | no data | no data
no data | 01-VBFW930 | After CV iso | no data | no data | no data | no data | BFW IP | no data | OPEN | no data | no data | no data | no data
no data | 02-VBFW930 | After CV iso | no data | no data | no data | no data | BFW IP | no data | OPEN | no data | no data | no data | no data
no data | 01-VBFW962 | Drain after check (2) valves | no data | no data | no data | no data | BFW IP | no data | CLOSED | no data | no data | no data | no data
no data | 02-VBFW962 | Drain after check (2) valves | no data | no data | no data | no data | BFW IP | no data | CLOSED | no data | no data | no data | no data
no data | 01-VBFW963 | Drain after check (2) valves | no data | no data | no data | no data | BFW IP | no data | CLOSED | no data | no data | no data | no data
no data | 02-VBFW963 | Drain after check (2) valves | no data | no data | no data | no data | BFW IP | no data | CLOSED | no data | no data | no data | no data
no data | 01-VBFW394F | BFP "A" suction PIT iso (3) (at the pump) | HRSG lower West | no data | no data | no data | BFW | no data | OPEN | no data | no data | no data | no data
no data | 02-VBFW394F | BFP "A" suction PIT iso (3) (at the pump) | HRSG lower West | no data | no data | no data | BFW | no data | OPEN | no data | no data | no data | no data
no data | 01-VBFWF159F | BFP "A" suction PIT iso (3) (at the pump) | HRSG lower West | no data | no data | no data | BFW | no data | OPEN | no data | no data | no data | no data
no data | 02-VBFWF159F | BFP "A" suction PIT iso (3) (at the pump) | HRSG lower West | no data | no data | no data | BFW | no data | OPEN | no data | no data | no data | no data
no data | 01-VBFWF160F | BFP "A" suction PIT iso (3) (at the pump) | HRSG lower West | no data | no data | no data | BFW | no data | OPEN | no data | no data | no data | no data
no data | 02-VBFWF160F | BFP "A" suction PIT iso (3) (at the pump) | HRSG lower West | no data | no data | no data | BFW | no data | OPEN | no data | no data | no data | no data
no data | 01-nodata | BFP "A" CCW inlet/outlet | HRSG lower West | no data | no data | no data | BFW | no data | no data | no data | no data | no data | no data
no data | 02-nodata | BFP "A" CCW inlet/outlet | HRSG lower West | no data | no data | no data | BFW | no data | no data | no data | no data | no data | no data
no data | 01-VBFW180F | BFP "B" suction PIT iso (3) | HRSG lower West | no data | no data | no data | BFW | no data | OPEN | no data | no data | no data | no data
no data | 02-VBFW180F | BFP "B" suction PIT iso (3) | HRSG lower West | no data | no data | no data | BFW | no data | OPEN | no data | no data | no data | no data
no data | 01-VBFWF179F | BFP "B" suction PIT iso (3) | HRSG lower West | no data | no data | no data | BFW | no data | OPEN | no data | no data | no data | no data
no data | 02-VBFWF179F | BFP "B" suction PIT iso (3) | HRSG lower West | no data | no data | no data | BFW | no data | OPEN | no data | no data | no data | no data
no data | 01-VBFWF395F | BFP "B" suction PIT iso (3) | HRSG lower West | no data | no data | no data | BFW | no data | OPEN | no data | no data | no data | no data
no data | 02-VBFWF395F | BFP "B" suction PIT iso (3) | HRSG lower West | no data | no data | no data | BFW | no data | OPEN | no data | no data | no data | no data
no data | 01-nodata | BFP "B" CCW inlet/outlet | HRSG lower West | no data | no data | no data | BFW | no data | no data | no data | no data | no data | no data
no data | 02-nodata | BFP "B" CCW inlet/outlet | HRSG lower West | no data | no data | no data | BFW | no data | no data | no data | no data | no data | no data
no data | 01-VCND336 | Condensate header pressure transmitters | HRSG lower NW | no data | no data | no data | CND | no data | OPEN | no data | no data | no data | no data
no data | 02-VCND336 | Condensate header pressure transmitters | HRSG lower NW | no data | no data | no data | CND | no data | OPEN | no data | no data | no data | no data
no data | 01-VCND375 | Condensate header pressure transmitters | HRSG lower NW | no data | no data | no data | CND | no data | OPEN | no data | no data | no data | no data
no data | 02-VCND375 | Condensate header pressure transmitters | HRSG lower NW | no data | no data | no data | CND | no data | OPEN | no data | no data | no data | no data
no data | 01-VCND103 | Condensate Dump isolation | HRSG lower NW | no data | no data | no data | CND | no data | CLOSED | no data | no data | no data | no data
no data | 02-VCND103 | Condensate Dump isolation | HRSG lower NW | no data | no data | no data | CND | no data | CLOSED | no data | no data | no data | no data
no data | 01-VCND153 | Drain before condensate dump CV | HRSG lower NW | no data | no data | no data | CND | no data | CLOSED | no data | no data | no data | no data
no data | 02-VCND153 | Drain before condensate dump CV | HRSG lower NW | no data | no data | no data | CND | no data | CLOSED | no data | no data | no data | no data
no data | 01-VCND337 | LP economizer pressure transmitters | HRSG lower NW | no data | no data | no data | CND | no data | OPEN | no data | no data | no data | no data
no data | 02-VCND337 | LP economizer pressure transmitters | HRSG lower NW | no data | no data | no data | CND | no data | OPEN | no data | no data | no data | no data
no data | 01-VCND338 | LP economizer pressure transmitters | HRSG lower NW | no data | no data | no data | CND | no data | OPEN | no data | no data | no data | no data
no data | 02-VCND338 | LP economizer pressure transmitters | HRSG lower NW | no data | no data | no data | CND | no data | OPEN | no data | no data | no data | no data
no data | 01-VHLS902 | Drain before LP Economizer inlet MOV | HRSG lower NW | no data | no data | no data | CND | no data | CLOSED | no data | no data | no data | no data
no data | 02-VHLS902 | Drain before LP Economizer inlet MOV | HRSG lower NW | no data | no data | no data | CND | no data | CLOSED | no data | no data | no data | no data
no data | 01-VHLS903 | Drain before LP Economizer inlet MOV | HRSG lower NW | no data | no data | no data | CND | no data | CLOSED | no data | no data | no data | no data
no data | 02-VHLS903 | Drain before LP Economizer inlet MOV | HRSG lower NW | no data | no data | no data | CND | no data | CLOSED | no data | no data | no data | no data
no data | 01-VHLS | MOV bypass | HRSG lower NW | no data | no data | no data | CND | no data | CLOSED | no data | no data | no data | no data
no data | 02-VHLS | MOV bypass | HRSG lower NW | no data | no data | no data | CND | no data | CLOSED | no data | no data | no data | no data
no data | 01-VHLS803 | Pressure Transmitter isolations | HRSG lower NW | no data | no data | no data | CND | no data | OPEN | no data | no data | no data | no data
no data | 02-VHLS803 | Pressure Transmitter isolations | HRSG lower NW | no data | no data | no data | CND | no data | OPEN | no data | no data | no data | no data
no data | 01-VHLS804 | Pressure Transmitter isolations | HRSG lower NW | no data | no data | no data | CND | no data | OPEN | no data | no data | no data | no data
no data | 02-VHLS804 | Pressure Transmitter isolations | HRSG lower NW | no data | no data | no data | CND | no data | OPEN | no data | no data | no data | no data
no data | 01-VHLS904 | Cold Condensate inlet isolation | HRSG lower NE | no data | no data | no data | CND | no data | OPEN | no data | no data | no data | no data
no data | 02-VHLS904 | Cold Condensate inlet isolation | HRSG lower NE | no data | no data | no data | CND | no data | OPEN | no data | no data | no data | no data
no data | 01-VHLS907 | Cold Condensate outlet isolation | HRSG lower NE | no data | no data | no data | CND | no data | OPEN | no data | no data | no data | no data
no data | 02-VHLS907 | Cold Condensate outlet isolation | HRSG lower NE | no data | no data | no data | CND | no data | OPEN | no data | no data | no data | no data
no data | 01-VHLS905 | Hot Condensate inlet isolation | HRSG lower NE | no data | no data | no data | CND | no data | OPEN | no data | no data | no data | no data
no data | 02-VHLS905 | Hot Condensate inlet isolation | HRSG lower NE | no data | no data | no data | CND | no data | OPEN | no data | no data | no data | no data
no data | 01-VHLS908 | Hot Condensate outlet isolation | HRSG lower NE | no data | no data | no data | CND | no data | OPEN | no data | no data | no data | no data
no data | 02-VHLS908 | Hot Condensate outlet isolation | HRSG lower NE | no data | no data | no data | CND | no data | OPEN | no data | no data | no data | no data
no data | 01-VHLS909 | Cold Condensate bypass around heat exchanger | HRSG lower NE | no data | no data | no data | CND | no data | CLOSED | no data | no data | no data | no data
no data | 02-VHLS909 | Cold Condensate bypass around heat exchanger | HRSG lower NE | no data | no data | no data | CND | no data | CLOSED | no data | no data | no data | no data
no data | 01-VHLS851 | Cold Condensate outlet vent | HRSG lower NE | no data | no data | no data | CND | no data | CLOSED | no data | no data | no data | no data
no data | 02-VHLS851 | Cold Condensate outlet vent | HRSG lower NE | no data | no data | no data | CND | no data | CLOSED | no data | no data | no data | no data
no data | 01-VHLS852 | Cold Condensate outlet vent | HRSG lower NE | no data | no data | no data | CND | no data | CLOSED | no data | no data | no data | no data
no data | 02-VHLS852 | Cold Condensate outlet vent | HRSG lower NE | no data | no data | no data | CND | no data | CLOSED | no data | no data | no data | no data
no data | 01-VHLS829 | Cold condensate drain | HRSG lower NE | no data | no data | no data | CND | no data | CLOSED | no data | no data | no data | no data
no data | 02-VHLS829 | Cold condensate drain | HRSG lower NE | no data | no data | no data | CND | no data | CLOSED | no data | no data | no data | no data
no data | 01-VHLS830 | Cold condensate drain | HRSG lower NE | no data | no data | no data | CND | no data | CLOSED | no data | no data | no data | no data
no data | 02-VHLS830 | Cold condensate drain | HRSG lower NE | no data | no data | no data | CND | no data | CLOSED | no data | no data | no data | no data
no data | 01-VHLS801 | Drain after Heat Exchanger | HRSG lower NE | no data | no data | no data | CND | no data | CLOSED | no data | no data | no data | no data
no data | 02-VHLS801 | Drain after Heat Exchanger | HRSG lower NE | no data | no data | no data | CND | no data | CLOSED | no data | no data | no data | no data
no data | 01-VHLS802 | Drain after Heat Exchanger | HRSG lower NE | no data | no data | no data | CND | no data | CLOSED | no data | no data | no data | no data
no data | 02-VHLS802 | Drain after Heat Exchanger | HRSG lower NE | no data | no data | no data | CND | no data | CLOSED | no data | no data | no data | no data
no data | 01-VHLS807 | Drain after Heat Exchanger | HRSG lower NE | no data | no data | no data | CND | no data | CLOSED | no data | no data | no data | no data
no data | 02-VHLS807 | Drain after Heat Exchanger | HRSG lower NE | no data | no data | no data | CND | no data | CLOSED | no data | no data | no data | no data
no data | 01-VHLS810 | Drain after Heat Exchanger | HRSG lower NE | no data | no data | no data | CND | no data | CLOSED | no data | no data | no data | no data
no data | 02-VHLS810 | Drain after Heat Exchanger | HRSG lower NE | no data | no data | no data | CND | no data | CLOSED | no data | no data | no data | no data
no data | 01-VHLS821 | LP Economizer Drains (Block) | HRSG lower NW | no data | no data | no data | CND | no data | CLOSED | no data | no data | no data | no data
no data | 02-VHLS821 | LP Economizer Drains (Block) | HRSG lower NW | no data | no data | no data | CND | no data | CLOSED | no data | no data | no data | no data
no data | 01-VHLS823 | LP Economizer Drains (Block) | HRSG lower NW | no data | no data | no data | CND | no data | CLOSED | no data | no data | no data | no data
no data | 02-VHLS823 | LP Economizer Drains (Block) | HRSG lower NW | no data | no data | no data | CND | no data | CLOSED | no data | no data | no data | no data
no data | 01-VHLS824 | LP Economizer Drains (Block) | HRSG lower NW | no data | no data | no data | CND | no data | CLOSED | no data | no data | no data | no data
no data | 02-VHLS824 | LP Economizer Drains (Block) | HRSG lower NW | no data | no data | no data | CND | no data | CLOSED | no data | no data | no data | no data
no data | 01-VHLS913 | LP Economizer Drains (Root) | HRSG lower NW | no data | no data | no data | CND | no data | CLOSED | no data | no data | no data | no data
no data | 02-VHLS913 | LP Economizer Drains (Root) | HRSG lower NW | no data | no data | no data | CND | no data | CLOSED | no data | no data | no data | no data
no data | 01-VHLS916 | LP Economizer Drains (Root) | HRSG lower NW | no data | no data | no data | CND | no data | CLOSED | no data | no data | no data | no data
no data | 02-VHLS916 | LP Economizer Drains (Root) | HRSG lower NW | no data | no data | no data | CND | no data | CLOSED | no data | no data | no data | no data
no data | 01-VHLS918 | LP Economizer Drains (Root) | HRSG lower NW | no data | no data | no data | CND | no data | CLOSED | no data | no data | no data | no data
no data | 02-VHLS918 | LP Economizer Drains (Root) | HRSG lower NW | no data | no data | no data | CND | no data | CLOSED | no data | no data | no data | no data
no data | 01-VHLS920 | LP Economizer Drains (Root) | HRSG lower NW | no data | no data | no data | CND | no data | CLOSED | no data | no data | no data | no data
no data | 02-VHLS920 | LP Economizer Drains (Root) | HRSG lower NW | no data | no data | no data | CND | no data | CLOSED | no data | no data | no data | no data
no data | 01-VCND352 | To ECA isolation | HRSG SE | ECA | no data | no data | CND | no data | OPEN | no data | no data | no data | no data
no data | 02-VCND352 | To ECA isolation | HRSG SE | ECA | no data | no data | CND | no data | OPEN | no data | no data | no data | no data
no data | 01-VCND349 | Drain before FCV | HRSG SE | ECA | no data | no data | CND | no data | OPEN | no data | no data | no data | no data
no data | 02-VCND349 | Drain before FCV | HRSG SE | ECA | no data | no data | CND | no data | OPEN | no data | no data | no data | no data
no data | 01-VCND410 | Vent after FCV | HRSG SE | ECA | no data | no data | CND | no data | OPEN | no data | no data | no data | no data
no data | 02-VCND410 | Vent after FCV | HRSG SE | ECA | no data | no data | CND | no data | OPEN | no data | no data | no data | no data
no data | 01-VCND311 | ECA pump"A" suction valve | HRSG SE | ECA | no data | no data | CND | no data | OPEN | no data | no data | no data | no data
no data | 02-VCND311 | ECA pump"A" suction valve | HRSG SE | ECA | no data | no data | CND | no data | OPEN | no data | no data | no data | no data
no data | 01-VCND313 | ECA pump"B" suction valve | HRSG SE | ECA | no data | no data | CND | no data | OPEN | no data | no data | no data | no data
no data | 02-VCND313 | ECA pump"B" suction valve | HRSG SE | ECA | no data | no data | CND | no data | OPEN | no data | no data | no data | no data
no data | 01-VCND359 | ECA pump"A" discharge valve | HRSG SE | ECA | no data | no data | CND | no data | OPEN | no data | no data | no data | no data
no data | 02-VCND359 | ECA pump"A" discharge valve | HRSG SE | ECA | no data | no data | CND | no data | OPEN | no data | no data | no data | no data
no data | 01-VCND314 | ECA pump"B" discharge valve | HRSG SE | ECA | no data | no data | CND | no data | OPEN | no data | no data | no data | no data
no data | 02-VCND314 | ECA pump"B" discharge valve | HRSG SE | ECA | no data | no data | CND | no data | OPEN | no data | no data | no data | no data
no data | 01-VCND357 | ECA pump"A" DP | HRSG SE | ECA | no data | no data | CND | no data | OPEN | no data | no data | no data | no data
no data | 02-VCND357 | ECA pump"A" DP | HRSG SE | ECA | no data | no data | CND | no data | OPEN | no data | no data | no data | no data
no data | 01-VCND342 | ECA pump"A" DP | HRSG SE | ECA | no data | no data | CND | no data | OPEN | no data | no data | no data | no data
no data | 02-VCND342 | ECA pump"A" DP | HRSG SE | ECA | no data | no data | CND | no data | OPEN | no data | no data | no data | no data
no data | 01-nodata | ECA pump"A" drain | HRSG SE | ECA | no data | no data | CND | no data | CLOSED | no data | no data | no data | no data
no data | 02-nodata | ECA pump"A" drain | HRSG SE | ECA | no data | no data | CND | no data | CLOSED | no data | no data | no data | no data
no data | 01-nodata | ECA pump"B" drain | HRSG SE | ECA | no data | no data | CND | no data | CLOSED | no data | no data | no data | no data
no data | 02-nodata | ECA pump"B" drain | HRSG SE | ECA | no data | no data | CND | no data | CLOSED | no data | no data | no data | no data
no data | 01-VCND312 | ECA pump"B" DP | HRSG SE | ECA | no data | no data | CND | no data | OPEN | no data | no data | no data | no data
no data | 02-VCND312 | ECA pump"B" DP | HRSG SE | ECA | no data | no data | CND | no data | OPEN | no data | no data | no data | no data
no data | 01-VCND315 | ECA pump"B" DP | HRSG SE | ECA | no data | no data | CND | no data | OPEN | no data | no data | no data | no data
no data | 02-VCND315 | ECA pump"B" DP | HRSG SE | ECA | no data | no data | CND | no data | OPEN | no data | no data | no data | no data
no data | 01-VCND411 | ECA pump discharge vent | HRSG SE | ECA | no data | no data | CND | no data | CLOSED | no data | no data | no data | no data
no data | 02-VCND411 | ECA pump discharge vent | HRSG SE | ECA | no data | no data | CND | no data | CLOSED | no data | no data | no data | no data
no data | 01-VCND335 | Pressure transmitter | HRSG SE | ECA | no data | no data | CND | no data | OPEN | no data | no data | no data | no data
no data | 02-VCND335 | Pressure transmitter | HRSG SE | ECA | no data | no data | CND | no data | OPEN | no data | no data | no data | no data
no data | 01-VCND197 | 2C cooler drain | HRSG SE | ECA | no data | no data | CND | no data | CLOSED | no data | no data | no data | no data
no data | 02-VCND197 | 2C cooler drain | HRSG SE | ECA | no data | no data | CND | no data | CLOSED | no data | no data | no data | no data
no data | 01-VCND210 | 2C cooler vent | HRSG SE | ECA | no data | no data | CND | no data | CLOSED | no data | no data | no data | no data
no data | 02-VCND210 | 2C cooler vent | HRSG SE | ECA | no data | no data | CND | no data | CLOSED | no data | no data | no data | no data
no data | 01-VCND240 | ECA cooler pressure transmitter | HRSG SE | ECA | no data | no data | CND | no data | OPEN | no data | no data | no data | no data
no data | 02-VCND240 | ECA cooler pressure transmitter | HRSG SE | ECA | no data | no data | CND | no data | OPEN | no data | no data | no data | no data
no data | 01-VCND341 | ECA cooler drain | HRSG SE | ECA | no data | no data | CND | no data | CLOSED | no data | no data | no data | no data
no data | 02-VCND341 | ECA cooler drain | HRSG SE | ECA | no data | no data | CND | no data | CLOSED | no data | no data | no data | no data
no data | 01-VCND407 | ECA cooler vent | HRSG SE | ECA | no data | no data | CND | no data | CLOSED | no data | no data | no data | no data
no data | 02-VCND407 | ECA cooler vent | HRSG SE | ECA | no data | no data | CND | no data | CLOSED | no data | no data | no data | no data
no data | 01-VCND344 | ECA cooler pressure transmitter | HRSG SE | ECA | no data | no data | CND | no data | OPEN | no data | no data | no data | no data
no data | 02-VCND344 | ECA cooler pressure transmitter | HRSG SE | ECA | no data | no data | CND | no data | OPEN | no data | no data | no data | no data
no data | 01-VCND408 | ECA drain | HRSG SE | ECA | no data | no data | CND | no data | CLOSED | no data | no data | no data | no data
no data | 02-VCND408 | ECA drain | HRSG SE | ECA | no data | no data | CND | no data | CLOSED | no data | no data | no data | no data
no data | 01-VCND243 | Isolation to 3-way valve | HRSG SE | ECA | no data | no data | CND | no data | OPEN | no data | no data | no data | no data
no data | 02-VCND243 | Isolation to 3-way valve | HRSG SE | ECA | no data | no data | CND | no data | OPEN | no data | no data | no data | no data
no data | 01-VCND343 | To condensate system isolation | HRSG SE | ECA | no data | no data | CND | no data | OPEN | no data | no data | no data | no data
no data | 02-VCND343 | To condensate system isolation | HRSG SE | ECA | no data | no data | CND | no data | OPEN | no data | no data | no data | no data
no data | 01-VCND348 | Drain after FCV | HRSG SE | ECA | no data | no data | CND | no data | CLOSED | no data | no data | no data | no data
no data | 02-VCND348 | Drain after FCV | HRSG SE | ECA | no data | no data | CND | no data | CLOSED | no data | no data | no data | no data
no data | 01-VCND340 | Isolation after FCV | HRSG SE | ECA | no data | no data | CND | no data | OPEN | no data | no data | no data | no data
no data | 02-VCND340 | Isolation after FCV | HRSG SE | ECA | no data | no data | CND | no data | OPEN | no data | no data | no data | no data
no data | 01-VHBD9806 | LT iso | HRSG NE | BDT | no data | no data | HBD | no data | no data | no data | no data | no data | no data
no data | 02-VHBD9806 | LT iso | HRSG NE | BDT | no data | no data | HBD | no data | no data | no data | no data | no data | no data
no data | 01-VHBD9805 | LT iso | HRSG NE | BDT | no data | no data | HBD | no data | no data | no data | no data | no data | no data
no data | 02-VHBD9805 | LT iso | HRSG NE | BDT | no data | no data | HBD | no data | no data | no data | no data | no data | no data
no data | 01-VHBD9902 | LG drain | HRSG NE | BDT | no data | no data | HBD | no data | no data | no data | no data | no data | no data
no data | 02-VHBD9902 | LG drain | HRSG NE | BDT | no data | no data | HBD | no data | no data | no data | no data | no data | no data
no data | 01-VHBD9903 | LG drain | HRSG NE | BDT | no data | no data | HBD | no data | no data | no data | no data | no data | no data
no data | 02-VHBD9903 | LG drain | HRSG NE | BDT | no data | no data | HBD | no data | no data | no data | no data | no data | no data
no data | 01-VHBD9804 | LG iso | HRSG NE | BDT | no data | no data | HBD | no data | no data | no data | no data | no data | no data
no data | 02-VHBD9804 | LG iso | HRSG NE | BDT | no data | no data | HBD | no data | no data | no data | no data | no data | no data
no data | 01-VHBD9805 | LG iso | HRSG NE | BDT | no data | no data | HBD | no data | no data | no data | no data | no data | no data
no data | 02-VHBD9805 | LG iso | HRSG NE | BDT | no data | no data | HBD | no data | no data | no data | no data | no data | no data
no data | 01-VHBD9802 | PIT | HRSG NE | BDT | no data | no data | HBD | no data | no data | no data | no data | no data | no data
no data | 02-VHBD9802 | PIT | HRSG NE | BDT | no data | no data | HBD | no data | no data | no data | no data | no data | no data
no data | 01-VHBD9904 | BDT Quenching CV iso | HRSG NE | BDT | no data | no data | HBD | no data | no data | no data | no data | no data | no data
no data | 02-VHBD9904 | BDT Quenching CV iso | HRSG NE | BDT | no data | no data | HBD | no data | no data | no data | no data | no data | no data
no data | 01-VHBD9905 | BDT Quenching CV iso | HRSG NE | BDT | no data | no data | HBD | no data | no data | no data | no data | no data | no data
no data | 02-VHBD9905 | BDT Quenching CV iso | HRSG NE | BDT | no data | no data | HBD | no data | no data | no data | no data | no data | no data
no data | 01-VHBD9906 | BDT Quenching CV bypass | HRSG NE | BDT | no data | no data | HBD | no data | no data | no data | no data | no data | no data
no data | 02-VHBD9906 | BDT Quenching CV bypass | HRSG NE | BDT | no data | no data | HBD | no data | no data | no data | no data | no data | no data
no data | 01-VHBD9907 | BDT Quenching line drain | HRSG NE | BDT | no data | no data | HBD | no data | no data | no data | no data | no data | no data
no data | 02-VHBD9907 | BDT Quenching line drain | HRSG NE | BDT | no data | no data | HBD | no data | no data | no data | no data | no data | no data
no data | 01-VHBD9908 | BDT Quenching line drain | HRSG NE | BDT | no data | no data | HBD | no data | no data | no data | no data | no data | no data
no data | 02-VHBD9908 | BDT Quenching line drain | HRSG NE | BDT | no data | no data | HBD | no data | no data | no data | no data | no data | no data
no data | 01-VHBD9901 | BD tank drain | HRSG NE | BDT | no data | no data | HBD | no data | no data | no data | no data | no data | no data
no data | 02-VHBD9901 | BD tank drain | HRSG NE | BDT | no data | no data | HBD | no data | no data | no data | no data | no data | no data
no data | 01-VSWS100 | BD tank sump pump flush water | HRSG NE | BDT | no data | no data | HBD | no data | no data | no data | no data | no data | no data
no data | 02-VSWS100 | BD tank sump pump flush water | HRSG NE | BDT | no data | no data | HBD | no data | no data | no data | no data | no data | no data
no data | 01-VSWS124 | BD tank sump A pump discharge | HRSG NE | BDT | no data | no data | HBD | no data | no data | no data | no data | no data | no data
no data | 02-VSWS124 | BD tank sump A pump discharge | HRSG NE | BDT | no data | no data | HBD | no data | no data | no data | no data | no data | no data
no data | 01-VSWS123 | BD tank sump B pump discharge | HRSG NE | BDT | no data | no data | HBD | no data | no data | no data | no data | no data | no data
no data | 02-VSWS123 | BD tank sump B pump discharge | HRSG NE | BDT | no data | no data | HBD | no data | no data | no data | no data | no data | no data
no data | 01-VSWS112 | BD tank sump pump discharge vent | HRSG NE | BDT | no data | no data | HBD | no data | no data | no data | no data | no data | no data
no data | 02-VSWS112 | BD tank sump pump discharge vent | HRSG NE | BDT | no data | no data | HBD | no data | no data | no data | no data | no data | no data
no data | 01-VBND100 | BD tank sump pump discharge FT | HRSG NE | BDT | no data | no data | HBD | no data | no data | no data | no data | no data | no data
no data | 02-VBND100 | BD tank sump pump discharge FT | HRSG NE | BDT | no data | no data | HBD | no data | no data | no data | no data | no data | no data
no data | 01-VBND101 | BD tank sump pump discharge FT | HRSG NE | BDT | no data | no data | HBD | no data | no data | no data | no data | no data | no data
no data | 02-VBND101 | BD tank sump pump discharge FT | HRSG NE | BDT | no data | no data | HBD | no data | no data | no data | no data | no data | no data
no data | 01-VSWS101 | SW to BDT flow meter | HRSG NE | BDT | no data | no data | HBD | no data | no data | no data | no data | no data | no data
no data | 02-VSWS101 | SW to BDT flow meter | HRSG NE | BDT | no data | no data | HBD | no data | no data | no data | no data | no data | no data
no data | 01-VSWS102 | SW to BDT flow meter | HRSG NE | BDT | no data | no data | HBD | no data | no data | no data | no data | no data | no data
no data | 02-VSWS102 | SW to BDT flow meter | HRSG NE | BDT | no data | no data | HBD | no data | no data | no data | no data | no data | no data
no data | 01-VSWS111 | SW to BDT quenching iso | HRSG NE | BDT | no data | no data | HBD | no data | no data | no data | no data | no data | no data
no data | 02-VSWS111 | SW to BDT quenching iso | HRSG NE | BDT | no data | no data | HBD | no data | no data | no data | no data | no data | no data
no data | 01-VSWS108 | SW to BDT quenching drain | HRSG NE | BDT | no data | no data | HBD | no data | no data | no data | no data | no data | no data
no data | 02-VSWS108 | SW to BDT quenching drain | HRSG NE | BDT | no data | no data | HBD | no data | no data | no data | no data | no data | no data
no data | 01-VSWS109 | SW to HRSG sump pit quenching iso | HRSG NE | BDT | no data | no data | HBD | no data | no data | no data | no data | no data | no data
no data | 02-VSWS109 | SW to HRSG sump pit quenching iso | HRSG NE | BDT | no data | no data | HBD | no data | no data | no data | no data | no data | no data
no data | 01-VSWS110 | SW to HRSG sump pit quenching drain | HRSG NE | BDT | no data | no data | HBD | no data | no data | no data | no data | no data | no data
no data | 02-VSWS110 | SW to HRSG sump pit quenching drain | HRSG NE | BDT | no data | no data | HBD | no data | no data | no data | no data | no data | no data
no data | 01-nodata | HP/IP/LP intermittent blowdown drains | HRSG NE | BDT | no data | no data | HBD | no data | no data | no data | no data | no data | no data
no data | 02-nodata | HP/IP/LP intermittent blowdown drains | HRSG NE | BDT | no data | no data | HBD | no data | no data | no data | no data | no data | no data
no data | 01-VBDN687 | HRSGs sump discharge to WW sump | HRSG NE | BDT | no data | no data | HBD | no data | no data | no data | no data | no data | no data
no data | 02-VBDN687 | HRSGs sump discharge to WW sump | HRSG NE | BDT | no data | no data | HBD | no data | no data | no data | no data | no data | no data
no data | 01-VBDN688 | HRSGs sump discharge to WW sump vent/drain | HRSG NE | BDT | no data | no data | HBD | no data | no data | no data | no data | no data | no data
no data | 02-VBDN688 | HRSGs sump discharge to WW sump vent/drain | HRSG NE | BDT | no data | no data | HBD | no data | no data | no data | no data | no data | no data
no data | 01-VBDN689 | HRSGs sump discharge to WW sump vent/drain | HRSG NE | BDT | no data | no data | HBD | no data | no data | no data | no data | no data | no data
no data | 02-VBDN689 | HRSGs sump discharge to WW sump vent/drain | HRSG NE | BDT | no data | no data | HBD | no data | no data | no data | no data | no data | no data
no data | 01-VBDN613 | HRSGs sump discharge to SW tank | HRSG NE | BDT | no data | no data | HBD | no data | no data | no data | no data | no data | no data
no data | 02-VBDN613 | HRSGs sump discharge to SW tank | HRSG NE | BDT | no data | no data | HBD | no data | no data | no data | no data | no data | no data
no data | 01-VBDN614 | HRSGs sump discharge to SW tank vent/drain | HRSG NE | BDT | no data | no data | HBD | no data | no data | no data | no data | no data | no data
no data | 02-VBDN614 | HRSGs sump discharge to SW tank vent/drain | HRSG NE | BDT | no data | no data | HBD | no data | no data | no data | no data | no data | no data
no data | 01-VBDN615 | HRSGs sump discharge to SW tank vent/drain | HRSG NE | BDT | no data | no data | HBD | no data | no data | no data | no data | no data | no data
no data | 02-VBDN615 | HRSGs sump discharge to SW tank vent/drain | HRSG NE | BDT | no data | no data | HBD | no data | no data | no data | no data | no data | no data
no data | 01-nodata | IP continuous BD manual regulator (BD tank) | HRSG NE | BDT | no data | no data | HBD | no data | no data | no data | no data | no data | no data
no data | 02-nodata | IP continuous BD manual regulator (BD tank) | HRSG NE | BDT | no data | no data | HBD | no data | no data | no data | no data | no data | no data
no data | 01-nodata | LP/IP/HP intermitent BD drains (in the pit) | HRSG NE | BDT | no data | no data | HBD | no data | no data | no data | no data | no data | no data
no data | 02-nodata | LP/IP/HP intermitent BD drains (in the pit) | HRSG NE | BDT | no data | no data | HBD | no data | no data | no data | no data | no data | no data
no data | 01-VAXS133 | Steam to IP Evap vent | HRSG lower | HRSG | no data | no data | AXS | no data | no data | no data | no data | no data | no data
no data | 01-VHIS909 | Steam to IP Evap MOV bypass | HRSG lower | HRSG | no data | no data | AXS | no data | no data | no data | no data | no data | no data
no data | 01-VHIS860 | Steam to IP Evap drain after MOV | HRSG lower | HRSG | no data | no data | AXS | no data | no data | no data | no data | no data | no data
no data | 01-VHIS861 | Steam to IP Evap drain after MOV | HRSG lower | HRSG | no data | no data | AXS | no data | no data | no data | no data | no data | no data
no data | 02-VHIS861 | Steam to IP Evap drain after MOV | HRSG lower | HRSG | no data | no data | AXS | no data | no data | no data | no data | no data | no data
no data | 01-VHS982 | IP superheater outlet sampl | HRSG lower | Sample | no data | no data | no data | no data | no data | no data | no data | no data | no data
no data | 02-VHS982 | IP superheater outlet sampl | HRSG lower | Sample | no data | no data | no data | no data | no data | no data | no data | no data | no data
no data | 01-VHS983 | IP superheater outlet sampl | HRSG lower | Sample | no data | no data | no data | no data | no data | no data | no data | no data | no data
no data | 02-VHS983 | IP superheater outlet sampl | HRSG lower | Sample | no data | no data | no data | no data | no data | no data | no data | no data | no data
no data | 01-VBFW211 | FW to HP interstage atemperator drain | HRSG West Landing | Attemperator HP | no data | no data | no data | no data | CLOSED | no data | no data | no data | no data
no data | 02-VBFW211 | FW to HP interstage atemperator drain | HRSG West Landing | Attemperator HP | no data | no data | no data | no data | CLOSED | no data | no data | no data | no data
no data | 01-VBFW212 | FW to HP interstage atemperator drain | HRSG West Landing | Attemperator HP | no data | no data | no data | no data | CLOSED | no data | no data | no data | no data
no data | 02-VBFW212 | FW to HP interstage atemperator drain | HRSG West Landing | Attemperator HP | no data | no data | no data | no data | CLOSED | no data | no data | no data | no data
no data | 01-VHHS-830 | FW to HP interstage atemperator (2) flow transmitters | HRSG West Landing | Attemperator HP | no data | no data | no data | no data | OPEN | no data | no data | no data | no data
no data | 02-VHHS-830 | FW to HP interstage atemperator (2) flow transmitters | HRSG West Landing | Attemperator HP | no data | no data | no data | no data | OPEN | no data | no data | no data | no data
no data | 01-VHHS831 | FW to HP interstage atemperator (2) flow transmitters | HRSG West Landing | Attemperator HP | no data | no data | no data | no data | OPEN | no data | no data | no data | no data
no data | 02-VHHS831 | FW to HP interstage atemperator (2) flow transmitters | HRSG West Landing | Attemperator HP | no data | no data | no data | no data | OPEN | no data | no data | no data | no data
no data | 01-VHHS832 | FW to HP interstage atemperator (2) flow transmitters | HRSG West Landing | Attemperator HP | no data | no data | no data | no data | OPEN | no data | no data | no data | no data
no data | 02-VHHS832 | FW to HP interstage atemperator (2) flow transmitters | HRSG West Landing | Attemperator HP | no data | no data | no data | no data | OPEN | no data | no data | no data | no data
no data | 01-VHHS833 | FW to HP interstage atemperator (2) flow transmitters | HRSG West Landing | Attemperator HP | no data | no data | no data | no data | OPEN | no data | no data | no data | no data
no data | 02-VHHS833 | FW to HP interstage atemperator (2) flow transmitters | HRSG West Landing | Attemperator HP | no data | no data | no data | no data | OPEN | no data | no data | no data | no data
no data | 01-VHHS834 | FW to HP interstage atemperator (2) flow transmitters | HRSG West Landing | Attemperator HP | no data | no data | no data | no data | OPEN | no data | no data | no data | no data
no data | 02-VHHS834 | FW to HP interstage atemperator (2) flow transmitters | HRSG West Landing | Attemperator HP | no data | no data | no data | no data | OPEN | no data | no data | no data | no data
no data | 01-VHHS835 | FW to HP interstage atemperator (2) flow transmitters | HRSG West Landing | Attemperator HP | no data | no data | no data | no data | OPEN | no data | no data | no data | no data
no data | 02-VHHS835 | FW to HP interstage atemperator (2) flow transmitters | HRSG West Landing | Attemperator HP | no data | no data | no data | no data | OPEN | no data | no data | no data | no data
no data | 01-VHHS836 | FW to HP interstage atemperator (2) flow transmitters | HRSG West Landing | Attemperator HP | no data | no data | no data | no data | OPEN | no data | no data | no data | no data
no data | 02-VHHS836 | FW to HP interstage atemperator (2) flow transmitters | HRSG West Landing | Attemperator HP | no data | no data | no data | no data | OPEN | no data | no data | no data | no data
no data | 01-VHHS837 | FW to HP interstage atemperator (2) flow transmitters | HRSG West Landing | Attemperator HP | no data | no data | no data | no data | OPEN | no data | no data | no data | no data
no data | 02-VHHS837 | FW to HP interstage atemperator (2) flow transmitters | HRSG West Landing | Attemperator HP | no data | no data | no data | no data | OPEN | no data | no data | no data | no data
no data | 01-VHHS-863 | FW to HP interstage atemperator drain (2) valves | HRSG West Landing | Attemperator HP | no data | no data | no data | no data | CLOSED | no data | no data | no data | no data
no data | 02-VHHS-863 | FW to HP interstage atemperator drain (2) valves | HRSG West Landing | Attemperator HP | no data | no data | no data | no data | CLOSED | no data | no data | no data | no data
no data | 01-VHHS864 | FW to HP interstage atemperator drain (2) valves | HRSG West Landing | Attemperator HP | no data | no data | no data | no data | CLOSED | no data | no data | no data | no data
no data | 02-VHHS864 | FW to HP interstage atemperator drain (2) valves | HRSG West Landing | Attemperator HP | no data | no data | no data | no data | CLOSED | no data | no data | no data | no data
no data | 01-VHHS-838 | FW to HP interstage atemperator strainer DP | HRSG West Landing | Attemperator HP | no data | no data | no data | no data | OPEN | no data | no data | no data | no data
no data | 02-VHHS-838 | FW to HP interstage atemperator strainer DP | HRSG West Landing | Attemperator HP | no data | no data | no data | no data | OPEN | no data | no data | no data | no data
no data | 01-VHHS839 | FW to HP interstage atemperator strainer DP | HRSG West Landing | Attemperator HP | no data | no data | no data | no data | OPEN | no data | no data | no data | no data
no data | 02-VHHS839 | FW to HP interstage atemperator strainer DP | HRSG West Landing | Attemperator HP | no data | no data | no data | no data | OPEN | no data | no data | no data | no data
no data | 01-VHHS840 | FW to HP interstage atemperator strainer DP | HRSG West Landing | Attemperator HP | no data | no data | no data | no data | OPEN | no data | no data | no data | no data
no data | 02-VHHS840 | FW to HP interstage atemperator strainer DP | HRSG West Landing | Attemperator HP | no data | no data | no data | no data | OPEN | no data | no data | no data | no data
no data | 01-VHHS841 | FW to HP interstage atemperator strainer DP | HRSG West Landing | Attemperator HP | no data | no data | no data | no data | OPEN | no data | no data | no data | no data
no data | 02-VHHS841 | FW to HP interstage atemperator strainer DP | HRSG West Landing | Attemperator HP | no data | no data | no data | no data | OPEN | no data | no data | no data | no data
no data | 01-VHHS-842 | FW to HP interstage atemperator strainer drain valve | HRSG West Landing | Attemperator HP | no data | no data | no data | no data | CLOSED | no data | no data | no data | no data
no data | 02-VHHS-842 | FW to HP interstage atemperator strainer drain valve | HRSG West Landing | Attemperator HP | no data | no data | no data | no data | CLOSED | no data | no data | no data | no data
no data | 01-VHHS843 | FW to HP interstage atemperator strainer drain valve | HRSG West Landing | Attemperator HP | no data | no data | no data | no data | CLOSED | no data | no data | no data | no data
no data | 02-VHHS843 | FW to HP interstage atemperator strainer drain valve | HRSG West Landing | Attemperator HP | no data | no data | no data | no data | CLOSED | no data | no data | no data | no data
no data | 01-VHHS-844 | FW to HP interstage atemperator iso | HRSG West Landing | Attemperator HP | no data | no data | no data | no data | OPEN | no data | no data | no data | no data
no data | 02-VHHS-844 | FW to HP interstage atemperator iso | HRSG West Landing | Attemperator HP | no data | no data | no data | no data | OPEN | no data | no data | no data | no data
no data | 01-VHHS-865 | FW to HP interstage atemperator vent | HRSG West Landing | Attemperator HP | no data | no data | no data | no data | CLOSED | no data | no data | no data | no data
no data | 02-VHHS-865 | FW to HP interstage atemperator vent | HRSG West Landing | Attemperator HP | no data | no data | no data | no data | CLOSED | no data | no data | no data | no data
no data | 01-VHHS866 | FW to HP interstage atemperator vent | HRSG West Landing | Attemperator HP | no data | no data | no data | no data | CLOSED | no data | no data | no data | no data
no data | 02-VHHS866 | FW to HP interstage atemperator vent | HRSG West Landing | Attemperator HP | no data | no data | no data | no data | CLOSED | no data | no data | no data | no data
no data | 01-VBFW265 | BFP "A" suction iso | Pipe Rack 1st | BFP A | no data | no data | BFW | no data | OPEN | no data | no data | no data | no data
no data | 02-VBFW265 | BFP "A" suction iso | Pipe Rack 1st | BFP A | no data | no data | BFW | no data | OPEN | no data | no data | no data | no data
no data | 01-VBFW394F | BFP "A" suction PIT iso (3) (at the pump) | Pipe Rack 1st | BFP A | no data | no data | BFW | no data | OPEN | no data | no data | no data | no data
no data | 02-VBFW394F | BFP "A" suction PIT iso (3) (at the pump) | Pipe Rack 1st | BFP A | no data | no data | BFW | no data | OPEN | no data | no data | no data | no data
no data | 01-VBFWF159F | BFP "A" suction PIT iso (3) (at the pump) | Pipe Rack 1st | BFP A | no data | no data | BFW | no data | OPEN | no data | no data | no data | no data
no data | 02-VBFWF159F | BFP "A" suction PIT iso (3) (at the pump) | Pipe Rack 1st | BFP A | no data | no data | BFW | no data | OPEN | no data | no data | no data | no data
no data | 01-VBFWF160F | BFP "A" suction PIT iso (3) (at the pump) | Pipe Rack 1st | BFP A | no data | no data | BFW | no data | OPEN | no data | no data | no data | no data
no data | 02-VBFWF160F | BFP "A" suction PIT iso (3) (at the pump) | Pipe Rack 1st | BFP A | no data | no data | BFW | no data | OPEN | no data | no data | no data | no data
no data | 01-VBFW404 | BFP "A" HP discharge PIT iso | Pipe Rack 1st | BFP A | no data | no data | BFW | no data | OPEN | no data | no data | no data | no data
no data | 02-VBFW404 | BFP "A" HP discharge PIT iso | Pipe Rack 1st | BFP A | no data | no data | BFW | no data | OPEN | no data | no data | no data | no data
no data | 01-VBFW405 | BFP "A" HP discharge PIT iso | Pipe Rack 1st | BFP A | no data | no data | BFW | no data | OPEN | no data | no data | no data | no data
no data | 02-VBFW405 | BFP "A" HP discharge PIT iso | Pipe Rack 1st | BFP A | no data | no data | BFW | no data | OPEN | no data | no data | no data | no data
no data | 01-VBFW406 | BFP "A" IP discharge PIT iso | Pipe Rack 1st | BFP A | no data | no data | BFW | no data | OPEN | no data | no data | no data | no data
no data | 02-VBFW406 | BFP "A" IP discharge PIT iso | Pipe Rack 1st | BFP A | no data | no data | BFW | no data | OPEN | no data | no data | no data | no data
no data | 01-VBFW407 | BFP "A" IP discharge PIT iso | Pipe Rack 1st | BFP A | no data | no data | BFW | no data | OPEN | no data | no data | no data | no data
no data | 02-VBFW407 | BFP "A" IP discharge PIT iso | Pipe Rack 1st | BFP A | no data | no data | BFW | no data | OPEN | no data | no data | no data | no data
no data | 01-VBFW430 | BFP "A" IP FW discharge vent (2) valve | Pipe Rack 1st | BFP A | no data | no data | BFW | no data | CLOSED | no data | no data | no data | no data
no data | 02-VBFW430 | BFP "A" IP FW discharge vent (2) valve | Pipe Rack 1st | BFP A | no data | no data | BFW | no data | CLOSED | no data | no data | no data | no data
no data | 01-VBFW506 | BFP "A" IP FW discharge vent (2) valve | Pipe Rack 1st | BFP A | no data | no data | BFW | no data | CLOSED | no data | no data | no data | no data
no data | 02-VBFW506 | BFP "A" IP FW discharge vent (2) valve | Pipe Rack 1st | BFP A | no data | no data | BFW | no data | CLOSED | no data | no data | no data | no data
no data | 01-VBFW269 | BFP "A" IP FW discharge iso | Pipe Rack 1st | BFP A | no data | no data | BFW | no data | OPEN | no data | no data | no data | no data
no data | 02-VBFW269 | BFP "A" IP FW discharge iso | Pipe Rack 1st | BFP A | no data | no data | BFW | no data | OPEN | no data | no data | no data | no data
no data | 01-nodata | BFP "A" IP FW discharge iso bypass | Pipe Rack 1st | BFP A | no data | no data | BFW | no data | CLOSED | no data | no data | no data | no data
no data | 02-nodata | BFP "A" IP FW discharge iso bypass | Pipe Rack 1st | BFP A | no data | no data | BFW | no data | CLOSED | no data | no data | no data | no data
no data | 01-nodata | BFP "A" IP FW discharge iso equalizing valve | Pipe Rack 1st | BFP A | no data | no data | BFW | no data | OPEN | no data | no data | no data | no data
no data | 02-nodata | BFP "A" IP FW discharge iso equalizing valve | Pipe Rack 1st | BFP A | no data | no data | BFW | no data | OPEN | no data | no data | no data | no data
no data | 01-VBFW168 | BFP "A" IP FW discharge drain | Pipe Rack 1st | BFP A | no data | no data | BFW | no data | CLOSED | no data | no data | no data | no data
no data | 02-VBFW168 | BFP "A" IP FW discharge drain | Pipe Rack 1st | BFP A | no data | no data | BFW | no data | CLOSED | no data | no data | no data | no data
no data | 01-VBFW169 | BFP "A" IP FW discharge drain | Pipe Rack 1st | BFP A | no data | no data | BFW | no data | CLOSED | no data | no data | no data | no data
no data | 02-VBFW169 | BFP "A" IP FW discharge drain | Pipe Rack 1st | BFP A | no data | no data | BFW | no data | CLOSED | no data | no data | no data | no data
no data | 01-VBFV | BFP "A" IP FW discharge MOV equalizing valve | Pipe Rack 1st | BFP A | no data | no data | BFW | no data | no data | no data | no data | no data | no data
no data | 02-VBFV | BFP "A" IP FW discharge MOV equalizing valve | Pipe Rack 1st | BFP A | no data | no data | BFW | no data | no data | no data | no data | no data | no data
no data | 01-VBFW181 | BFP "A" HP FW flow meter iso (8) valves | Pipe Rack 1st | BFP A | no data | no data | BFW | no data | OPEN | no data | no data | no data | no data
no data | 02-VBFW181 | BFP "A" HP FW flow meter iso (8) valves | Pipe Rack 1st | BFP A | no data | no data | BFW | no data | OPEN | no data | no data | no data | no data
no data | 01-VBFW182 | BFP "A" HP FW flow meter iso (8) valves | Pipe Rack 1st | BFP A | no data | no data | BFW | no data | OPEN | no data | no data | no data | no data
no data | 02-VBFW182 | BFP "A" HP FW flow meter iso (8) valves | Pipe Rack 1st | BFP A | no data | no data | BFW | no data | OPEN | no data | no data | no data | no data
no data | 01-VBFW183 | BFP "A" HP FW flow meter iso (8) valves | Pipe Rack 1st | BFP A | no data | no data | BFW | no data | OPEN | no data | no data | no data | no data
no data | 02-VBFW183 | BFP "A" HP FW flow meter iso (8) valves | Pipe Rack 1st | BFP A | no data | no data | BFW | no data | OPEN | no data | no data | no data | no data
no data | 01-VBFW184 | BFP "A" HP FW flow meter iso (8) valves | Pipe Rack 1st | BFP A | no data | no data | BFW | no data | OPEN | no data | no data | no data | no data
no data | 02-VBFW184 | BFP "A" HP FW flow meter iso (8) valves | Pipe Rack 1st | BFP A | no data | no data | BFW | no data | OPEN | no data | no data | no data | no data
no data | 01-VBFW185 | BFP "A" HP FW flow meter iso (8) valves | Pipe Rack 1st | BFP A | no data | no data | BFW | no data | OPEN | no data | no data | no data | no data
no data | 02-VBFW185 | BFP "A" HP FW flow meter iso (8) valves | Pipe Rack 1st | BFP A | no data | no data | BFW | no data | OPEN | no data | no data | no data | no data
no data | 01-VBFW186 | BFP "A" HP FW flow meter iso (8) valves | Pipe Rack 1st | BFP A | no data | no data | BFW | no data | OPEN | no data | no data | no data | no data
no data | 02-VBFW186 | BFP "A" HP FW flow meter iso (8) valves | Pipe Rack 1st | BFP A | no data | no data | BFW | no data | OPEN | no data | no data | no data | no data
no data | 01-VBFW187 | BFP "A" HP FW flow meter iso (8) valves | Pipe Rack 1st | BFP A | no data | no data | BFW | no data | OPEN | no data | no data | no data | no data
no data | 02-VBFW187 | BFP "A" HP FW flow meter iso (8) valves | Pipe Rack 1st | BFP A | no data | no data | BFW | no data | OPEN | no data | no data | no data | no data
no data | 01-VBFW188 | BFP "A" HP FW flow meter iso (8) valves | Pipe Rack 1st | BFP A | no data | no data | BFW | no data | OPEN | no data | no data | no data | no data
no data | 02-VBFW188 | BFP "A" HP FW flow meter iso (8) valves | Pipe Rack 1st | BFP A | no data | no data | BFW | no data | OPEN | no data | no data | no data | no data
no data | 01-VBFV189 | BFP "A" HP FW discharge vent (2) valves | Pipe Rack 1st | BFP A | no data | no data | BFW | no data | CLOSED | no data | no data | no data | no data
no data | 02-VBFV189 | BFP "A" HP FW discharge vent (2) valves | Pipe Rack 1st | BFP A | no data | no data | BFW | no data | CLOSED | no data | no data | no data | no data
no data | 01-VBFV190 | BFP "A" HP FW discharge vent (2) valves | Pipe Rack 1st | BFP A | no data | no data | BFW | no data | CLOSED | no data | no data | no data | no data
no data | 02-VBFV190 | BFP "A" HP FW discharge vent (2) valves | Pipe Rack 1st | BFP A | no data | no data | BFW | no data | CLOSED | no data | no data | no data | no data
no data | 01-VBFV192 | BFP "A" HP FW discharge drain (2) valves | Pipe Rack 1st | BFP A | no data | no data | BFW | no data | CLOSED | no data | no data | no data | no data
no data | 02-VBFV192 | BFP "A" HP FW discharge drain (2) valves | Pipe Rack 1st | BFP A | no data | no data | BFW | no data | CLOSED | no data | no data | no data | no data
no data | 01-VBFV193 | BFP "A" HP FW discharge drain (2) valves | Pipe Rack 1st | BFP A | no data | no data | BFW | no data | CLOSED | no data | no data | no data | no data
no data | 02-VBFV193 | BFP "A" HP FW discharge drain (2) valves | Pipe Rack 1st | BFP A | no data | no data | BFW | no data | CLOSED | no data | no data | no data | no data
no data | 01-VBFV271 | BFP "A" HP FW discharge iso | Pipe Rack 1st | BFP A | no data | no data | BFW | no data | OPEN | no data | no data | no data | no data
no data | 02-VBFV271 | BFP "A" HP FW discharge iso | Pipe Rack 1st | BFP A | no data | no data | BFW | no data | OPEN | no data | no data | no data | no data
no data | 01-VBFV271 | BFP "A" HP FW discharge iso equalizing valve | Pipe Rack 1st | BFP A | no data | no data | BFW | no data | OPEN | no data | no data | no data | no data
no data | 02-VBFV271 | BFP "A" HP FW discharge iso equalizing valve | Pipe Rack 1st | BFP A | no data | no data | BFW | no data | OPEN | no data | no data | no data | no data
no data | 01-VBFV271 | BFP "A" HP FW discharge iso bypass | Pipe Rack 1st | BFP A | no data | no data | BFW | no data | CLOSED | no data | no data | no data | no data
no data | 02-VBFV271 | BFP "A" HP FW discharge iso bypass | Pipe Rack 1st | BFP A | no data | no data | BFW | no data | CLOSED | no data | no data | no data | no data
no data | 01-VBFW604 | BFP "A" HP FW discharge vent (2) valves | Pipe Rack 1st | BFP A | no data | no data | BFW | no data | CLOSED | no data | no data | no data | no data
no data | 02-VBFW604 | BFP "A" HP FW discharge vent (2) valves | Pipe Rack 1st | BFP A | no data | no data | BFW | no data | CLOSED | no data | no data | no data | no data
no data | 01-VBFW605 | BFP "A" HP FW discharge vent (2) valves | Pipe Rack 1st | BFP A | no data | no data | BFW | no data | CLOSED | no data | no data | no data | no data
no data | 02-VBFW605 | BFP "A" HP FW discharge vent (2) valves | Pipe Rack 1st | BFP A | no data | no data | BFW | no data | CLOSED | no data | no data | no data | no data
no data | 01-VBFW194 | BFP "A" HP FW discharge drain (2) valves | Pipe Rack 1st | BFP A | no data | no data | BFW | no data | CLOSED | no data | no data | no data | no data
no data | 02-VBFW194 | BFP "A" HP FW discharge drain (2) valves | Pipe Rack 1st | BFP A | no data | no data | BFW | no data | CLOSED | no data | no data | no data | no data
no data | 01-VBFW195 | BFP "A" HP FW discharge drain (2) valves | Pipe Rack 1st | BFP A | no data | no data | BFW | no data | CLOSED | no data | no data | no data | no data
no data | 02-VBFW195 | BFP "A" HP FW discharge drain (2) valves | Pipe Rack 1st | BFP A | no data | no data | BFW | no data | CLOSED | no data | no data | no data | no data
no data | 01-nodata | BFP "A" HP FW discharge MOV equalizing valve | Pipe Rack 1st | BFP A | no data | no data | BFW | no data | OPEN | no data | no data | no data | no data
no data | 02-nodata | BFP "A" HP FW discharge MOV equalizing valve | Pipe Rack 1st | BFP A | no data | no data | BFW | no data | OPEN | no data | no data | no data | no data
no data | 01-VBFW147 | BFP "A" HP FW recirc vent (second pipe rack) | Pipe Rack 2nd | BFP A | no data | no data | BFW | no data | CLOSED | no data | no data | no data | no data
no data | 02-VBFW147 | BFP "A" HP FW recirc vent (second pipe rack) | Pipe Rack 2nd | BFP A | no data | no data | BFW | no data | CLOSED | no data | no data | no data | no data
no data | 01-VBFW150 | BFP "A" HP FW recirc vent (second pipe rack) | Pipe Rack 2nd | BFP A | no data | no data | BFW | no data | CLOSED | no data | no data | no data | no data
no data | 02-VBFW150 | BFP "A" HP FW recirc vent (second pipe rack) | Pipe Rack 2nd | BFP A | no data | no data | BFW | no data | CLOSED | no data | no data | no data | no data
no data | 01-VBFW138 | BFP "A" HP FW recirc drain (under first pipe rack) | Pipe Rack 1st | BFP A | no data | no data | BFW | no data | CLOSED | no data | no data | no data | no data
no data | 02-VBFW138 | BFP "A" HP FW recirc drain (under first pipe rack) | Pipe Rack 1st | BFP A | no data | no data | BFW | no data | CLOSED | no data | no data | no data | no data
no data | 01-VBFW139 | BFP "A" HP FW recirc drain (under first pipe rack) | Pipe Rack 1st | BFP A | no data | no data | BFW | no data | CLOSED | no data | no data | no data | no data
no data | 02-VBFW139 | BFP "A" HP FW recirc drain (under first pipe rack) | Pipe Rack 1st | BFP A | no data | no data | BFW | no data | CLOSED | no data | no data | no data | no data
no data | 01-VHLS924 | BFP suction iso | one level down under LP drum | BFP A/B suction | no data | no data | BFW | no data | OPEN | no data | no data | no data | no data
no data | 02-VHLS924 | BFP suction iso | one level down under LP drum | BFP A/B suction | no data | no data | BFW | no data | OPEN | no data | no data | no data | no data
no data | 01-VBFW149 | BFP suction header drain | Pipe Rack 1st | BFP A/B suction | no data | no data | BFW | no data | CLOSED | no data | no data | no data | no data
no data | 02-VBFW149 | BFP suction header drain | Pipe Rack 1st | BFP A/B suction | no data | no data | BFW | no data | CLOSED | no data | no data | no data | no data
no data | 01-VBFW152 | BFP suction iso | Pipe Rack 1st | BFP A/B suction | no data | no data | BFW | no data | OPEN | no data | no data | no data | no data
no data | 02-VBFW152 | BFP suction iso | Pipe Rack 1st | BFP A/B suction | no data | no data | BFW | no data | OPEN | no data | no data | no data | no data
no data | 01-VBFW132 | BFP suction PIT iso | Pipe Rack 1st | BFP A/B suction | no data | no data | BFW | no data | OPEN | no data | no data | no data | no data
no data | 02-VBFW132 | BFP suction PIT iso | Pipe Rack 1st | BFP A/B suction | no data | no data | BFW | no data | OPEN | no data | no data | no data | no data
no data | 01-VBFW154 | BFP suction strainer DPT | Pipe Rack 1st | BFP A/B suction | no data | no data | BFW | no data | OPEN | no data | no data | no data | no data
no data | 02-VBFW154 | BFP suction strainer DPT | Pipe Rack 1st | BFP A/B suction | no data | no data | BFW | no data | OPEN | no data | no data | no data | no data
no data | 01-VBFW155 | BFP suction strainer DPT | Pipe Rack 1st | BFP A/B suction | no data | no data | BFW | no data | OPEN | no data | no data | no data | no data
no data | 02-VBFW155 | BFP suction strainer DPT | Pipe Rack 1st | BFP A/B suction | no data | no data | BFW | no data | OPEN | no data | no data | no data | no data
no data | 01-VBFW | BFP suction strainer blowdown | Pipe Rack 1st | BFP A/B suction | no data | no data | BFW | no data | CLOSED | no data | no data | no data | no data
no data | 02-VBFW | BFP suction strainer blowdown | Pipe Rack 1st | BFP A/B suction | no data | no data | BFW | no data | CLOSED | no data | no data | no data | no data
no data | 01-VBFW264 | BFP suction from condensate | Pipe Rack 1st | BFP A/B suction | no data | no data | BFW | no data | OPEN | no data | no data | no data | no data
no data | 02-VBFW264 | BFP suction from condensate | Pipe Rack 1st | BFP A/B suction | no data | no data | BFW | no data | OPEN | no data | no data | no data | no data
no data | 01-VBFW266 | BFP "B" suction iso | Pipe Rack 1st | BFP B | no data | no data | BFW | no data | OPEN | no data | no data | no data | no data
no data | 02-VBFW266 | BFP "B" suction iso | Pipe Rack 1st | BFP B | no data | no data | BFW | no data | OPEN | no data | no data | no data | no data
no data | 01-VBFW180F | BFP "B" suction PIT iso (3) | Pipe Rack 1st | BFP B | no data | no data | BFW | no data | OPEN | no data | no data | no data | no data
no data | 02-VBFW180F | BFP "B" suction PIT iso (3) | Pipe Rack 1st | BFP B | no data | no data | BFW | no data | OPEN | no data | no data | no data | no data
no data | 01-VBFWF179F | BFP "B" suction PIT iso (3) | Pipe Rack 1st | BFP B | no data | no data | BFW | no data | OPEN | no data | no data | no data | no data
no data | 02-VBFWF179F | BFP "B" suction PIT iso (3) | Pipe Rack 1st | BFP B | no data | no data | BFW | no data | OPEN | no data | no data | no data | no data
no data | 01-VBFWF395F | BFP "B" suction PIT iso (3) | Pipe Rack 1st | BFP B | no data | no data | BFW | no data | OPEN | no data | no data | no data | no data
no data | 02-VBFWF395F | BFP "B" suction PIT iso (3) | Pipe Rack 1st | BFP B | no data | no data | BFW | no data | OPEN | no data | no data | no data | no data
no data | 01-VBFW177 | BFP "B" HP discharge PIT iso | Pipe Rack 1st | BFP B | no data | no data | BFW | no data | OPEN | no data | no data | no data | no data
no data | 02-VBFW177 | BFP "B" HP discharge PIT iso | Pipe Rack 1st | BFP B | no data | no data | BFW | no data | OPEN | no data | no data | no data | no data
no data | 01-VBFW178 | BFP "B" HP discharge PIT iso | Pipe Rack 1st | BFP B | no data | no data | BFW | no data | OPEN | no data | no data | no data | no data
no data | 02-VBFW178 | BFP "B" HP discharge PIT iso | Pipe Rack 1st | BFP B | no data | no data | BFW | no data | OPEN | no data | no data | no data | no data
no data | 01-VBFW170 | BFP "B" IP discharge PIT iso | Pipe Rack 1st | BFP B | no data | no data | BFW IP | no data | OPEN | no data | no data | no data | no data
no data | 02-VBFW170 | BFP "B" IP discharge PIT iso | Pipe Rack 1st | BFP B | no data | no data | BFW IP | no data | OPEN | no data | no data | no data | no data
no data | 01-VBFW171 | BFP "B" IP discharge PIT iso | Pipe Rack 1st | BFP B | no data | no data | BFW IP | no data | OPEN | no data | no data | no data | no data
no data | 02-VBFW171 | BFP "B" IP discharge PIT iso | Pipe Rack 1st | BFP B | no data | no data | BFW IP | no data | OPEN | no data | no data | no data | no data
no data | 01-VBFW172 | BFP "B" IP FW discharge vent (2) valve | Pipe Rack 1st | BFP B | no data | no data | BFW IP | no data | CLOSED | no data | no data | no data | no data
no data | 02-VBFW172 | BFP "B" IP FW discharge vent (2) valve | Pipe Rack 1st | BFP B | no data | no data | BFW IP | no data | CLOSED | no data | no data | no data | no data
no data | 01-VBFW173 | BFP "B" IP FW discharge vent (2) valve | Pipe Rack 1st | BFP B | no data | no data | BFW IP | no data | CLOSED | no data | no data | no data | no data
no data | 02-VBFW173 | BFP "B" IP FW discharge vent (2) valve | Pipe Rack 1st | BFP B | no data | no data | BFW IP | no data | CLOSED | no data | no data | no data | no data
no data | 01-VBFW270 | BFP "B" IP FW discharge iso | Pipe Rack 1st | BFP B | no data | no data | BFW IP | no data | OPEN | no data | no data | no data | no data
no data | 02-VBFW270 | BFP "B" IP FW discharge iso | Pipe Rack 1st | BFP B | no data | no data | BFW IP | no data | OPEN | no data | no data | no data | no data
no data | 01-VBFW | BFP "B" IP FW discharge iso bypass | Pipe Rack 1st | BFP B | no data | no data | BFW IP | no data | CLOSED | no data | no data | no data | no data
no data | 02-VBFW | BFP "B" IP FW discharge iso bypass | Pipe Rack 1st | BFP B | no data | no data | BFW IP | no data | CLOSED | no data | no data | no data | no data
no data | 01-VBFW | BFP "B" IP FW discharge iso equalizing valve | Pipe Rack 1st | BFP B | no data | no data | BFW IP | no data | OPEN | no data | no data | no data | no data
no data | 02-VBFW | BFP "B" IP FW discharge iso equalizing valve | Pipe Rack 1st | BFP B | no data | no data | BFW IP | no data | OPEN | no data | no data | no data | no data
no data | 01-VBFW175 | BFP "B" IP FW discharge drain | Pipe Rack 1st | BFP B | no data | no data | BFW IP | no data | CLOSED | no data | no data | no data | no data
no data | 02-VBFW175 | BFP "B" IP FW discharge drain | Pipe Rack 1st | BFP B | no data | no data | BFW IP | no data | CLOSED | no data | no data | no data | no data
no data | 01-VBFW176 | BFP "B" IP FW discharge drain | Pipe Rack 1st | BFP B | no data | no data | BFW IP | no data | CLOSED | no data | no data | no data | no data
no data | 02-VBFW176 | BFP "B" IP FW discharge drain | Pipe Rack 1st | BFP B | no data | no data | BFW IP | no data | CLOSED | no data | no data | no data | no data
no data | 01-nodata | BFP "B" IP FW discharge MOV equalizing valve | Pipe Rack 1st | BFP B | no data | no data | BFW IP | no data | OPEN | no data | no data | no data | no data
no data | 02-nodata | BFP "B" IP FW discharge MOV equalizing valve | Pipe Rack 1st | BFP B | no data | no data | BFW IP | no data | OPEN | no data | no data | no data | no data
no data | 01-VBFW219 | BFP "B" HP FW flow meter iso (8) valves | Pipe Rack 1st | BFP B | no data | no data | BFW HP | no data | OPEN | no data | no data | no data | no data
no data | 02-VBFW219 | BFP "B" HP FW flow meter iso (8) valves | Pipe Rack 1st | BFP B | no data | no data | BFW HP | no data | OPEN | no data | no data | no data | no data
no data | 01-VBFW220 | BFP "B" HP FW flow meter iso (8) valves | Pipe Rack 1st | BFP B | no data | no data | BFW HP | no data | OPEN | no data | no data | no data | no data
no data | 02-VBFW220 | BFP "B" HP FW flow meter iso (8) valves | Pipe Rack 1st | BFP B | no data | no data | BFW HP | no data | OPEN | no data | no data | no data | no data
no data | 01-VBFW221 | BFP "B" HP FW flow meter iso (8) valves | Pipe Rack 1st | BFP B | no data | no data | BFW HP | no data | OPEN | no data | no data | no data | no data
no data | 02-VBFW221 | BFP "B" HP FW flow meter iso (8) valves | Pipe Rack 1st | BFP B | no data | no data | BFW HP | no data | OPEN | no data | no data | no data | no data
no data | 01-VBFW222 | BFP "B" HP FW flow meter iso (8) valves | Pipe Rack 1st | BFP B | no data | no data | BFW HP | no data | OPEN | no data | no data | no data | no data
no data | 02-VBFW222 | BFP "B" HP FW flow meter iso (8) valves | Pipe Rack 1st | BFP B | no data | no data | BFW HP | no data | OPEN | no data | no data | no data | no data
no data | 01-VBFW223 | BFP "B" HP FW flow meter iso (8) valves | Pipe Rack 1st | BFP B | no data | no data | BFW HP | no data | OPEN | no data | no data | no data | no data
no data | 02-VBFW223 | BFP "B" HP FW flow meter iso (8) valves | Pipe Rack 1st | BFP B | no data | no data | BFW HP | no data | OPEN | no data | no data | no data | no data
no data | 01-VBFW224 | BFP "B" HP FW flow meter iso (8) valves | Pipe Rack 1st | BFP B | no data | no data | BFW HP | no data | OPEN | no data | no data | no data | no data
no data | 02-VBFW224 | BFP "B" HP FW flow meter iso (8) valves | Pipe Rack 1st | BFP B | no data | no data | BFW HP | no data | OPEN | no data | no data | no data | no data
no data | 01-VBFW225 | BFP "B" HP FW flow meter iso (8) valves | Pipe Rack 1st | BFP B | no data | no data | BFW HP | no data | OPEN | no data | no data | no data | no data
no data | 02-VBFW225 | BFP "B" HP FW flow meter iso (8) valves | Pipe Rack 1st | BFP B | no data | no data | BFW HP | no data | OPEN | no data | no data | no data | no data
no data | 01-VBFW226 | BFP "B" HP FW flow meter iso (8) valves | Pipe Rack 1st | BFP B | no data | no data | BFW HP | no data | OPEN | no data | no data | no data | no data
no data | 02-VBFW226 | BFP "B" HP FW flow meter iso (8) valves | Pipe Rack 1st | BFP B | no data | no data | BFW HP | no data | OPEN | no data | no data | no data | no data
no data | 01-VBFW227 | BFP "B" HP FW discharge vent (2) valves | Pipe Rack 1st | BFP B | no data | no data | BFW HP | no data | CLOSED | no data | no data | no data | no data
no data | 02-VBFW227 | BFP "B" HP FW discharge vent (2) valves | Pipe Rack 1st | BFP B | no data | no data | BFW HP | no data | CLOSED | no data | no data | no data | no data
no data | 01-VBFW228 | BFP "B" HP FW discharge vent (2) valves | Pipe Rack 1st | BFP B | no data | no data | BFW HP | no data | CLOSED | no data | no data | no data | no data
no data | 02-VBFW228 | BFP "B" HP FW discharge vent (2) valves | Pipe Rack 1st | BFP B | no data | no data | BFW HP | no data | CLOSED | no data | no data | no data | no data
no data | 01-VBFW235 | BFP "B" HP FW discharge drain (2) valves | Pipe Rack 1st | BFP B | no data | no data | BFW HP | no data | CLOSED | no data | no data | no data | no data
no data | 02-VBFW235 | BFP "B" HP FW discharge drain (2) valves | Pipe Rack 1st | BFP B | no data | no data | BFW HP | no data | CLOSED | no data | no data | no data | no data
no data | 01-VBFW236 | BFP "B" HP FW discharge drain (2) valves | Pipe Rack 1st | BFP B | no data | no data | BFW HP | no data | CLOSED | no data | no data | no data | no data
no data | 02-VBFW236 | BFP "B" HP FW discharge drain (2) valves | Pipe Rack 1st | BFP B | no data | no data | BFW HP | no data | CLOSED | no data | no data | no data | no data
no data | 01-VBFW272 | BFP "B" HP FW discharge iso | Pipe Rack 1st | BFP B | no data | no data | BFW HP | no data | OPEN | no data | no data | no data | no data
no data | 02-VBFW272 | BFP "B" HP FW discharge iso | Pipe Rack 1st | BFP B | no data | no data | BFW HP | no data | OPEN | no data | no data | no data | no data
no data | 01-VBFW | BFP "B" HP FW discharge iso equalizing valve | Pipe Rack 1st | BFP B | no data | no data | BFW HP | no data | OPEN | no data | no data | no data | no data
no data | 02-VBFW | BFP "B" HP FW discharge iso equalizing valve | Pipe Rack 1st | BFP B | no data | no data | BFW HP | no data | OPEN | no data | no data | no data | no data
no data | 01-VBFW | BFP "B" HP FW discharge iso bypass | Pipe Rack 1st | BFP B | no data | no data | BFW HP | no data | CLOSED | no data | no data | no data | no data
no data | 02-VBFW | BFP "B" HP FW discharge iso bypass | Pipe Rack 1st | BFP B | no data | no data | BFW HP | no data | CLOSED | no data | no data | no data | no data
no data | 01-VBFW606 | BFP "B" HP FW discharge vent (2) valves | Pipe Rack 1st | BFP B | no data | no data | BFW HP | no data | CLOSED | no data | no data | no data | no data
no data | 02-VBFW606 | BFP "B" HP FW discharge vent (2) valves | Pipe Rack 1st | BFP B | no data | no data | BFW HP | no data | CLOSED | no data | no data | no data | no data
no data | 01-VBFW607 | BFP "B" HP FW discharge vent (2) valves | Pipe Rack 1st | BFP B | no data | no data | BFW HP | no data | CLOSED | no data | no data | no data | no data
no data | 02-VBFW607 | BFP "B" HP FW discharge vent (2) valves | Pipe Rack 1st | BFP B | no data | no data | BFW HP | no data | CLOSED | no data | no data | no data | no data
no data | 01-VBFW237 | BFP "B" HP FW discharge drain (2) valves | Pipe Rack 1st | BFP B | no data | no data | BFW HP | no data | CLOSED | no data | no data | no data | no data
no data | 02-VBFW237 | BFP "B" HP FW discharge drain (2) valves | Pipe Rack 1st | BFP B | no data | no data | BFW HP | no data | CLOSED | no data | no data | no data | no data
no data | 01-VBFW238 | BFP "B" HP FW discharge drain (2) valves | Pipe Rack 1st | BFP B | no data | no data | BFW HP | no data | CLOSED | no data | no data | no data | no data
no data | 02-VBFW238 | BFP "B" HP FW discharge drain (2) valves | Pipe Rack 1st | BFP B | no data | no data | BFW HP | no data | CLOSED | no data | no data | no data | no data
no data | 01-VBFW | BFP "B" HP FW discharge MOV equalizing valve | Pipe Rack 1st | BFP B | no data | no data | BFW HP | no data | OPEN | no data | no data | no data | no data
no data | 02-VBFW | BFP "B" HP FW discharge MOV equalizing valve | Pipe Rack 1st | BFP B | no data | no data | BFW HP | no data | OPEN | no data | no data | no data | no data
no data | 01-VBFW209 | BFP "B" HP FW recirc vent (second pipe rack) | Pipe Rack 1st | BFP B | no data | no data | BFW HP | no data | CLOSED | no data | no data | no data | no data
no data | 02-VBFW209 | BFP "B" HP FW recirc vent (second pipe rack) | Pipe Rack 1st | BFP B | no data | no data | BFW HP | no data | CLOSED | no data | no data | no data | no data
no data | 01-VBFW210 | BFP "B" HP FW recirc vent (second pipe rack) | Pipe Rack 1st | BFP B | no data | no data | BFW HP | no data | CLOSED | no data | no data | no data | no data
no data | 02-VBFW210 | BFP "B" HP FW recirc vent (second pipe rack) | Pipe Rack 1st | BFP B | no data | no data | BFW HP | no data | CLOSED | no data | no data | no data | no data
no data | 01-VBFW267 | BFP "B" HP FW recirc drain (under first pipe rack) | Pipe Rack 1st | BFP B | no data | no data | BFW HP | no data | CLOSED | no data | no data | no data | no data
no data | 02-VBFW267 | BFP "B" HP FW recirc drain (under first pipe rack) | Pipe Rack 1st | BFP B | no data | no data | BFW HP | no data | CLOSED | no data | no data | no data | no data
no data | 01-VBFW337 | BFP "B" HP FW recirc drain (under first pipe rack) | Pipe Rack 1st | BFP B | no data | no data | BFW HP | no data | CLOSED | no data | no data | no data | no data
no data | 02-VBFW337 | BFP "B" HP FW recirc drain (under first pipe rack) | Pipe Rack 1st | BFP B | no data | no data | BFW HP | no data | CLOSED | no data | no data | no data | no data
no data | 01-VBFW416 | IP FW header Vent | Pipe Rack 1st | HRSG/ IP Drum | no data | no data | BFW IP | no data | CLOSED | no data | no data | no data | no data
no data | 02-VBFW416 | IP FW header Vent | Pipe Rack 1st | HRSG/ IP Drum | no data | no data | BFW IP | no data | CLOSED | no data | no data | no data | no data
no data | 01-VBFW417 | IP FW header Vent | Pipe Rack 1st | HRSG/ IP Drum | no data | no data | BFW IP | no data | CLOSED | no data | no data | no data | no data
no data | 02-VBFW417 | IP FW header Vent | Pipe Rack 1st | HRSG/ IP Drum | no data | no data | BFW IP | no data | CLOSED | no data | no data | no data | no data
no data | 01-VHIS918 | IP economizer Vent | HRSG upper | HRSG/ IP Drum | no data | no data | BFW IP | no data | OPEN | no data | no data | no data | no data
no data | 02-VHIS918 | IP economizer Vent | HRSG upper | HRSG/ IP Drum | no data | no data | BFW IP | no data | OPEN | no data | no data | no data | no data
no data | 01-VHIS915 | IP Economizer Vents (Root) | HRSG upper | HRSG/ IP Drum | no data | no data | BFW IP | no data | CLOSED | no data | no data | no data | no data
no data | 02-VHIS915 | IP Economizer Vents (Root) | HRSG upper | HRSG/ IP Drum | no data | no data | BFW IP | no data | CLOSED | no data | no data | no data | no data
no data | 01-VHIS917 | IP Economizer Vents (Root) | HRSG upper | HRSG/ IP Drum | no data | no data | BFW IP | no data | CLOSED | no data | no data | no data | no data
no data | 02-VHIS917 | IP Economizer Vents (Root) | HRSG upper | HRSG/ IP Drum | no data | no data | BFW IP | no data | CLOSED | no data | no data | no data | no data
no data | 01-VHIS922 | FW to IP drum PIT (2) iso valves | HRSG upper | HRSG/ IP Drum | no data | no data | BFW IP | no data | OPEN | no data | no data | no data | no data
no data | 02-VHIS922 | FW to IP drum PIT (2) iso valves | HRSG upper | HRSG/ IP Drum | no data | no data | BFW IP | no data | OPEN | no data | no data | no data | no data
no data | 01-VHIS923 | FW to IP drum PIT (2) iso valves | HRSG upper | HRSG/ IP Drum | no data | no data | BFW IP | no data | OPEN | no data | no data | no data | no data
no data | 02-VHIS923 | FW to IP drum PIT (2) iso valves | HRSG upper | HRSG/ IP Drum | no data | no data | BFW IP | no data | OPEN | no data | no data | no data | no data
no data | 01-VHIS924 | FW to IP drum FT (8) iso valves, 2 transmitters | HRSG upper | HRSG/ IP Drum | no data | no data | BFW IP | no data | OPEN | no data | no data | no data | no data
no data | 02-VHIS924 | FW to IP drum FT (8) iso valves, 2 transmitters | HRSG upper | HRSG/ IP Drum | no data | no data | BFW IP | no data | OPEN | no data | no data | no data | no data
no data | 01-VHIS925 | FW to IP drum FT (8) iso valves, 2 transmitters | HRSG upper | HRSG/ IP Drum | no data | no data | BFW IP | no data | OPEN | no data | no data | no data | no data
no data | 02-VHIS925 | FW to IP drum FT (8) iso valves, 2 transmitters | HRSG upper | HRSG/ IP Drum | no data | no data | BFW IP | no data | OPEN | no data | no data | no data | no data
no data | 01-VHIS926 | FW to IP drum FT (8) iso valves, 2 transmitters | HRSG upper | HRSG/ IP Drum | no data | no data | BFW IP | no data | OPEN | no data | no data | no data | no data
no data | 02-VHIS926 | FW to IP drum FT (8) iso valves, 2 transmitters | HRSG upper | HRSG/ IP Drum | no data | no data | BFW IP | no data | OPEN | no data | no data | no data | no data
no data | 01-VHIS927 | FW to IP drum FT (8) iso valves, 2 transmitters | HRSG upper | HRSG/ IP Drum | no data | no data | BFW IP | no data | OPEN | no data | no data | no data | no data
no data | 02-VHIS927 | FW to IP drum FT (8) iso valves, 2 transmitters | HRSG upper | HRSG/ IP Drum | no data | no data | BFW IP | no data | OPEN | no data | no data | no data | no data
no data | 01-VHIS928 | FW to IP drum FT (8) iso valves, 2 transmitters | HRSG upper | HRSG/ IP Drum | no data | no data | BFW IP | no data | OPEN | no data | no data | no data | no data
no data | 02-VHIS928 | FW to IP drum FT (8) iso valves, 2 transmitters | HRSG upper | HRSG/ IP Drum | no data | no data | BFW IP | no data | OPEN | no data | no data | no data | no data
no data | 01-VHIS929 | FW to IP drum FT (8) iso valves, 2 transmitters | HRSG upper | HRSG/ IP Drum | no data | no data | BFW IP | no data | OPEN | no data | no data | no data | no data
no data | 02-VHIS929 | FW to IP drum FT (8) iso valves, 2 transmitters | HRSG upper | HRSG/ IP Drum | no data | no data | BFW IP | no data | OPEN | no data | no data | no data | no data
no data | 01-VHIS930 | FW to IP drum FT (8) iso valves, 2 transmitters | HRSG upper | HRSG/ IP Drum | no data | no data | BFW IP | no data | OPEN | no data | no data | no data | no data
no data | 02-VHIS930 | FW to IP drum FT (8) iso valves, 2 transmitters | HRSG upper | HRSG/ IP Drum | no data | no data | BFW IP | no data | OPEN | no data | no data | no data | no data
no data | 01-VHIS931 | FW to IP drum FT (8) iso valves, 2 transmitters | HRSG upper | HRSG/ IP Drum | no data | no data | BFW IP | no data | OPEN | no data | no data | no data | no data
no data | 02-VHIS931 | FW to IP drum FT (8) iso valves, 2 transmitters | HRSG upper | HRSG/ IP Drum | no data | no data | BFW IP | no data | OPEN | no data | no data | no data | no data
no data | 01-VHIS934 | FW to IP drum before CV isolation | HRSG upper | HRSG/ IP Drum | no data | no data | BFW IP | no data | OPEN | no data | no data | no data | no data
no data | 02-VHIS934 | FW to IP drum before CV isolation | HRSG upper | HRSG/ IP Drum | no data | no data | BFW IP | no data | OPEN | no data | no data | no data | no data
no data | 01-VHIS934 | FW to IP drum before CV isolation bypass | HRSG upper | HRSG/ IP Drum | no data | no data | BFW IP | no data | CLOSED | no data | no data | no data | no data
no data | 02-VHIS934 | FW to IP drum before CV isolation bypass | HRSG upper | HRSG/ IP Drum | no data | no data | BFW IP | no data | CLOSED | no data | no data | no data | no data
no data | 01-VHIS934 | FW to IP drum before CV isolation equalizing | HRSG upper | HRSG/ IP Drum | no data | no data | BFW IP | no data | OPEN | no data | no data | no data | no data
no data | 02-VHIS934 | FW to IP drum before CV isolation equalizing | HRSG upper | HRSG/ IP Drum | no data | no data | BFW IP | no data | OPEN | no data | no data | no data | no data
no data | 01-VHIS936 | FW to IP drum CV bypass | HRSG upper | HRSG/ IP Drum | no data | no data | BFW IP | no data | CLOSED | no data | no data | no data | no data
no data | 02-VHIS936 | FW to IP drum CV bypass | HRSG upper | HRSG/ IP Drum | no data | no data | BFW IP | no data | CLOSED | no data | no data | no data | no data
no data | 01-VHIS935 | FW to IP drum after CV isolation | HRSG upper | HRSG/ IP Drum | no data | no data | BFW IP | no data | OPEN | no data | no data | no data | no data
no data | 02-VHIS935 | FW to IP drum after CV isolation | HRSG upper | HRSG/ IP Drum | no data | no data | BFW IP | no data | OPEN | no data | no data | no data | no data
no data | 01-VHIS935 | FW to IP drum after CV isolation bypass | HRSG upper | HRSG/ IP Drum | no data | no data | BFW IP | no data | CLOSED | no data | no data | no data | no data
no data | 02-VHIS935 | FW to IP drum after CV isolation bypass | HRSG upper | HRSG/ IP Drum | no data | no data | BFW IP | no data | CLOSED | no data | no data | no data | no data
no data | 01-VHIS935 | FW to IP drum after CV isolation equalizing | HRSG upper | HRSG/ IP Drum | no data | no data | BFW IP | no data | OPEN | no data | no data | no data | no data
no data | 02-VHIS935 | FW to IP drum after CV isolation equalizing | HRSG upper | HRSG/ IP Drum | no data | no data | BFW IP | no data | OPEN | no data | no data | no data | no data
no data | 01-VHIS933 | Drain before CV | HRSG upper | HRSG/ IP Drum | no data | no data | BFW IP | no data | CLOSED | no data | no data | no data | no data
no data | 02-VHIS933 | Drain before CV | HRSG upper | HRSG/ IP Drum | no data | no data | BFW IP | no data | CLOSED | no data | no data | no data | no data
no data | 01-VHIS932 | Drain before CV | HRSG upper | HRSG/ IP Drum | no data | no data | BFW IP | no data | CLOSED | no data | no data | no data | no data
no data | 02-VHIS932 | Drain before CV | HRSG upper | HRSG/ IP Drum | no data | no data | BFW IP | no data | CLOSED | no data | no data | no data | no data
no data | 01-VHIS854 | Drain before CV Iso valve | HRSG upper | HRSG/ IP Drum | no data | no data | BFW IP | no data | CLOSED | no data | no data | no data | no data
no data | 02-VHIS854 | Drain before CV Iso valve | HRSG upper | HRSG/ IP Drum | no data | no data | BFW IP | no data | CLOSED | no data | no data | no data | no data
no data | 01-VHIS855 | Drain before CV Iso valve | HRSG upper | HRSG/ IP Drum | no data | no data | BFW IP | no data | CLOSED | no data | no data | no data | no data
no data | 02-VHIS855 | Drain before CV Iso valve | HRSG upper | HRSG/ IP Drum | no data | no data | BFW IP | no data | CLOSED | no data | no data | no data | no data
no data | 01-VHIS937 | Drain after CV | HRSG upper | HRSG/ IP Drum | no data | no data | BFW IP | no data | CLOSED | no data | no data | no data | no data
no data | 02-VHIS937 | Drain after CV | HRSG upper | HRSG/ IP Drum | no data | no data | BFW IP | no data | CLOSED | no data | no data | no data | no data
no data | 01-VHIS938 | Drain after CV | HRSG upper | HRSG/ IP Drum | no data | no data | BFW IP | no data | CLOSED | no data | no data | no data | no data
no data | 02-VHIS938 | Drain after CV | HRSG upper | HRSG/ IP Drum | no data | no data | BFW IP | no data | CLOSED | no data | no data | no data | no data
no data | 01-VHIS992 | Phosphate injection iso | HRSG upper West | HRSG/ IP Drum | no data | no data | HIS | no data | OPEN | no data | no data | no data | no data
no data | 02-VHIS992 | Phosphate injection iso | HRSG upper West | HRSG/ IP Drum | no data | no data | HIS | no data | OPEN | no data | no data | no data | no data
no data | 01-VHIS950 | Level Transmitter | HRSG upper West | HRSG/ IP Drum | no data | no data | HIS | no data | OPEN | no data | no data | no data | no data
no data | 02-VHIS950 | Level Transmitter | HRSG upper West | HRSG/ IP Drum | no data | no data | HIS | no data | OPEN | no data | no data | no data | no data
no data | 01-VHIS951 | Level Transmitter | HRSG upper West | HRSG/ IP Drum | no data | no data | HIS | no data | OPEN | no data | no data | no data | no data
no data | 02-VHIS951 | Level Transmitter | HRSG upper West | HRSG/ IP Drum | no data | no data | HIS | no data | OPEN | no data | no data | no data | no data
no data | 01-VHIS952 | Level Transmitter | HRSG upper West | HRSG/ IP Drum | no data | no data | HIS | no data | OPEN | no data | no data | no data | no data
no data | 02-VHIS952 | Level Transmitter | HRSG upper West | HRSG/ IP Drum | no data | no data | HIS | no data | OPEN | no data | no data | no data | no data
no data | 01-VHIS953 | Level Transmitter | HRSG upper West | HRSG/ IP Drum | no data | no data | HIS | no data | OPEN | no data | no data | no data | no data
no data | 02-VHIS953 | Level Transmitter | HRSG upper West | HRSG/ IP Drum | no data | no data | HIS | no data | OPEN | no data | no data | no data | no data
no data | 01-VHIS939 | Level Element | HRSG upper West | HRSG/ IP Drum | no data | no data | HIS | no data | OPEN | no data | no data | no data | no data
no data | 02-VHIS939 | Level Element | HRSG upper West | HRSG/ IP Drum | no data | no data | HIS | no data | OPEN | no data | no data | no data | no data
no data | 01-VHIS940 | Level Element | HRSG upper West | HRSG/ IP Drum | no data | no data | HIS | no data | OPEN | no data | no data | no data | no data
no data | 02-VHIS940 | Level Element | HRSG upper West | HRSG/ IP Drum | no data | no data | HIS | no data | OPEN | no data | no data | no data | no data
no data | 01-VHIS993 | Level Element | HRSG upper West | HRSG/ IP Drum | no data | no data | HIS | no data | OPEN | no data | no data | no data | no data
no data | 02-VHIS993 | Level Element | HRSG upper West | HRSG/ IP Drum | no data | no data | HIS | no data | OPEN | no data | no data | no data | no data
no data | 01-VHIS979 | Level Element | HRSG upper West | HRSG/ IP Drum | no data | no data | HIS | no data | OPEN | no data | no data | no data | no data
no data | 02-VHIS979 | Level Element | HRSG upper West | HRSG/ IP Drum | no data | no data | HIS | no data | OPEN | no data | no data | no data | no data
no data | 01-VHIS | Level Gauge (2) valves | HRSG upper West | HRSG/ IP Drum | no data | no data | HIS | no data | OPEN | no data | no data | no data | no data
no data | 02-VHIS | Level Gauge (2) valves | HRSG upper West | HRSG/ IP Drum | no data | no data | HIS | no data | OPEN | no data | no data | no data | no data
no data | 01-VHIS941 | Level instrumnt blowdown | HRSG upper West | HRSG/ IP Drum | no data | no data | HIS | no data | CLOSED | no data | no data | no data | no data
no data | 02-VHIS941 | Level instrumnt blowdown | HRSG upper West | HRSG/ IP Drum | no data | no data | HIS | no data | CLOSED | no data | no data | no data | no data
no data | 01-VHIS942 | Level instrumnt blowdown | HRSG upper West | HRSG/ IP Drum | no data | no data | HIS | no data | CLOSED | no data | no data | no data | no data
no data | 02-VHIS942 | Level instrumnt blowdown | HRSG upper West | HRSG/ IP Drum | no data | no data | HIS | no data | CLOSED | no data | no data | no data | no data
no data | 01-VHIS944 | Level instrumnt blowdown | HRSG upper West | HRSG/ IP Drum | no data | no data | HIS | no data | CLOSED | no data | no data | no data | no data
no data | 02-VHIS944 | Level instrumnt blowdown | HRSG upper West | HRSG/ IP Drum | no data | no data | HIS | no data | CLOSED | no data | no data | no data | no data
no data | 01-VHIS954 | Level Transmitter (8) iso valves, 2 transmitters | HRSG upper East | HRSG/ IP Drum | no data | no data | HIS | no data | OPEN | no data | no data | no data | no data
no data | 02-VHIS954 | Level Transmitter (8) iso valves, 2 transmitters | HRSG upper East | HRSG/ IP Drum | no data | no data | HIS | no data | OPEN | no data | no data | no data | no data
no data | 01-VHIS955 | Level Transmitter (8) iso valves, 2 transmitters | HRSG upper East | HRSG/ IP Drum | no data | no data | HIS | no data | OPEN | no data | no data | no data | no data
no data | 02-VHIS955 | Level Transmitter (8) iso valves, 2 transmitters | HRSG upper East | HRSG/ IP Drum | no data | no data | HIS | no data | OPEN | no data | no data | no data | no data
no data | 01-VHIS956 | Level Transmitter (8) iso valves, 2 transmitters | HRSG upper East | HRSG/ IP Drum | no data | no data | HIS | no data | OPEN | no data | no data | no data | no data
no data | 02-VHIS956 | Level Transmitter (8) iso valves, 2 transmitters | HRSG upper East | HRSG/ IP Drum | no data | no data | HIS | no data | OPEN | no data | no data | no data | no data
no data | 01-VHIS957 | Level Transmitter (8) iso valves, 2 transmitters | HRSG upper East | HRSG/ IP Drum | no data | no data | HIS | no data | OPEN | no data | no data | no data | no data
no data | 02-VHIS957 | Level Transmitter (8) iso valves, 2 transmitters | HRSG upper East | HRSG/ IP Drum | no data | no data | HIS | no data | OPEN | no data | no data | no data | no data
no data | 01-VHIS958 | Level Transmitter (8) iso valves, 2 transmitters | HRSG upper East | HRSG/ IP Drum | no data | no data | HIS | no data | OPEN | no data | no data | no data | no data
no data | 02-VHIS958 | Level Transmitter (8) iso valves, 2 transmitters | HRSG upper East | HRSG/ IP Drum | no data | no data | HIS | no data | OPEN | no data | no data | no data | no data
no data | 01-VHIS959 | Level Transmitter (8) iso valves, 2 transmitters | HRSG upper East | HRSG/ IP Drum | no data | no data | HIS | no data | OPEN | no data | no data | no data | no data
no data | 02-VHIS959 | Level Transmitter (8) iso valves, 2 transmitters | HRSG upper East | HRSG/ IP Drum | no data | no data | HIS | no data | OPEN | no data | no data | no data | no data
no data | 01-VHIS960 | Level Transmitter (8) iso valves, 2 transmitters | HRSG upper East | HRSG/ IP Drum | no data | no data | HIS | no data | OPEN | no data | no data | no data | no data
no data | 02-VHIS960 | Level Transmitter (8) iso valves, 2 transmitters | HRSG upper East | HRSG/ IP Drum | no data | no data | HIS | no data | OPEN | no data | no data | no data | no data
no data | 01-VHIS961 | Level Transmitter (8) iso valves, 2 transmitters | HRSG upper East | HRSG/ IP Drum | no data | no data | HIS | no data | OPEN | no data | no data | no data | no data
no data | 02-VHIS961 | Level Transmitter (8) iso valves, 2 transmitters | HRSG upper East | HRSG/ IP Drum | no data | no data | HIS | no data | OPEN | no data | no data | no data | no data
no data | 01-VHIS943 | Level Element | HRSG upper East | HRSG/ IP Drum | no data | no data | HIS | no data | OPEN | no data | no data | no data | no data
no data | 02-VHIS943 | Level Element | HRSG upper East | HRSG/ IP Drum | no data | no data | HIS | no data | OPEN | no data | no data | no data | no data
no data | 01-VHIS948 | Level Element | HRSG upper East | HRSG/ IP Drum | no data | no data | HIS | no data | OPEN | no data | no data | no data | no data
no data | 02-VHIS948 | Level Element | HRSG upper East | HRSG/ IP Drum | no data | no data | HIS | no data | OPEN | no data | no data | no data | no data
no data | 01-VHIS947 | Level Element | HRSG upper East | HRSG/ IP Drum | no data | no data | HIS | no data | OPEN | no data | no data | no data | no data
no data | 02-VHIS947 | Level Element | HRSG upper East | HRSG/ IP Drum | no data | no data | HIS | no data | OPEN | no data | no data | no data | no data
no data | 01-VHIS949 | Level Element | HRSG upper East | HRSG/ IP Drum | no data | no data | HIS | no data | OPEN | no data | no data | no data | no data
no data | 02-VHIS949 | Level Element | HRSG upper East | HRSG/ IP Drum | no data | no data | HIS | no data | OPEN | no data | no data | no data | no data
no data | 01-VHIS | Level Gauge | HRSG upper East | HRSG/ IP Drum | no data | no data | HIS | no data | OPEN | no data | no data | no data | no data
no data | 02-VHIS | Level Gauge | HRSG upper East | HRSG/ IP Drum | no data | no data | HIS | no data | OPEN | no data | no data | no data | no data
no data | 01-VHIS945 | Level instrumnt blowdown | HRSG upper East | HRSG/ IP Drum | no data | no data | HIS | no data | CLOSED | no data | no data | no data | no data
no data | 02-VHIS945 | Level instrumnt blowdown | HRSG upper East | HRSG/ IP Drum | no data | no data | HIS | no data | CLOSED | no data | no data | no data | no data
no data | 01-VHIS946 | Level instrumnt blowdown | HRSG upper East | HRSG/ IP Drum | no data | no data | HIS | no data | CLOSED | no data | no data | no data | no data
no data | 02-VHIS946 | Level instrumnt blowdown | HRSG upper East | HRSG/ IP Drum | no data | no data | HIS | no data | CLOSED | no data | no data | no data | no data
no data | 01-VHIS846 | 4 vents to atmosphere (8) iso valves | Top of the IP drum | HRSG/ IP Drum | no data | no data | HIS | no data | OPEN | no data | no data | no data | no data
no data | 02-VHIS846 | 4 vents to atmosphere (8) iso valves | Top of the IP drum | HRSG/ IP Drum | no data | no data | HIS | no data | OPEN | no data | no data | no data | no data
no data | 01-VHIS847 | 4 vents to atmosphere (8) iso valves | Top of the IP drum | HRSG/ IP Drum | no data | no data | HIS | no data | OPEN | no data | no data | no data | no data
no data | 02-VHIS847 | 4 vents to atmosphere (8) iso valves | Top of the IP drum | HRSG/ IP Drum | no data | no data | HIS | no data | OPEN | no data | no data | no data | no data
no data | 01-VHIS849 | 4 vents to atmosphere (8) iso valves | Top of the IP drum | HRSG/ IP Drum | no data | no data | HIS | no data | OPEN | no data | no data | no data | no data
no data | 02-VHIS849 | 4 vents to atmosphere (8) iso valves | Top of the IP drum | HRSG/ IP Drum | no data | no data | HIS | no data | OPEN | no data | no data | no data | no data
no data | 01-VHIS850 | 4 vents to atmosphere (8) iso valves | Top of the IP drum | HRSG/ IP Drum | no data | no data | HIS | no data | OPEN | no data | no data | no data | no data
no data | 02-VHIS850 | 4 vents to atmosphere (8) iso valves | Top of the IP drum | HRSG/ IP Drum | no data | no data | HIS | no data | OPEN | no data | no data | no data | no data
no data | 01-VHIS851 | 4 vents to atmosphere (8) iso valves | Top of the IP drum | HRSG/ IP Drum | no data | no data | HIS | no data | OPEN | no data | no data | no data | no data
no data | 02-VHIS851 | 4 vents to atmosphere (8) iso valves | Top of the IP drum | HRSG/ IP Drum | no data | no data | HIS | no data | OPEN | no data | no data | no data | no data
no data | 01-VHIS976 | 4 vents to atmosphere (8) iso valves | Top of the IP drum | HRSG/ IP Drum | no data | no data | HIS | no data | OPEN | no data | no data | no data | no data
no data | 02-VHIS976 | 4 vents to atmosphere (8) iso valves | Top of the IP drum | HRSG/ IP Drum | no data | no data | HIS | no data | OPEN | no data | no data | no data | no data
no data | 01-VHIS977 | 4 vents to atmosphere (8) iso valves | Top of the IP drum | HRSG/ IP Drum | no data | no data | HIS | no data | OPEN | no data | no data | no data | no data
no data | 02-VHIS977 | 4 vents to atmosphere (8) iso valves | Top of the IP drum | HRSG/ IP Drum | no data | no data | HIS | no data | OPEN | no data | no data | no data | no data
no data | 01-VHIS963 | IP drum (2) PIT (4) iso valves | Top of the IP drum | HRSG/ IP Drum | no data | no data | HIS | no data | OPEN | no data | no data | no data | no data
no data | 02-VHIS963 | IP drum (2) PIT (4) iso valves | Top of the IP drum | HRSG/ IP Drum | no data | no data | HIS | no data | OPEN | no data | no data | no data | no data
no data | 01-VHIS964 | IP drum (2) PIT (4) iso valves | Top of the IP drum | HRSG/ IP Drum | no data | no data | HIS | no data | OPEN | no data | no data | no data | no data
no data | 02-VHIS964 | IP drum (2) PIT (4) iso valves | Top of the IP drum | HRSG/ IP Drum | no data | no data | HIS | no data | OPEN | no data | no data | no data | no data
no data | 01-VHIS965 | IP drum (2) PIT (4) iso valves | Top of the IP drum | HRSG/ IP Drum | no data | no data | HIS | no data | OPEN | no data | no data | no data | no data
no data | 02-VHIS965 | IP drum (2) PIT (4) iso valves | Top of the IP drum | HRSG/ IP Drum | no data | no data | HIS | no data | OPEN | no data | no data | no data | no data
no data | 01-VHIS966 | IP drum (2) PIT (4) iso valves | Top of the IP drum | HRSG/ IP Drum | no data | no data | HIS | no data | OPEN | no data | no data | no data | no data
no data | 02-VHIS966 | IP drum (2) PIT (4) iso valves | Top of the IP drum | HRSG/ IP Drum | no data | no data | HIS | no data | OPEN | no data | no data | no data | no data
no data | 01-VHIS971 | Nitrogen Fill iso | Top of the IP drum | HRSG/ IP Drum | no data | no data | HIS | no data | CLOSED | no data | no data | no data | no data
no data | 02-VHIS971 | Nitrogen Fill iso | Top of the IP drum | HRSG/ IP Drum | no data | no data | HIS | no data | CLOSED | no data | no data | no data | no data
no data | 01-VHIS967 | Nitrogen (2) PIT (4) iso valves | Top of the IP drum | HRSG/ IP Drum | no data | no data | HIS | no data | OPEN | no data | no data | no data | no data
no data | 02-VHIS967 | Nitrogen (2) PIT (4) iso valves | Top of the IP drum | HRSG/ IP Drum | no data | no data | HIS | no data | OPEN | no data | no data | no data | no data
no data | 01-VHIS968 | Nitrogen (2) PIT (4) iso valves | Top of the IP drum | HRSG/ IP Drum | no data | no data | HIS | no data | OPEN | no data | no data | no data | no data
no data | 02-VHIS968 | Nitrogen (2) PIT (4) iso valves | Top of the IP drum | HRSG/ IP Drum | no data | no data | HIS | no data | OPEN | no data | no data | no data | no data
no data | 01-VHIS969 | Nitrogen (2) PIT (4) iso valves | Top of the IP drum | HRSG/ IP Drum | no data | no data | HIS | no data | OPEN | no data | no data | no data | no data
no data | 02-VHIS969 | Nitrogen (2) PIT (4) iso valves | Top of the IP drum | HRSG/ IP Drum | no data | no data | HIS | no data | OPEN | no data | no data | no data | no data
no data | 01-VHIS970 | Nitrogen (2) PIT (4) iso valves | Top of the IP drum | HRSG/ IP Drum | no data | no data | HIS | no data | OPEN | no data | no data | no data | no data
no data | 02-VHIS970 | Nitrogen (2) PIT (4) iso valves | Top of the IP drum | HRSG/ IP Drum | no data | no data | HIS | no data | OPEN | no data | no data | no data | no data
no data | 01-VHIS998 | Pegging steam to LP drum vent (2) iso valves | Top of the IP drum | HRSG/ IP Drum | no data | no data | HIS | no data | CLOSED | no data | no data | no data | no data
no data | 02-VHIS998 | Pegging steam to LP drum vent (2) iso valves | Top of the IP drum | HRSG/ IP Drum | no data | no data | HIS | no data | CLOSED | no data | no data | no data | no data
no data | 01-VHIS999 | Pegging steam to LP drum vent (2) iso valves | Top of the IP drum | HRSG/ IP Drum | no data | no data | HIS | no data | CLOSED | no data | no data | no data | no data
no data | 02-VHIS999 | Pegging steam to LP drum vent (2) iso valves | Top of the IP drum | HRSG/ IP Drum | no data | no data | HIS | no data | CLOSED | no data | no data | no data | no data
no data | 01-VHIS978 | Pegging steam to LP drum iso | Top of the IP drum | HRSG/ IP Drum | no data | no data | HIS | no data | OPEN | no data | no data | no data | no data
no data | 02-VHIS978 | Pegging steam to LP drum iso | Top of the IP drum | HRSG/ IP Drum | no data | no data | HIS | no data | OPEN | no data | no data | no data | no data
no data | 01-VHIS978 | Pegging steam to LP drum iso bypass | Top of the IP drum | HRSG/ IP Drum | no data | no data | HIS | no data | CLOSED | no data | no data | no data | no data
no data | 02-VHIS978 | Pegging steam to LP drum iso bypass | Top of the IP drum | HRSG/ IP Drum | no data | no data | HIS | no data | CLOSED | no data | no data | no data | no data
no data | 01-VHIS978 | Pegging steam to LP drum iso equalizing | Top of the IP drum | HRSG/ IP Drum | no data | no data | HIS | no data | OPEN | no data | no data | no data | no data
no data | 02-VHIS978 | Pegging steam to LP drum iso equalizing | Top of the IP drum | HRSG/ IP Drum | no data | no data | HIS | no data | OPEN | no data | no data | no data | no data
no data | 01-VHIS973 | IP drum water sample (2) valves | Under IP drum | HRSG/ IP Drum | no data | no data | HIS | no data | OPEN | no data | no data | no data | no data
no data | 02-VHIS973 | IP drum water sample (2) valves | Under IP drum | HRSG/ IP Drum | no data | no data | HIS | no data | OPEN | no data | no data | no data | no data
no data | 01-VHIS974 | IP drum water sample (2) valves | Under IP drum | HRSG/ IP Drum | no data | no data | HIS | no data | OPEN | no data | no data | no data | no data
no data | 02-VHIS974 | IP drum water sample (2) valves | Under IP drum | HRSG/ IP Drum | no data | no data | HIS | no data | OPEN | no data | no data | no data | no data
no data | 01-VHIS852 | IP sparging steam strainer drain (2) valves (under HRSG) | HRSG lower West | HRSG/ IP Drum | no data | no data | HIS | no data | CLOSED | no data | no data | no data | no data
no data | 02-VHIS852 | IP sparging steam strainer drain (2) valves (under HRSG) | HRSG lower West | HRSG/ IP Drum | no data | no data | HIS | no data | CLOSED | no data | no data | no data | no data
no data | 01-VHIS853 | IP sparging steam strainer drain (2) valves (under HRSG) | HRSG lower West | HRSG/ IP Drum | no data | no data | HIS | no data | CLOSED | no data | no data | no data | no data
no data | 02-VHIS853 | IP sparging steam strainer drain (2) valves (under HRSG) | HRSG lower West | HRSG/ IP Drum | no data | no data | HIS | no data | CLOSED | no data | no data | no data | no data
no data | 01-VHIS860 | IP sparging steam drain (2) valves | HRSG lower West | HRSG/ IP Drum | no data | no data | HIS | no data | CLOSED | no data | no data | no data | no data
no data | 02-VHIS860 | IP sparging steam drain (2) valves | HRSG lower West | HRSG/ IP Drum | no data | no data | HIS | no data | CLOSED | no data | no data | no data | no data
no data | 01-VHIS861 | IP sparging steam drain (2) valves | HRSG lower West | HRSG/ IP Drum | no data | no data | HIS | no data | CLOSED | no data | no data | no data | no data
no data | 02-VHIS861 | IP sparging steam drain (2) valves | HRSG lower West | HRSG/ IP Drum | no data | no data | HIS | no data | CLOSED | no data | no data | no data | no data
no data | 01-VBFW199 | HP BFW PIT to the HRSG | Pipe Rack 1st | HRSG/HP Drum | no data | no data | BFW HP | no data | OPEN | no data | no data | no data | no data
no data | 02-VBFW199 | HP BFW PIT to the HRSG | Pipe Rack 1st | HRSG/HP Drum | no data | no data | BFW HP | no data | OPEN | no data | no data | no data | no data
no data | 01-VBFW200 | HP BFW PIT to the HRSG | Pipe Rack 1st | HRSG/HP Drum | no data | no data | BFW HP | no data | OPEN | no data | no data | no data | no data
no data | 02-VBFW200 | HP BFW PIT to the HRSG | Pipe Rack 1st | HRSG/HP Drum | no data | no data | BFW HP | no data | OPEN | no data | no data | no data | no data
no data | 01-VBFW116 | Drain after HP cold fill iso | Pipe Rack 1st | HRSG/HP Drum | no data | no data | BFW HP | no data | CLOSED | no data | no data | no data | no data
no data | 02-VBFW116 | Drain after HP cold fill iso | Pipe Rack 1st | HRSG/HP Drum | no data | no data | BFW HP | no data | CLOSED | no data | no data | no data | no data
no data | 01-VBFW608 | HP BFW header to HRSG vent | Pipe Rack 1st | HRSG/HP Drum | no data | no data | BFW HP | no data | CLOSED | no data | no data | no data | no data
no data | 02-VBFW608 | HP BFW header to HRSG vent | Pipe Rack 1st | HRSG/HP Drum | no data | no data | BFW HP | no data | CLOSED | no data | no data | no data | no data
no data | 01-VBFW609 | HP BFW header to HRSG vent | Pipe Rack 1st | HRSG/HP Drum | no data | no data | BFW HP | no data | CLOSED | no data | no data | no data | no data
no data | 02-VBFW609 | HP BFW header to HRSG vent | Pipe Rack 1st | HRSG/HP Drum | no data | no data | BFW HP | no data | CLOSED | no data | no data | no data | no data
no data | 01-VHHS918F | HP BFW (2) flow transmitters to HRSG | Pipe Rack 1st | HRSG/HP Drum | no data | no data | BFW HP | no data | OPEN | no data | no data | no data | no data
no data | 02-VHHS918F | HP BFW (2) flow transmitters to HRSG | Pipe Rack 1st | HRSG/HP Drum | no data | no data | BFW HP | no data | OPEN | no data | no data | no data | no data
no data | 01-VHHS919F | HP BFW (2) flow transmitters to HRSG | Pipe Rack 1st | HRSG/HP Drum | no data | no data | BFW HP | no data | OPEN | no data | no data | no data | no data
no data | 02-VHHS919F | HP BFW (2) flow transmitters to HRSG | Pipe Rack 1st | HRSG/HP Drum | no data | no data | BFW HP | no data | OPEN | no data | no data | no data | no data
no data | 01-VHHS920F | HP BFW (2) flow transmitters to HRSG | Pipe Rack 1st | HRSG/HP Drum | no data | no data | BFW HP | no data | OPEN | no data | no data | no data | no data
no data | 02-VHHS920F | HP BFW (2) flow transmitters to HRSG | Pipe Rack 1st | HRSG/HP Drum | no data | no data | BFW HP | no data | OPEN | no data | no data | no data | no data
no data | 01-VHHS921F | HP BFW (2) flow transmitters to HRSG | Pipe Rack 1st | HRSG/HP Drum | no data | no data | BFW HP | no data | OPEN | no data | no data | no data | no data
no data | 02-VHHS921F | HP BFW (2) flow transmitters to HRSG | Pipe Rack 1st | HRSG/HP Drum | no data | no data | BFW HP | no data | OPEN | no data | no data | no data | no data
no data | 01-VHHS922F | HP BFW (2) flow transmitters to HRSG | Pipe Rack 1st | HRSG/HP Drum | no data | no data | BFW HP | no data | OPEN | no data | no data | no data | no data
no data | 02-VHHS922F | HP BFW (2) flow transmitters to HRSG | Pipe Rack 1st | HRSG/HP Drum | no data | no data | BFW HP | no data | OPEN | no data | no data | no data | no data
no data | 01-VHHS923F | HP BFW (2) flow transmitters to HRSG | Pipe Rack 1st | HRSG/HP Drum | no data | no data | BFW HP | no data | OPEN | no data | no data | no data | no data
no data | 02-VHHS923F | HP BFW (2) flow transmitters to HRSG | Pipe Rack 1st | HRSG/HP Drum | no data | no data | BFW HP | no data | OPEN | no data | no data | no data | no data
no data | 01-VHHS924F | HP BFW (2) flow transmitters to HRSG | Pipe Rack 1st | HRSG/HP Drum | no data | no data | BFW HP | no data | OPEN | no data | no data | no data | no data
no data | 02-VHHS924F | HP BFW (2) flow transmitters to HRSG | Pipe Rack 1st | HRSG/HP Drum | no data | no data | BFW HP | no data | OPEN | no data | no data | no data | no data
no data | 01-VHHS925F | HP BFW (2) flow transmitters to HRSG | Pipe Rack 1st | HRSG/HP Drum | no data | no data | BFW HP | no data | OPEN | no data | no data | no data | no data
no data | 02-VHHS925F | HP BFW (2) flow transmitters to HRSG | Pipe Rack 1st | HRSG/HP Drum | no data | no data | BFW HP | no data | OPEN | no data | no data | no data | no data
no data | 01-VBFW422 | HP BFW header drain (2) valves | Pipe Rack 1st | HRSG/HP Drum | no data | no data | BFW HP | no data | CLOSED | no data | no data | no data | no data
no data | 02-VBFW422 | HP BFW header drain (2) valves | Pipe Rack 1st | HRSG/HP Drum | no data | no data | BFW HP | no data | CLOSED | no data | no data | no data | no data
no data | 01-VBFW423 | HP BFW header drain (2) valves | Pipe Rack 1st | HRSG/HP Drum | no data | no data | BFW HP | no data | CLOSED | no data | no data | no data | no data
no data | 02-VBFW423 | HP BFW header drain (2) valves | Pipe Rack 1st | HRSG/HP Drum | no data | no data | BFW HP | no data | CLOSED | no data | no data | no data | no data
no data | 01-VHHS939 | HP economizer vent root valves | HRSG upper | HRSG/ HP Drum | no data | no data | BFW HP | no data | CLOSED | no data | no data | no data | no data
no data | 02-VHHS939 | HP economizer vent root valves | HRSG upper | HRSG/ HP Drum | no data | no data | BFW HP | no data | CLOSED | no data | no data | no data | no data
no data | 01-VHHS940 | HP economizer vent root valves | HRSG upper | HRSG/ HP Drum | no data | no data | BFW HP | no data | CLOSED | no data | no data | no data | no data
no data | 02-VHHS940 | HP economizer vent root valves | HRSG upper | HRSG/ HP Drum | no data | no data | BFW HP | no data | CLOSED | no data | no data | no data | no data
no data | 01-VHHS941 | HP economizer vent root valves | HRSG upper | HRSG/ HP Drum | no data | no data | BFW HP | no data | CLOSED | no data | no data | no data | no data
no data | 02-VHHS941 | HP economizer vent root valves | HRSG upper | HRSG/ HP Drum | no data | no data | BFW HP | no data | CLOSED | no data | no data | no data | no data
no data | 01-VHHS942 | HP economizer vent root valves | HRSG upper | HRSG/ HP Drum | no data | no data | BFW HP | no data | CLOSED | no data | no data | no data | no data
no data | 02-VHHS942 | HP economizer vent root valves | HRSG upper | HRSG/ HP Drum | no data | no data | BFW HP | no data | CLOSED | no data | no data | no data | no data
no data | 01-VHHS943 | HP economizer vent root valves | HRSG upper | HRSG/ HP Drum | no data | no data | BFW HP | no data | CLOSED | no data | no data | no data | no data
no data | 02-VHHS943 | HP economizer vent root valves | HRSG upper | HRSG/ HP Drum | no data | no data | BFW HP | no data | CLOSED | no data | no data | no data | no data
no data | 01-VHHS944 | HP economizer vent root valves | HRSG upper | HRSG/ HP Drum | no data | no data | BFW HP | no data | CLOSED | no data | no data | no data | no data
no data | 02-VHHS944 | HP economizer vent root valves | HRSG upper | HRSG/ HP Drum | no data | no data | BFW HP | no data | CLOSED | no data | no data | no data | no data
no data | 01-VHHS945 | HP economizer vent root valves | HRSG upper | HRSG/ HP Drum | no data | no data | BFW HP | no data | CLOSED | no data | no data | no data | no data
no data | 02-VHHS945 | HP economizer vent root valves | HRSG upper | HRSG/ HP Drum | no data | no data | BFW HP | no data | CLOSED | no data | no data | no data | no data
no data | 01-VHHS946 | HP economizer vent root valves | HRSG upper | HRSG/ HP Drum | no data | no data | BFW HP | no data | CLOSED | no data | no data | no data | no data
no data | 02-VHHS946 | HP economizer vent root valves | HRSG upper | HRSG/ HP Drum | no data | no data | BFW HP | no data | CLOSED | no data | no data | no data | no data
no data | 01-VHHS947 | HP economizer vent root valve | HRSG upper | HRSG/ HP Drum | no data | no data | BFW HP | no data | OPEN | no data | no data | no data | no data
no data | 02-VHHS947 | HP economizer vent root valve | HRSG upper | HRSG/ HP Drum | no data | no data | BFW HP | no data | OPEN | no data | no data | no data | no data
no data | 01-VHHS988 | Phosphate injection iso | HRSG upper West | HRSG/ HP Drum | no data | no data | HHS | no data | OPEN | no data | no data | no data | no data
no data | 02-VHHS988 | Phosphate injection iso | HRSG upper West | HRSG/ HP Drum | no data | no data | HHS | no data | OPEN | no data | no data | no data | no data
no data | 01-VHHS967 | Level Transmitter (4) valves | HRSG upper West | HRSG/ HP Drum | no data | no data | HHS | no data | OPEN | no data | no data | no data | no data
no data | 02-VHHS967 | Level Transmitter (4) valves | HRSG upper West | HRSG/ HP Drum | no data | no data | HHS | no data | OPEN | no data | no data | no data | no data
no data | 01-VHHS968 | Level Transmitter (4) valves | HRSG upper West | HRSG/ HP Drum | no data | no data | HHS | no data | OPEN | no data | no data | no data | no data
no data | 02-VHHS968 | Level Transmitter (4) valves | HRSG upper West | HRSG/ HP Drum | no data | no data | HHS | no data | OPEN | no data | no data | no data | no data
no data | 01-VHHS969 | Level Transmitter (4) valves | HRSG upper West | HRSG/ HP Drum | no data | no data | HHS | no data | OPEN | no data | no data | no data | no data
no data | 02-VHHS969 | Level Transmitter (4) valves | HRSG upper West | HRSG/ HP Drum | no data | no data | HHS | no data | OPEN | no data | no data | no data | no data
no data | 01-VHHS970 | Level Transmitter (4) valves | HRSG upper West | HRSG/ HP Drum | no data | no data | HHS | no data | OPEN | no data | no data | no data | no data
no data | 02-VHHS970 | Level Transmitter (4) valves | HRSG upper West | HRSG/ HP Drum | no data | no data | HHS | no data | OPEN | no data | no data | no data | no data
no data | 01-VHHS963 | Level Element (4) valves | HRSG upper West | HRSG/ HP Drum | no data | no data | HHS | no data | OPEN | no data | no data | no data | no data
no data | 02-VHHS963 | Level Element (4) valves | HRSG upper West | HRSG/ HP Drum | no data | no data | HHS | no data | OPEN | no data | no data | no data | no data
no data | 01-VHHS964 | Level Element (4) valves | HRSG upper West | HRSG/ HP Drum | no data | no data | HHS | no data | OPEN | no data | no data | no data | no data
no data | 02-VHHS964 | Level Element (4) valves | HRSG upper West | HRSG/ HP Drum | no data | no data | HHS | no data | OPEN | no data | no data | no data | no data
no data | 01-VHHS986 | Level Element (4) valves | HRSG upper West | HRSG/ HP Drum | no data | no data | HHS | no data | OPEN | no data | no data | no data | no data
no data | 02-VHHS986 | Level Element (4) valves | HRSG upper West | HRSG/ HP Drum | no data | no data | HHS | no data | OPEN | no data | no data | no data | no data
no data | 01-VHHS987 | Level Element (4) valves | HRSG upper West | HRSG/ HP Drum | no data | no data | HHS | no data | OPEN | no data | no data | no data | no data
no data | 02-VHHS987 | Level Element (4) valves | HRSG upper West | HRSG/ HP Drum | no data | no data | HHS | no data | OPEN | no data | no data | no data | no data
no data | 01-VHHS | Level Gauge (2) valves | HRSG upper West | HRSG/ HP Drum | no data | no data | HHS | no data | OPEN | no data | no data | no data | no data
no data | 02-VHHS | Level Gauge (2) valves | HRSG upper West | HRSG/ HP Drum | no data | no data | HHS | no data | OPEN | no data | no data | no data | no data
no data | 01-VHHS965 | Level instruments blowdown | HRSG upper West | HRSG/ HP Drum | no data | no data | HHS | no data | CLOSED | no data | no data | no data | no data
no data | 02-VHHS965 | Level instruments blowdown | HRSG upper West | HRSG/ HP Drum | no data | no data | HHS | no data | CLOSED | no data | no data | no data | no data
no data | 01-VHHS966 | Level instruments blowdown | HRSG upper West | HRSG/ HP Drum | no data | no data | HHS | no data | CLOSED | no data | no data | no data | no data
no data | 02-VHHS966 | Level instruments blowdown | HRSG upper West | HRSG/ HP Drum | no data | no data | HHS | no data | CLOSED | no data | no data | no data | no data
no data | 01-VHHS972 | Level instruments blowdown | HRSG upper West | HRSG/ HP Drum | no data | no data | HHS | no data | CLOSED | no data | no data | no data | no data
no data | 02-VHHS972 | Level instruments blowdown | HRSG upper West | HRSG/ HP Drum | no data | no data | HHS | no data | CLOSED | no data | no data | no data | no data
no data | 01-VHHS991 | HP drum water sample (2) valves | HRSG upper East | HRSG/ HP Drum | no data | no data | HHS | no data | OPEN | no data | no data | no data | no data
no data | 02-VHHS991 | HP drum water sample (2) valves | HRSG upper East | HRSG/ HP Drum | no data | no data | HHS | no data | OPEN | no data | no data | no data | no data
no data | 01-VHHS992 | HP drum water sample (2) valves | HRSG upper East | HRSG/ HP Drum | no data | no data | HHS | no data | OPEN | no data | no data | no data | no data
no data | 02-VHHS992 | HP drum water sample (2) valves | HRSG upper East | HRSG/ HP Drum | no data | no data | HHS | no data | OPEN | no data | no data | no data | no data
no data | 01-VHHS904 | HP continuous blowdown iso | HRSG upper East | HRSG/ HP Drum | no data | no data | HHS | no data | OPEN | no data | no data | no data | no data
no data | 02-VHHS904 | HP continuous blowdown iso | HRSG upper East | HRSG/ HP Drum | no data | no data | HHS | no data | OPEN | no data | no data | no data | no data
no data | 01-VHHS | HP continuous blowdown regulator | HRSG upper East | HRSG/ HP Drum | no data | no data | HHS | no data |  | no data | no data | no data | no data
no data | 02-VHHS | HP continuous blowdown regulator | HRSG upper East | HRSG/ HP Drum | no data | no data | HHS | no data |  | no data | no data | no data | no data
no data | 01-VHHS975 | (2)Level Transmitters (8) valves | HRSG upper East | HRSG/ HP Drum | no data | no data | HHS | no data | OPEN | no data | no data | no data | no data
no data | 02-VHHS975 | (2)Level Transmitters (8) valves | HRSG upper East | HRSG/ HP Drum | no data | no data | HHS | no data | OPEN | no data | no data | no data | no data
no data | 01-VHHS976 | (2)Level Transmitters (8) valves | HRSG upper East | HRSG/ HP Drum | no data | no data | HHS | no data | OPEN | no data | no data | no data | no data
no data | 02-VHHS976 | (2)Level Transmitters (8) valves | HRSG upper East | HRSG/ HP Drum | no data | no data | HHS | no data | OPEN | no data | no data | no data | no data
no data | 01-VHHS977 | (2)Level Transmitters (8) valves | HRSG upper East | HRSG/ HP Drum | no data | no data | HHS | no data | OPEN | no data | no data | no data | no data
no data | 02-VHHS977 | (2)Level Transmitters (8) valves | HRSG upper East | HRSG/ HP Drum | no data | no data | HHS | no data | OPEN | no data | no data | no data | no data
no data | 01-VHHS978 | (2)Level Transmitters (8) valves | HRSG upper East | HRSG/ HP Drum | no data | no data | HHS | no data | OPEN | no data | no data | no data | no data
no data | 02-VHHS978 | (2)Level Transmitters (8) valves | HRSG upper East | HRSG/ HP Drum | no data | no data | HHS | no data | OPEN | no data | no data | no data | no data
no data | 01-VHHS979 | (2)Level Transmitters (8) valves | HRSG upper East | HRSG/ HP Drum | no data | no data | HHS | no data | OPEN | no data | no data | no data | no data
no data | 02-VHHS979 | (2)Level Transmitters (8) valves | HRSG upper East | HRSG/ HP Drum | no data | no data | HHS | no data | OPEN | no data | no data | no data | no data
no data | 01-VHHS980 | (2)Level Transmitters (8) valves | HRSG upper East | HRSG/ HP Drum | no data | no data | HHS | no data | OPEN | no data | no data | no data | no data
no data | 02-VHHS980 | (2)Level Transmitters (8) valves | HRSG upper East | HRSG/ HP Drum | no data | no data | HHS | no data | OPEN | no data | no data | no data | no data
no data | 01-VHHS981 | (2)Level Transmitters (8) valves | HRSG upper East | HRSG/ HP Drum | no data | no data | HHS | no data | OPEN | no data | no data | no data | no data
no data | 02-VHHS981 | (2)Level Transmitters (8) valves | HRSG upper East | HRSG/ HP Drum | no data | no data | HHS | no data | OPEN | no data | no data | no data | no data
no data | 01-VHHS982 | (2)Level Transmitters (8) valves | HRSG upper East | HRSG/ HP Drum | no data | no data | HHS | no data | OPEN | no data | no data | no data | no data
no data | 02-VHHS982 | (2)Level Transmitters (8) valves | HRSG upper East | HRSG/ HP Drum | no data | no data | HHS | no data | OPEN | no data | no data | no data | no data
no data | 01-VHHS971 | Level Element (4) valves | HRSG upper East | HRSG/ HP Drum | no data | no data | HHS | no data | OPEN | no data | no data | no data | no data
no data | 02-VHHS971 | Level Element (4) valves | HRSG upper East | HRSG/ HP Drum | no data | no data | HHS | no data | OPEN | no data | no data | no data | no data
no data | 01-VHHS983 | Level Element (4) valves | HRSG upper East | HRSG/ HP Drum | no data | no data | HHS | no data | OPEN | no data | no data | no data | no data
no data | 02-VHHS983 | Level Element (4) valves | HRSG upper East | HRSG/ HP Drum | no data | no data | HHS | no data | OPEN | no data | no data | no data | no data
no data | 01-VHHS984 | Level Element (4) valves | HRSG upper East | HRSG/ HP Drum | no data | no data | HHS | no data | OPEN | no data | no data | no data | no data
no data | 02-VHHS984 | Level Element (4) valves | HRSG upper East | HRSG/ HP Drum | no data | no data | HHS | no data | OPEN | no data | no data | no data | no data
no data | 01-VHHS985 | Level Element (4) valves | HRSG upper East | HRSG/ HP Drum | no data | no data | HHS | no data | OPEN | no data | no data | no data | no data
no data | 02-VHHS985 | Level Element (4) valves | HRSG upper East | HRSG/ HP Drum | no data | no data | HHS | no data | OPEN | no data | no data | no data | no data
no data | 01-VHHS | Level Gauge (2) valves | HRSG upper East | HRSG/ HP Drum | no data | no data | HHS | no data | OPEN | no data | no data | no data | no data
no data | 02-VHHS | Level Gauge (2) valves | HRSG upper East | HRSG/ HP Drum | no data | no data | HHS | no data | OPEN | no data | no data | no data | no data
no data | 01-VHHS973 | Level instruments blowdown | HRSG upper East | HRSG/ HP Drum | no data | no data | HHS | no data | CLOSED | no data | no data | no data | no data
no data | 02-VHHS973 | Level instruments blowdown | HRSG upper East | HRSG/ HP Drum | no data | no data | HHS | no data | CLOSED | no data | no data | no data | no data
no data | 01-VHHS974 | Level instruments blowdown | HRSG upper East | HRSG/ HP Drum | no data | no data | HHS | no data | CLOSED | no data | no data | no data | no data
no data | 02-VHHS974 | Level instruments blowdown | HRSG upper East | HRSG/ HP Drum | no data | no data | HHS | no data | CLOSED | no data | no data | no data | no data
no data | 01-VHHS959 | Nitrogen Fill iso | Top of the HP drum | HRSG/ HP Drum | no data | no data | HHS | no data | CLOSED | no data | no data | no data | no data
no data | 02-VHHS959 | Nitrogen Fill iso | Top of the HP drum | HRSG/ HP Drum | no data | no data | HHS | no data | CLOSED | no data | no data | no data | no data
no data | 01-VHHS956 | Nitrogen PIT (2) valves | Top of the HP drum | HRSG/ HP Drum | no data | no data | HHS | no data | OPEN | no data | no data | no data | no data
no data | 02-VHHS956 | Nitrogen PIT (2) valves | Top of the HP drum | HRSG/ HP Drum | no data | no data | HHS | no data | OPEN | no data | no data | no data | no data
no data | 01-VHHS957 | Nitrogen PIT (2) valves | Top of the HP drum | HRSG/ HP Drum | no data | no data | HHS | no data | OPEN | no data | no data | no data | no data
no data | 02-VHHS957 | Nitrogen PIT (2) valves | Top of the HP drum | HRSG/ HP Drum | no data | no data | HHS | no data | OPEN | no data | no data | no data | no data
no data | 01-VHHS950 | (2) HP Drum PIT (4) valves | Top of the HP drum | HRSG/ HP Drum | no data | no data | HHS | no data | OPEN | no data | no data | no data | no data
no data | 02-VHHS950 | (2) HP Drum PIT (4) valves | Top of the HP drum | HRSG/ HP Drum | no data | no data | HHS | no data | OPEN | no data | no data | no data | no data
no data | 01-VHHS951 | (2) HP Drum PIT (4) valves | Top of the HP drum | HRSG/ HP Drum | no data | no data | HHS | no data | OPEN | no data | no data | no data | no data
no data | 02-VHHS951 | (2) HP Drum PIT (4) valves | Top of the HP drum | HRSG/ HP Drum | no data | no data | HHS | no data | OPEN | no data | no data | no data | no data
no data | 01-VHHS952 | (2) HP Drum PIT (4) valves | Top of the HP drum | HRSG/ HP Drum | no data | no data | HHS | no data | OPEN | no data | no data | no data | no data
no data | 02-VHHS952 | (2) HP Drum PIT (4) valves | Top of the HP drum | HRSG/ HP Drum | no data | no data | HHS | no data | OPEN | no data | no data | no data | no data
no data | 01-VHHS953 | (2) HP Drum PIT (4) valves | Top of the HP drum | HRSG/ HP Drum | no data | no data | HHS | no data | OPEN | no data | no data | no data | no data
no data | 02-VHHS953 | (2) HP Drum PIT (4) valves | Top of the HP drum | HRSG/ HP Drum | no data | no data | HHS | no data | OPEN | no data | no data | no data | no data
no data | 01-VHHS801 | HP drum vent (2) valves | Top of the HP drum | HRSG/ HP Drum | no data | no data | HHS | no data | CLOSED | no data | no data | no data | no data
no data | 02-VHHS801 | HP drum vent (2) valves | Top of the HP drum | HRSG/ HP Drum | no data | no data | HHS | no data | CLOSED | no data | no data | no data | no data
no data | 01-VHHS802 | HP drum vent (2) valves | Top of the HP drum | HRSG/ HP Drum | no data | no data | HHS | no data | CLOSED | no data | no data | no data | no data
no data | 02-VHHS802 | HP drum vent (2) valves | Top of the HP drum | HRSG/ HP Drum | no data | no data | HHS | no data | CLOSED | no data | no data | no data | no data
no data | 01-VHHS998 | HP saturated steam sample (2) valves (under HP drum) | Top of the HP drum | no data | no data | no data | HHS | no data | OPEN | no data | no data | no data | no data
no data | 02-VHHS998 | HP saturated steam sample (2) valves (under HP drum) | Top of the HP drum | no data | no data | no data | HHS | no data | OPEN | no data | no data | no data | no data
no data | 01-VHHS999 | HP saturated steam sample (2) valves (under HP drum) | Top of the HP drum | no data | no data | no data | HHS | no data | OPEN | no data | no data | no data | no data
no data | 02-VHHS999 | HP saturated steam sample (2) valves (under HP drum) | Top of the HP drum | no data | no data | no data | HHS | no data | OPEN | no data | no data | no data | no data
no data | 01-VHHS996 | HP sparging steam strainer drain (2) valves (under HRSG) | Top of the HP drum | no data | no data | no data | HHS | no data | CLOSED | no data | no data | no data | no data
no data | 02-VHHS996 | HP sparging steam strainer drain (2) valves (under HRSG) | Top of the HP drum | no data | no data | no data | HHS | no data | CLOSED | no data | no data | no data | no data
no data | 01-VHHS997 | HP sparging steam strainer drain (2) valves (under HRSG) | Top of the HP drum | no data | no data | no data | HHS | no data | CLOSED | no data | no data | no data | no data
no data | 02-VHHS997 | HP sparging steam strainer drain (2) valves (under HRSG) | Top of the HP drum | no data | no data | no data | HHS | no data | CLOSED | no data | no data | no data | no data
no data | 01-VBFW375 | FW to HP terminal atemperator strainer #1 inlet | Pipe Rack 1st | Attemperator HP | no data | no data | BFW HP | no data | OPEN | no data | no data | no data | no data
no data | 02-VBFW375 | FW to HP terminal atemperator strainer #1 inlet | Pipe Rack 1st | Attemperator HP | no data | no data | BFW HP | no data | OPEN | no data | no data | no data | no data
no data | 01-VBFW521 | FW to HP terminal atemperator strainer #1 inlet | Pipe Rack 1st | Attemperator HP | no data | no data | BFW HP | no data | OPEN | no data | no data | no data | no data
no data | 02-VBFW521 | FW to HP terminal atemperator strainer #1 inlet | Pipe Rack 1st | Attemperator HP | no data | no data | BFW HP | no data | OPEN | no data | no data | no data | no data
no data | 01-VBFW523 | FW to HP terminal atemperator strainer #1 outlet | Pipe Rack 1st | Attemperator HP | no data | no data | BFW HP | no data | OPEN | no data | no data | no data | no data
no data | 02-VBFW523 | FW to HP terminal atemperator strainer #1 outlet | Pipe Rack 1st | Attemperator HP | no data | no data | BFW HP | no data | OPEN | no data | no data | no data | no data
no data | 01-VBFW555 | FW to HP terminal atemperator strainer #1 outlet | Pipe Rack 1st | Attemperator HP | no data | no data | BFW HP | no data | OPEN | no data | no data | no data | no data
no data | 02-VBFW555 | FW to HP terminal atemperator strainer #1 outlet | Pipe Rack 1st | Attemperator HP | no data | no data | BFW HP | no data | OPEN | no data | no data | no data | no data
no data | 01-VBFW246 | FW to HP terminal atemperator strainer #1 vent | Pipe Rack 1st | Attemperator HP | no data | no data | BFW HP | no data | CLOSED | no data | no data | no data | no data
no data | 02-VBFW246 | FW to HP terminal atemperator strainer #1 vent | Pipe Rack 1st | Attemperator HP | no data | no data | BFW HP | no data | CLOSED | no data | no data | no data | no data
no data | 01-VBFW247 | FW to HP terminal atemperator strainer #1 vent | Pipe Rack 1st | Attemperator HP | no data | no data | BFW HP | no data | CLOSED | no data | no data | no data | no data
no data | 02-VBFW247 | FW to HP terminal atemperator strainer #1 vent | Pipe Rack 1st | Attemperator HP | no data | no data | BFW HP | no data | CLOSED | no data | no data | no data | no data
no data | 01-VBFW380 | FW to HP terminal atemperator strainer #1 drain | Pipe Rack 1st | Attemperator HP | no data | no data | BFW HP | no data | CLOSED | no data | no data | no data | no data
no data | 02-VBFW380 | FW to HP terminal atemperator strainer #1 drain | Pipe Rack 1st | Attemperator HP | no data | no data | BFW HP | no data | CLOSED | no data | no data | no data | no data
no data | 01-VBFW509 | FW to HP terminal atemperator strainer #1 drain | Pipe Rack 1st | Attemperator HP | no data | no data | BFW HP | no data | CLOSED | no data | no data | no data | no data
no data | 02-VBFW509 | FW to HP terminal atemperator strainer #1 drain | Pipe Rack 1st | Attemperator HP | no data | no data | BFW HP | no data | CLOSED | no data | no data | no data | no data
no data | 01-VBFW549 | FW to HP terminal atemperator strainer #2 inet | Pipe Rack 1st | Attemperator HP | no data | no data | BFW HP | no data | CLOSED | no data | no data | no data | no data
no data | 02-VBFW549 | FW to HP terminal atemperator strainer #2 inet | Pipe Rack 1st | Attemperator HP | no data | no data | BFW HP | no data | CLOSED | no data | no data | no data | no data
no data | 01-VBFW376 | FW to HP terminal atemperator strainer #2 inet | Pipe Rack 1st | Attemperator HP | no data | no data | BFW HP | no data | CLOSED | no data | no data | no data | no data
no data | 02-VBFW376 | FW to HP terminal atemperator strainer #2 inet | Pipe Rack 1st | Attemperator HP | no data | no data | BFW HP | no data | CLOSED | no data | no data | no data | no data
no data | 01-VBFW383 | FW to HP terminal atemperator strainer #2 outlet | Pipe Rack 1st | Attemperator HP | no data | no data | BFW HP | no data | CLOSED | no data | no data | no data | no data
no data | 02-VBFW383 | FW to HP terminal atemperator strainer #2 outlet | Pipe Rack 1st | Attemperator HP | no data | no data | BFW HP | no data | CLOSED | no data | no data | no data | no data
no data | 01-VBFW525 | FW to HP terminal atemperator strainer #2 outlet | Pipe Rack 1st | Attemperator HP | no data | no data | BFW HP | no data | CLOSED | no data | no data | no data | no data
no data | 02-VBFW525 | FW to HP terminal atemperator strainer #2 outlet | Pipe Rack 1st | Attemperator HP | no data | no data | BFW HP | no data | CLOSED | no data | no data | no data | no data
no data | 01-VBFW248 | FW to HP terminal atemperator strainer #2 vent | Pipe Rack 1st | Attemperator HP | no data | no data | BFW HP | no data | CLOSED | no data | no data | no data | no data
no data | 02-VBFW248 | FW to HP terminal atemperator strainer #2 vent | Pipe Rack 1st | Attemperator HP | no data | no data | BFW HP | no data | CLOSED | no data | no data | no data | no data
no data | 01-VBFW249 | FW to HP terminal atemperator strainer #2 vent | Pipe Rack 1st | Attemperator HP | no data | no data | BFW HP | no data | CLOSED | no data | no data | no data | no data
no data | 02-VBFW249 | FW to HP terminal atemperator strainer #2 vent | Pipe Rack 1st | Attemperator HP | no data | no data | BFW HP | no data | CLOSED | no data | no data | no data | no data
no data | 01-VBFW503 | FW to HP terminal atemperator strainer #2 drain | Pipe Rack 1st | Attemperator HP | no data | no data | BFW HP | no data | CLOSED | no data | no data | no data | no data
no data | 02-VBFW503 | FW to HP terminal atemperator strainer #2 drain | Pipe Rack 1st | Attemperator HP | no data | no data | BFW HP | no data | CLOSED | no data | no data | no data | no data
no data | 01-VBFW377 | FW to HP terminal atemperator strainer #2 drain | Pipe Rack 1st | Attemperator HP | no data | no data | BFW HP | no data | CLOSED | no data | no data | no data | no data
no data | 02-VBFW377 | FW to HP terminal atemperator strainer #2 drain | Pipe Rack 1st | Attemperator HP | no data | no data | BFW HP | no data | CLOSED | no data | no data | no data | no data
no data | 01-VBFW242 | FW to HP terminal atemperator strainer PDIT | Pipe Rack 1st | Attemperator HP | no data | no data | BFW HP | no data | OPEN | no data | no data | no data | no data
no data | 02-VBFW242 | FW to HP terminal atemperator strainer PDIT | Pipe Rack 1st | Attemperator HP | no data | no data | BFW HP | no data | OPEN | no data | no data | no data | no data
no data | 01-VBFW243 | FW to HP terminal atemperator strainer PDIT | Pipe Rack 1st | Attemperator HP | no data | no data | BFW HP | no data | OPEN | no data | no data | no data | no data
no data | 02-VBFW243 | FW to HP terminal atemperator strainer PDIT | Pipe Rack 1st | Attemperator HP | no data | no data | BFW HP | no data | OPEN | no data | no data | no data | no data
no data | 01-VBFW244 | FW to HP terminal atemperator strainer PDIT | Pipe Rack 1st | Attemperator HP | no data | no data | BFW HP | no data | OPEN | no data | no data | no data | no data
no data | 02-VBFW244 | FW to HP terminal atemperator strainer PDIT | Pipe Rack 1st | Attemperator HP | no data | no data | BFW HP | no data | OPEN | no data | no data | no data | no data
no data | 01-VBFW245 | FW to HP terminal atemperator strainer PDIT | Pipe Rack 1st | Attemperator HP | no data | no data | BFW HP | no data | OPEN | no data | no data | no data | no data
no data | 02-VBFW245 | FW to HP terminal atemperator strainer PDIT | Pipe Rack 1st | Attemperator HP | no data | no data | BFW HP | no data | OPEN | no data | no data | no data | no data
no data | 01-VBFW385F | FW to HP terminal atemperator (3) Flow meters | Pipe Rack 1st | Attemperator HP | no data | no data | BFW HP | no data | OPEN | no data | no data | no data | no data
no data | 02-VBFW385F | FW to HP terminal atemperator (3) Flow meters | Pipe Rack 1st | Attemperator HP | no data | no data | BFW HP | no data | OPEN | no data | no data | no data | no data
no data | 01-VBFWF507F | FW to HP terminal atemperator (3) Flow meters | Pipe Rack 1st | Attemperator HP | no data | no data | BFW HP | no data | OPEN | no data | no data | no data | no data
no data | 02-VBFWF507F | FW to HP terminal atemperator (3) Flow meters | Pipe Rack 1st | Attemperator HP | no data | no data | BFW HP | no data | OPEN | no data | no data | no data | no data
no data | 01-VBFWF533F | FW to HP terminal atemperator (3) Flow meters | Pipe Rack 1st | Attemperator HP | no data | no data | BFW HP | no data | OPEN | no data | no data | no data | no data
no data | 02-VBFWF533F | FW to HP terminal atemperator (3) Flow meters | Pipe Rack 1st | Attemperator HP | no data | no data | BFW HP | no data | OPEN | no data | no data | no data | no data
no data | 01-VBFWF515F | FW to HP terminal atemperator (3) Flow meters | Pipe Rack 1st | Attemperator HP | no data | no data | BFW HP | no data | OPEN | no data | no data | no data | no data
no data | 02-VBFWF515F | FW to HP terminal atemperator (3) Flow meters | Pipe Rack 1st | Attemperator HP | no data | no data | BFW HP | no data | OPEN | no data | no data | no data | no data
no data | 01-VBFWF117F | FW to HP terminal atemperator (3) Flow meters | Pipe Rack 1st | Attemperator HP | no data | no data | BFW HP | no data | OPEN | no data | no data | no data | no data
no data | 02-VBFWF117F | FW to HP terminal atemperator (3) Flow meters | Pipe Rack 1st | Attemperator HP | no data | no data | BFW HP | no data | OPEN | no data | no data | no data | no data
no data | 01-VBFWF120F | FW to HP terminal atemperator (3) Flow meters | Pipe Rack 1st | Attemperator HP | no data | no data | BFW HP | no data | OPEN | no data | no data | no data | no data
no data | 02-VBFWF120F | FW to HP terminal atemperator (3) Flow meters | Pipe Rack 1st | Attemperator HP | no data | no data | BFW HP | no data | OPEN | no data | no data | no data | no data
no data | 01-VBFWF121F | FW to HP terminal atemperator (3) Flow meters | Pipe Rack 1st | Attemperator HP | no data | no data | BFW HP | no data | OPEN | no data | no data | no data | no data
no data | 02-VBFWF121F | FW to HP terminal atemperator (3) Flow meters | Pipe Rack 1st | Attemperator HP | no data | no data | BFW HP | no data | OPEN | no data | no data | no data | no data
no data | 01-VBFWF122F | FW to HP terminal atemperator (3) Flow meters | Pipe Rack 1st | Attemperator HP | no data | no data | BFW HP | no data | OPEN | no data | no data | no data | no data
no data | 02-VBFWF122F | FW to HP terminal atemperator (3) Flow meters | Pipe Rack 1st | Attemperator HP | no data | no data | BFW HP | no data | OPEN | no data | no data | no data | no data
no data | 01-VBFW563 | FW to HP terminal atemperator vent after flow meters | Pipe Rack 1st | Attemperator HP | no data | no data | BFW HP | no data | CLOSED | no data | no data | no data | no data
no data | 02-VBFW563 | FW to HP terminal atemperator vent after flow meters | Pipe Rack 1st | Attemperator HP | no data | no data | BFW HP | no data | CLOSED | no data | no data | no data | no data
no data | 01-VBFW565 | FW to HP terminal atemperator vent after flow meters | Pipe Rack 1st | Attemperator HP | no data | no data | BFW HP | no data | CLOSED | no data | no data | no data | no data
no data | 02-VBFW565 | FW to HP terminal atemperator vent after flow meters | Pipe Rack 1st | Attemperator HP | no data | no data | BFW HP | no data | CLOSED | no data | no data | no data | no data
no data | 01-VBFW545 | FW to HP terminal atemperator drain after block valve | Pipe Rack 1st | Attemperator HP | no data | no data | BFW HP | no data | CLOSED | no data | no data | no data | no data
no data | 02-VBFW545 | FW to HP terminal atemperator drain after block valve | Pipe Rack 1st | Attemperator HP | no data | no data | BFW HP | no data | CLOSED | no data | no data | no data | no data
no data | 01-VBFW547 | FW to HP terminal atemperator drain after block valve | Pipe Rack 1st | Attemperator HP | no data | no data | BFW HP | no data | CLOSED | no data | no data | no data | no data
no data | 02-VBFW547 | FW to HP terminal atemperator drain after block valve | Pipe Rack 1st | Attemperator HP | no data | no data | BFW HP | no data | CLOSED | no data | no data | no data | no data
no data | 01-VBFW531 | FW to HP terminal atemperator iso after CV | Pipe Rack 1st | Attemperator HP | no data | no data | BFW HP | no data | OPEN | no data | no data | no data | no data
no data | 02-VBFW531 | FW to HP terminal atemperator iso after CV | Pipe Rack 1st | Attemperator HP | no data | no data | BFW HP | no data | OPEN | no data | no data | no data | no data
no data | 01-VBFW505 | FW to HP terminal atemperator iso after CV | Pipe Rack 1st | Attemperator HP | no data | no data | BFW HP | no data | OPEN | no data | no data | no data | no data
no data | 02-VBFW505 | FW to HP terminal atemperator iso after CV | Pipe Rack 1st | Attemperator HP | no data | no data | BFW HP | no data | OPEN | no data | no data | no data | no data
no data | 01-VBFW529 | FW to HP terminal atemperator drain | Pipe Rack 1st | Attemperator HP | no data | no data | BFW HP | no data | CLOSED | no data | no data | no data | no data
no data | 02-VBFW529 | FW to HP terminal atemperator drain | Pipe Rack 1st | Attemperator HP | no data | no data | BFW HP | no data | CLOSED | no data | no data | no data | no data
no data | 01-VBFW553 | FW to HP terminal atemperator drain | Pipe Rack 1st | Attemperator HP | no data | no data | BFW HP | no data | CLOSED | no data | no data | no data | no data
no data | 02-VBFW553 | FW to HP terminal atemperator drain | Pipe Rack 1st | Attemperator HP | no data | no data | BFW HP | no data | CLOSED | no data | no data | no data | no data
no data | 01-VBFW240 | FW to HP terminal atemperator drain after check valve | Pipe Rack 1st | Attemperator HP | no data | no data | BFW HP | no data | CLOSED | no data | no data | no data | no data
no data | 02-VBFW240 | FW to HP terminal atemperator drain after check valve | Pipe Rack 1st | Attemperator HP | no data | no data | BFW HP | no data | CLOSED | no data | no data | no data | no data
no data | 01-VBFW241 | FW to HP terminal atemperator drain after check valve | Pipe Rack 1st | Attemperator HP | no data | no data | BFW HP | no data | CLOSED | no data | no data | no data | no data
no data | 02-VBFW241 | FW to HP terminal atemperator drain after check valve | Pipe Rack 1st | Attemperator HP | no data | no data | BFW HP | no data | CLOSED | no data | no data | no data | no data
no data | 01-VBFW438 | IP FW header PIT | Pipe Rack 1st | Attemperator/Strainer | no data | no data | BFW IP | no data | OPEN | no data | no data | no data | no data
no data | 02-VBFW438 | IP FW header PIT | Pipe Rack 1st | Attemperator/Strainer | no data | no data | BFW IP | no data | OPEN | no data | no data | no data | no data
no data | 01-VBFW424 | IP FW header PIT | Pipe Rack 1st | Attemperator/Strainer | no data | no data | BFW IP | no data | OPEN | no data | no data | no data | no data
no data | 02-VBFW424 | IP FW header PIT | Pipe Rack 1st | Attemperator/Strainer | no data | no data | BFW IP | no data | OPEN | no data | no data | no data | no data
no data | 01-VBFW106 | IP FW strainer #1 inlet iso | Pipe Rack 1st | Attemperator/Strainer | no data | no data | BFW IP | no data | OPEN | no data | no data | no data | no data
no data | 02-VBFW106 | IP FW strainer #1 inlet iso | Pipe Rack 1st | Attemperator/Strainer | no data | no data | BFW IP | no data | OPEN | no data | no data | no data | no data
no data | 01-VBFW111 | IP FW strainer #1 inlet iso | Pipe Rack 1st | Attemperator/Strainer | no data | no data | BFW IP | no data | OPEN | no data | no data | no data | no data
no data | 02-VBFW111 | IP FW strainer #1 inlet iso | Pipe Rack 1st | Attemperator/Strainer | no data | no data | BFW IP | no data | OPEN | no data | no data | no data | no data
no data | 01-VBFW107 | IP FW strainer #1 outlet iso | Pipe Rack 1st | Attemperator/Strainer | no data | no data | BFW IP | no data | OPEN | no data | no data | no data | no data
no data | 02-VBFW107 | IP FW strainer #1 outlet iso | Pipe Rack 1st | Attemperator/Strainer | no data | no data | BFW IP | no data | OPEN | no data | no data | no data | no data
no data | 01-VBFW108 | IP FW strainer #1 outlet iso | Pipe Rack 1st | Attemperator/Strainer | no data | no data | BFW IP | no data | OPEN | no data | no data | no data | no data
no data | 02-VBFW108 | IP FW strainer #1 outlet iso | Pipe Rack 1st | Attemperator/Strainer | no data | no data | BFW IP | no data | OPEN | no data | no data | no data | no data
no data | 01-VBFW101 | IP FW strainer #1 drain | Pipe Rack 1st | Attemperator/Strainer | no data | no data | BFW IP | no data | CLOSED | no data | no data | no data | no data
no data | 02-VBFW101 | IP FW strainer #1 drain | Pipe Rack 1st | Attemperator/Strainer | no data | no data | BFW IP | no data | CLOSED | no data | no data | no data | no data
no data | 01-VBFW115 | IP FW strainer #1 drain | Pipe Rack 1st | Attemperator/Strainer | no data | no data | BFW IP | no data | CLOSED | no data | no data | no data | no data
no data | 02-VBFW115 | IP FW strainer #1 drain | Pipe Rack 1st | Attemperator/Strainer | no data | no data | BFW IP | no data | CLOSED | no data | no data | no data | no data
no data | 01-VBFW151 | IP FW strainer #1 vent | Pipe Rack 1st | Attemperator/Strainer | no data | no data | BFW IP | no data | CLOSED | no data | no data | no data | no data
no data | 02-VBFW151 | IP FW strainer #1 vent | Pipe Rack 1st | Attemperator/Strainer | no data | no data | BFW IP | no data | CLOSED | no data | no data | no data | no data
no data | 01-VBFW161 | IP FW strainer #1 vent | Pipe Rack 1st | Attemperator/Strainer | no data | no data | BFW IP | no data | CLOSED | no data | no data | no data | no data
no data | 02-VBFW161 | IP FW strainer #1 vent | Pipe Rack 1st | Attemperator/Strainer | no data | no data | BFW IP | no data | CLOSED | no data | no data | no data | no data
no data | 01-VBFW388 | IP FW strainer #2 inlet iso | Pipe Rack 1st | Attemperator/Strainer | no data | no data | BFW IP | no data | CLOSED | no data | no data | no data | no data
no data | 02-VBFW388 | IP FW strainer #2 inlet iso | Pipe Rack 1st | Attemperator/Strainer | no data | no data | BFW IP | no data | CLOSED | no data | no data | no data | no data
no data | 01-VBFW105 | IP FW strainer #2 inlet iso | Pipe Rack 1st | Attemperator/Strainer | no data | no data | BFW IP | no data | CLOSED | no data | no data | no data | no data
no data | 02-VBFW105 | IP FW strainer #2 inlet iso | Pipe Rack 1st | Attemperator/Strainer | no data | no data | BFW IP | no data | CLOSED | no data | no data | no data | no data
no data | 01-VBFW391 | IP FW strainer #2 outlet iso | Pipe Rack 1st | Attemperator/Strainer | no data | no data | BFW IP | no data | CLOSED | no data | no data | no data | no data
no data | 02-VBFW391 | IP FW strainer #2 outlet iso | Pipe Rack 1st | Attemperator/Strainer | no data | no data | BFW IP | no data | CLOSED | no data | no data | no data | no data
no data | 01-VBFW109 | IP FW strainer #2 outlet iso | Pipe Rack 1st | Attemperator/Strainer | no data | no data | BFW IP | no data | CLOSED | no data | no data | no data | no data
no data | 02-VBFW109 | IP FW strainer #2 outlet iso | Pipe Rack 1st | Attemperator/Strainer | no data | no data | BFW IP | no data | CLOSED | no data | no data | no data | no data
no data | 01-VBFW113 | IP FW strainer #2 drain | Pipe Rack 1st | Attemperator/Strainer | no data | no data | BFW IP | no data | CLOSED | no data | no data | no data | no data
no data | 02-VBFW113 | IP FW strainer #2 drain | Pipe Rack 1st | Attemperator/Strainer | no data | no data | BFW IP | no data | CLOSED | no data | no data | no data | no data
no data | 01-VBFW390 | IP FW strainer #2 drain | Pipe Rack 1st | Attemperator/Strainer | no data | no data | BFW IP | no data | CLOSED | no data | no data | no data | no data
no data | 02-VBFW390 | IP FW strainer #2 drain | Pipe Rack 1st | Attemperator/Strainer | no data | no data | BFW IP | no data | CLOSED | no data | no data | no data | no data
no data | 01-VBFW162 | IP FW strainer #2 vent | Pipe Rack 1st | Attemperator/Strainer | no data | no data | BFW IP | no data | CLOSED | no data | no data | no data | no data
no data | 02-VBFW162 | IP FW strainer #2 vent | Pipe Rack 1st | Attemperator/Strainer | no data | no data | BFW IP | no data | CLOSED | no data | no data | no data | no data
no data | 01-VBFW163 | IP FW strainer #2 vent | Pipe Rack 1st | Attemperator/Strainer | no data | no data | BFW IP | no data | CLOSED | no data | no data | no data | no data
no data | 02-VBFW163 | IP FW strainer #2 vent | Pipe Rack 1st | Attemperator/Strainer | no data | no data | BFW IP | no data | CLOSED | no data | no data | no data | no data
no data | 01-VBFW128 | HP steam bypass spray CV iso | Pipe Rack 3rd | Attemperator HP | no data | no data | BFW IP | no data | OPEN | no data | no data | no data | no data
no data | 02-VBFW128 | HP steam bypass spray CV iso | Pipe Rack 3rd | Attemperator HP | no data | no data | BFW IP | no data | OPEN | no data | no data | no data | no data
no data | 01-VBFW129 | HP steam bypass spray CV iso | Pipe Rack 3rd | Attemperator HP | no data | no data | BFW IP | no data | OPEN | no data | no data | no data | no data
no data | 02-VBFW129 | HP steam bypass spray CV iso | Pipe Rack 3rd | Attemperator HP | no data | no data | BFW IP | no data | OPEN | no data | no data | no data | no data
no data | 01-VBFW130 | HP steam bypass spray drain | Pipe Rack 3rd | Attemperator HP | no data | no data | BFW IP | no data | CLOSED | no data | no data | no data | no data
no data | 02-VBFW130 | HP steam bypass spray drain | Pipe Rack 3rd | Attemperator HP | no data | no data | BFW IP | no data | CLOSED | no data | no data | no data | no data
no data | 01-VBFW131 | HP steam bypass spray drain | Pipe Rack 3rd | Attemperator HP | no data | no data | BFW IP | no data | CLOSED | no data | no data | no data | no data
no data | 02-VBFW131 | HP steam bypass spray drain | Pipe Rack 3rd | Attemperator HP | no data | no data | BFW IP | no data | CLOSED | no data | no data | no data | no data
no data | 01-VBFW124 | IP FW to HP bypass FT iso | Pipe Rack 3rd | Attemperator HP | no data | no data | BFW IP | no data | OPEN | no data | no data | no data | no data
no data | 02-VBFW124 | IP FW to HP bypass FT iso | Pipe Rack 3rd | Attemperator HP | no data | no data | BFW IP | no data | OPEN | no data | no data | no data | no data
no data | 01-VBFW125 | IP FW to HP bypass FT iso | Pipe Rack 3rd | Attemperator HP | no data | no data | BFW IP | no data | OPEN | no data | no data | no data | no data
no data | 02-VBFW125 | IP FW to HP bypass FT iso | Pipe Rack 3rd | Attemperator HP | no data | no data | BFW IP | no data | OPEN | no data | no data | no data | no data
no data | 01-VBFW112 | IP FW to HP bypass FT iso | Pipe Rack 3rd | Attemperator HP | no data | no data | BFW IP | no data | OPEN | no data | no data | no data | no data
no data | 02-VBFW112 | IP FW to HP bypass FT iso | Pipe Rack 3rd | Attemperator HP | no data | no data | BFW IP | no data | OPEN | no data | no data | no data | no data
no data | 01-VBFW378 | IP FW to HP bypass FT iso | Pipe Rack 3rd | Attemperator HP | no data | no data | BFW IP | no data | OPEN | no data | no data | no data | no data
no data | 02-VBFW378 | IP FW to HP bypass FT iso | Pipe Rack 3rd | Attemperator HP | no data | no data | BFW IP | no data | OPEN | no data | no data | no data | no data
no data | 01-VBFW114 | IP FW to HP bypass FT iso | Pipe Rack 3rd | Attemperator HP | no data | no data | BFW IP | no data | OPEN | no data | no data | no data | no data
no data | 02-VBFW114 | IP FW to HP bypass FT iso | Pipe Rack 3rd | Attemperator HP | no data | no data | BFW IP | no data | OPEN | no data | no data | no data | no data
no data | 01-VBFW519 | IP FW to HP bypass FT iso | Pipe Rack 3rd | Attemperator HP | no data | no data | BFW IP | no data | OPEN | no data | no data | no data | no data
no data | 02-VBFW519 | IP FW to HP bypass FT iso | Pipe Rack 3rd | Attemperator HP | no data | no data | BFW IP | no data | OPEN | no data | no data | no data | no data
no data | 01-VBFW126 | IP FW to HP bypass FT iso | Pipe Rack 3rd | Attemperator HP | no data | no data | BFW IP | no data | OPEN | no data | no data | no data | no data
no data | 02-VBFW126 | IP FW to HP bypass FT iso | Pipe Rack 3rd | Attemperator HP | no data | no data | BFW IP | no data | OPEN | no data | no data | no data | no data
no data | 01-VBFW127 | IP FW to HP bypass FT iso | Pipe Rack 3rd | Attemperator HP | no data | no data | BFW IP | no data | OPEN | no data | no data | no data | no data
no data | 02-VBFW127 | IP FW to HP bypass FT iso | Pipe Rack 3rd | Attemperator HP | no data | no data | BFW IP | no data | OPEN | no data | no data | no data | no data
no data | 01-VBFW569 | IP FW to HP bypass vent | Pipe Rack 3rd | Attemperator HP | no data | no data | BFW IP | no data | CLOSED | no data | no data | no data | no data
no data | 02-VBFW569 | IP FW to HP bypass vent | Pipe Rack 3rd | Attemperator HP | no data | no data | BFW IP | no data | CLOSED | no data | no data | no data | no data
no data | 01-VBFW567 | IP FW to HP bypass vent | Pipe Rack 3rd | Attemperator HP | no data | no data | BFW IP | no data | CLOSED | no data | no data | no data | no data
no data | 02-VBFW567 | IP FW to HP bypass vent | Pipe Rack 3rd | Attemperator HP | no data | no data | BFW IP | no data | CLOSED | no data | no data | no data | no data
no data | 01-VBFW119 | IP FW to HP bypass drain before CV | Pipe Rack 3rd | Attemperator HP | no data | no data | BFW IP | no data | CLOSED | no data | no data | no data | no data
no data | 02-VBFW119 | IP FW to HP bypass drain before CV | Pipe Rack 3rd | Attemperator HP | no data | no data | BFW IP | no data | CLOSED | no data | no data | no data | no data
no data | 01-VBFW387 | IP FW to HP bypass drain before CV | Pipe Rack 3rd | Attemperator HP | no data | no data | BFW IP | no data | CLOSED | no data | no data | no data | no data
no data | 02-VBFW387 | IP FW to HP bypass drain before CV | Pipe Rack 3rd | Attemperator HP | no data | no data | BFW IP | no data | CLOSED | no data | no data | no data | no data
no data | 01-VBFW513 | IP FW to HP bypass iso | Pipe Rack 3rd | Attemperator HP | no data | no data | BFW IP | no data | CLOSED | no data | no data | no data | no data
no data | 02-VBFW513 | IP FW to HP bypass iso | Pipe Rack 3rd | Attemperator HP | no data | no data | BFW IP | no data | CLOSED | no data | no data | no data | no data
no data | 01-VBFW557 | IP FW to HP bypass drain | Pipe Rack 3rd | Attemperator HP | no data | no data | BFW IP | no data | CLOSED | no data | no data | no data | no data
no data | 02-VBFW557 | IP FW to HP bypass drain | Pipe Rack 3rd | Attemperator HP | no data | no data | BFW IP | no data | CLOSED | no data | no data | no data | no data
no data | 01-VBFW551 | IP FW to HP bypass drain | Pipe Rack 3rd | Attemperator HP | no data | no data | BFW IP | no data | CLOSED | no data | no data | no data | no data
no data | 02-VBFW551 | IP FW to HP bypass drain | Pipe Rack 3rd | Attemperator HP | no data | no data | BFW IP | no data | CLOSED | no data | no data | no data | no data
no data | 01-VBFW574 | HRH terminal attemperator before CV iso | Pipe Rack 2nd | Attemperator HRH | no data | no data | BFW IP | no data | OPEN | no data | no data | no data | no data
no data | 02-VBFW574 | HRH terminal attemperator before CV iso | Pipe Rack 2nd | Attemperator HRH | no data | no data | BFW IP | no data | OPEN | no data | no data | no data | no data
no data | 01-VBFW575 | HRH terminal attemperator before CV iso | Pipe Rack 2nd | Attemperator HRH | no data | no data | BFW IP | no data | OPEN | no data | no data | no data | no data
no data | 02-VBFW575 | HRH terminal attemperator before CV iso | Pipe Rack 2nd | Attemperator HRH | no data | no data | BFW IP | no data | OPEN | no data | no data | no data | no data
no data | 01-VBFW576 | HRH terminal attemperator drain | Pipe Rack 2nd | Attemperator HRH | no data | no data | BFW IP | no data | CLOSED | no data | no data | no data | no data
no data | 02-VBFW576 | HRH terminal attemperator drain | Pipe Rack 2nd | Attemperator HRH | no data | no data | BFW IP | no data | CLOSED | no data | no data | no data | no data
no data | 01-VBFW577 | HRH terminal attemperator drain | Pipe Rack 2nd | Attemperator HRH | no data | no data | BFW IP | no data | CLOSED | no data | no data | no data | no data
no data | 02-VBFW577 | HRH terminal attemperator drain | Pipe Rack 2nd | Attemperator HRH | no data | no data | BFW IP | no data | CLOSED | no data | no data | no data | no data
no data | 01-VBFW124F | HRH terminal atemperator flow meter (3 tramsmitters) | Pipe Rack 2nd | Attemperator HRH | no data | no data | BFW IP | no data | OPEN | no data | no data | no data | no data
no data | 02-VBFW124F | HRH terminal atemperator flow meter (3 tramsmitters) | Pipe Rack 2nd | Attemperator HRH | no data | no data | BFW IP | no data | OPEN | no data | no data | no data | no data
no data | 01-VBFWF125F | HRH terminal atemperator flow meter (3 tramsmitters) | Pipe Rack 2nd | Attemperator HRH | no data | no data | BFW IP | no data | OPEN | no data | no data | no data | no data
no data | 02-VBFWF125F | HRH terminal atemperator flow meter (3 tramsmitters) | Pipe Rack 2nd | Attemperator HRH | no data | no data | BFW IP | no data | OPEN | no data | no data | no data | no data
no data | 01-VBFWF126F | HRH terminal atemperator flow meter (3 tramsmitters) | Pipe Rack 2nd | Attemperator HRH | no data | no data | BFW IP | no data | OPEN | no data | no data | no data | no data
no data | 02-VBFWF126F | HRH terminal atemperator flow meter (3 tramsmitters) | Pipe Rack 2nd | Attemperator HRH | no data | no data | BFW IP | no data | OPEN | no data | no data | no data | no data
no data | 01-VBFWF127F | HRH terminal atemperator flow meter (3 tramsmitters) | Pipe Rack 2nd | Attemperator HRH | no data | no data | BFW IP | no data | OPEN | no data | no data | no data | no data
no data | 02-VBFWF127F | HRH terminal atemperator flow meter (3 tramsmitters) | Pipe Rack 2nd | Attemperator HRH | no data | no data | BFW IP | no data | OPEN | no data | no data | no data | no data
no data | 01-VBFWF100F | HRH terminal atemperator flow meter (3 tramsmitters) | Pipe Rack 2nd | Attemperator HRH | no data | no data | BFW IP | no data | OPEN | no data | no data | no data | no data
no data | 02-VBFWF100F | HRH terminal atemperator flow meter (3 tramsmitters) | Pipe Rack 2nd | Attemperator HRH | no data | no data | BFW IP | no data | OPEN | no data | no data | no data | no data
no data | 01-VBFWF110F | HRH terminal atemperator flow meter (3 tramsmitters) | Pipe Rack 2nd | Attemperator HRH | no data | no data | BFW IP | no data | OPEN | no data | no data | no data | no data
no data | 02-VBFWF110F | HRH terminal atemperator flow meter (3 tramsmitters) | Pipe Rack 2nd | Attemperator HRH | no data | no data | BFW IP | no data | OPEN | no data | no data | no data | no data
no data | 01-VBFWF104F | HRH terminal atemperator flow meter (3 tramsmitters) | Pipe Rack 2nd | Attemperator HRH | no data | no data | BFW IP | no data | OPEN | no data | no data | no data | no data
no data | 02-VBFWF104F | HRH terminal atemperator flow meter (3 tramsmitters) | Pipe Rack 2nd | Attemperator HRH | no data | no data | BFW IP | no data | OPEN | no data | no data | no data | no data
no data | 01-VBFWF102F | HRH terminal atemperator flow meter (3 tramsmitters) | Pipe Rack 2nd | Attemperator HRH | no data | no data | BFW IP | no data | OPEN | no data | no data | no data | no data
no data | 02-VBFWF102F | HRH terminal atemperator flow meter (3 tramsmitters) | Pipe Rack 2nd | Attemperator HRH | no data | no data | BFW IP | no data | OPEN | no data | no data | no data | no data
no data | 01-VBFW389 | HRH terminal drain after block valve (2) valves | Pipe Rack 2nd | Attemperator HRH | no data | no data | BFW IP | no data | CLOSED | no data | no data | no data | no data
no data | 02-VBFW389 | HRH terminal drain after block valve (2) valves | Pipe Rack 2nd | Attemperator HRH | no data | no data | BFW IP | no data | CLOSED | no data | no data | no data | no data
no data | 01-VBFW103 | HRH terminal drain after block valve (2) valves | Pipe Rack 2nd | Attemperator HRH | no data | no data | BFW IP | no data | CLOSED | no data | no data | no data | no data
no data | 02-VBFW103 | HRH terminal drain after block valve (2) valves | Pipe Rack 2nd | Attemperator HRH | no data | no data | BFW IP | no data | CLOSED | no data | no data | no data | no data
no data | 01-VBFW118 | HRH terminal attemperator after CV iso | Pipe Rack 2nd | Attemperator HRH | no data | no data | BFW IP | no data | CLOSED | no data | no data | no data | no data
no data | 02-VBFW118 | HRH terminal attemperator after CV iso | Pipe Rack 2nd | Attemperator HRH | no data | no data | BFW IP | no data | CLOSED | no data | no data | no data | no data
no data | 01-VBFW362 | HRH terminal drain after check valve (2) valves (3rd pipe rack) | Pipe Rack 2nd | Attemperator HRH | no data | no data | BFW IP | no data | CLOSED | no data | no data | no data | no data
no data | 02-VBFW362 | HRH terminal drain after check valve (2) valves (3rd pipe rack) | Pipe Rack 2nd | Attemperator HRH | no data | no data | BFW IP | no data | CLOSED | no data | no data | no data | no data
no data | 01-VBFW363 | HRH terminal drain after check valve (2) valves (3rd pipe rack) | Pipe Rack 2nd | Attemperator HRH | no data | no data | BFW IP | no data | CLOSED | no data | no data | no data | no data
no data | 02-VBFW363 | HRH terminal drain after check valve (2) valves (3rd pipe rack) | Pipe Rack 2nd | Attemperator HRH | no data | no data | BFW IP | no data | CLOSED | no data | no data | no data | no data
no data | 01-VBFW618 | HRH terminal attemperator vent after check (3rd pipe rack) | Pipe Rack 2nd | Attemperator HRH | no data | no data | BFW IP | no data | CLOSED | no data | no data | no data | no data
no data | 02-VBFW618 | HRH terminal attemperator vent after check (3rd pipe rack) | Pipe Rack 2nd | Attemperator HRH | no data | no data | BFW IP | no data | CLOSED | no data | no data | no data | no data
no data | 01-VBFW619 | HRH terminal attemperator vent after check (3rd pipe rack) | Pipe Rack 2nd | Attemperator HRH | no data | no data | BFW IP | no data | CLOSED | no data | no data | no data | no data
no data | 02-VBFW619 | HRH terminal attemperator vent after check (3rd pipe rack) | Pipe Rack 2nd | Attemperator HRH | no data | no data | BFW IP | no data | CLOSED | no data | no data | no data | no data
no data | 01-VBFW918 | (2) Flow transmitters (8) valves | HRSG lower | Attemperator HRH | no data | no data | BFW IP | no data | OPEN | no data | no data | no data | no data
no data | 02-VBFW918 | (2) Flow transmitters (8) valves | HRSG lower | Attemperator HRH | no data | no data | BFW IP | no data | OPEN | no data | no data | no data | no data
no data | 01-VBFW919 | (2) Flow transmitters (8) valves | HRSG lower | Attemperator HRH | no data | no data | BFW IP | no data | OPEN | no data | no data | no data | no data
no data | 02-VBFW919 | (2) Flow transmitters (8) valves | HRSG lower | Attemperator HRH | no data | no data | BFW IP | no data | OPEN | no data | no data | no data | no data
no data | 01-VBFW820 | (2) Flow transmitters (8) valves | HRSG lower | Attemperator HRH | no data | no data | BFW IP | no data | OPEN | no data | no data | no data | no data
no data | 02-VBFW820 | (2) Flow transmitters (8) valves | HRSG lower | Attemperator HRH | no data | no data | BFW IP | no data | OPEN | no data | no data | no data | no data
no data | 01-VBFW821 | (2) Flow transmitters (8) valves | HRSG lower | Attemperator HRH | no data | no data | BFW IP | no data | OPEN | no data | no data | no data | no data
no data | 02-VBFW821 | (2) Flow transmitters (8) valves | HRSG lower | Attemperator HRH | no data | no data | BFW IP | no data | OPEN | no data | no data | no data | no data
no data | 01-VBFW822 | (2) Flow transmitters (8) valves | HRSG lower | Attemperator HRH | no data | no data | BFW IP | no data | OPEN | no data | no data | no data | no data
no data | 02-VBFW822 | (2) Flow transmitters (8) valves | HRSG lower | Attemperator HRH | no data | no data | BFW IP | no data | OPEN | no data | no data | no data | no data
no data | 01-VBFW823 | (2) Flow transmitters (8) valves | HRSG lower | Attemperator HRH | no data | no data | BFW IP | no data | OPEN | no data | no data | no data | no data
no data | 02-VBFW823 | (2) Flow transmitters (8) valves | HRSG lower | Attemperator HRH | no data | no data | BFW IP | no data | OPEN | no data | no data | no data | no data
no data | 01-VBFW824 | (2) Flow transmitters (8) valves | HRSG lower | Attemperator HRH | no data | no data | BFW IP | no data | OPEN | no data | no data | no data | no data
no data | 02-VBFW824 | (2) Flow transmitters (8) valves | HRSG lower | Attemperator HRH | no data | no data | BFW IP | no data | OPEN | no data | no data | no data | no data
no data | 01-VBFW825 | (2) Flow transmitters (8) valves | HRSG lower | Attemperator HRH | no data | no data | BFW IP | no data | OPEN | no data | no data | no data | no data
no data | 02-VBFW825 | (2) Flow transmitters (8) valves | HRSG lower | Attemperator HRH | no data | no data | BFW IP | no data | OPEN | no data | no data | no data | no data
no data | 01-VBFW960 | Drain before CV | HRSG lower | Attemperator HRH | no data | no data | BFW IP | no data | CLOSED | no data | no data | no data | no data
no data | 02-VBFW960 | Drain before CV | HRSG lower | Attemperator HRH | no data | no data | BFW IP | no data | CLOSED | no data | no data | no data | no data
no data | 01-VBFW961 | Drain before CV | HRSG lower | Attemperator HRH | no data | no data | BFW IP | no data | CLOSED | no data | no data | no data | no data
no data | 02-VBFW961 | Drain before CV | HRSG lower | Attemperator HRH | no data | no data | BFW IP | no data | CLOSED | no data | no data | no data | no data
no data | 01-VBFW848 | Strainer Drain (2) valves | HRSG lower | Attemperator HRH | no data | no data | BFW IP | no data | CLOSED | no data | no data | no data | no data
no data | 02-VBFW848 | Strainer Drain (2) valves | HRSG lower | Attemperator HRH | no data | no data | BFW IP | no data | CLOSED | no data | no data | no data | no data
no data | 01-VBFW849 | Strainer Drain (2) valves | HRSG lower | Attemperator HRH | no data | no data | BFW IP | no data | CLOSED | no data | no data | no data | no data
no data | 02-VBFW849 | Strainer Drain (2) valves | HRSG lower | Attemperator HRH | no data | no data | BFW IP | no data | CLOSED | no data | no data | no data | no data
no data | 01-VBFW826 | Strainer DPT (4) valves | HRSG lower | Attemperator HRH | no data | no data | BFW IP | no data | OPEN | no data | no data | no data | no data
no data | 02-VBFW826 | Strainer DPT (4) valves | HRSG lower | Attemperator HRH | no data | no data | BFW IP | no data | OPEN | no data | no data | no data | no data
no data | 01-VBFW827 | Strainer DPT (4) valves | HRSG lower | Attemperator HRH | no data | no data | BFW IP | no data | OPEN | no data | no data | no data | no data
no data | 02-VBFW827 | Strainer DPT (4) valves | HRSG lower | Attemperator HRH | no data | no data | BFW IP | no data | OPEN | no data | no data | no data | no data
no data | 01-VBFW828 | Strainer DPT (4) valves | HRSG lower | Attemperator HRH | no data | no data | BFW IP | no data | OPEN | no data | no data | no data | no data
no data | 02-VBFW828 | Strainer DPT (4) valves | HRSG lower | Attemperator HRH | no data | no data | BFW IP | no data | OPEN | no data | no data | no data | no data
no data | 01-VBFW829 | Strainer DPT (4) valves | HRSG lower | Attemperator HRH | no data | no data | BFW IP | no data | OPEN | no data | no data | no data | no data
no data | 02-VBFW829 | Strainer DPT (4) valves | HRSG lower | Attemperator HRH | no data | no data | BFW IP | no data | OPEN | no data | no data | no data | no data
no data | 01-VBFW930 | After CV iso | HRSG lower | Attemperator HRH | no data | no data | BFW IP | no data | OPEN | no data | no data | no data | no data
no data | 02-VBFW930 | After CV iso | HRSG lower | Attemperator HRH | no data | no data | BFW IP | no data | OPEN | no data | no data | no data | no data
no data | 01-VBFW962 | Drain after check (2) valves | HRSG lower | Attemperator HRH | no data | no data | BFW IP | no data | CLOSED | no data | no data | no data | no data
no data | 02-VBFW962 | Drain after check (2) valves | HRSG lower | Attemperator HRH | no data | no data | BFW IP | no data | CLOSED | no data | no data | no data | no data
no data | 01-VBFW963 | Drain after check (2) valves | HRSG lower | Attemperator HRH | no data | no data | BFW IP | no data | CLOSED | no data | no data | no data | no data
no data | 02-VBFW963 | Drain after check (2) valves | HRSG lower | Attemperator HRH | no data | no data | BFW IP | no data | CLOSED | no data | no data | no data | no data
no data | 01-VBFW433 | CRH to AUX steam LOW flow attemperator ISO before CV | Pipe Rack 3rd | Attempeator Aux | no data | no data | BFW IP | no data | OPEN | no data | no data | no data | no data
no data | 02-VBFW433 | CRH to AUX steam LOW flow attemperator ISO before CV | Pipe Rack 3rd | Attempeator Aux | no data | no data | BFW IP | no data | OPEN | no data | no data | no data | no data
no data | 01-VBFW434 | CRH to AUX steam LOW flow attemperator ISO before CV | Pipe Rack 3rd | Attempeator Aux | no data | no data | BFW IP | no data | OPEN | no data | no data | no data | no data
no data | 02-VBFW434 | CRH to AUX steam LOW flow attemperator ISO before CV | Pipe Rack 3rd | Attempeator Aux | no data | no data | BFW IP | no data | OPEN | no data | no data | no data | no data
no data | 01-VBFW447 | Drain between attemperator isolation valves | Pipe Rack 3rd | Attempeator Aux | no data | no data | BFW IP | no data | CLOSED | no data | no data | no data | no data
no data | 02-VBFW447 | Drain between attemperator isolation valves | Pipe Rack 3rd | Attempeator Aux | no data | no data | BFW IP | no data | CLOSED | no data | no data | no data | no data
no data | 01-VBFW448 | Drain between attemperator isolation valves | Pipe Rack 3rd | Attempeator Aux | no data | no data | BFW IP | no data | CLOSED | no data | no data | no data | no data
no data | 02-VBFW448 | Drain between attemperator isolation valves | Pipe Rack 3rd | Attempeator Aux | no data | no data | BFW IP | no data | CLOSED | no data | no data | no data | no data
no data | 01-VBFW431 | Flow transmitter (4) valves | Pipe Rack 3rd | Attempeator Aux | no data | no data | BFW IP | no data | OPEN | no data | no data | no data | no data
no data | 02-VBFW431 | Flow transmitter (4) valves | Pipe Rack 3rd | Attempeator Aux | no data | no data | BFW IP | no data | OPEN | no data | no data | no data | no data
no data | 01-VBFW432 | Flow transmitter (4) valves | Pipe Rack 3rd | Attempeator Aux | no data | no data | BFW IP | no data | OPEN | no data | no data | no data | no data
no data | 02-VBFW432 | Flow transmitter (4) valves | Pipe Rack 3rd | Attempeator Aux | no data | no data | BFW IP | no data | OPEN | no data | no data | no data | no data
no data | 01-VBFW156 | Flow transmitter (4) valves | Pipe Rack 3rd | Attempeator Aux | no data | no data | BFW IP | no data | OPEN | no data | no data | no data | no data
no data | 02-VBFW156 | Flow transmitter (4) valves | Pipe Rack 3rd | Attempeator Aux | no data | no data | BFW IP | no data | OPEN | no data | no data | no data | no data
no data | 01-VBFW157 | Flow transmitter (4) valves | Pipe Rack 3rd | Attempeator Aux | no data | no data | BFW IP | no data | OPEN | no data | no data | no data | no data
no data | 02-VBFW157 | Flow transmitter (4) valves | Pipe Rack 3rd | Attempeator Aux | no data | no data | BFW IP | no data | OPEN | no data | no data | no data | no data
no data | 01-VBFW436 | Drain before CV (2) valves | Pipe Rack 3rd | Attempeator Aux | no data | no data | BFW IP | no data | CLOSED | no data | no data | no data | no data
no data | 02-VBFW436 | Drain before CV (2) valves | Pipe Rack 3rd | Attempeator Aux | no data | no data | BFW IP | no data | CLOSED | no data | no data | no data | no data
no data | 01-VBFW437 | Drain before CV (2) valves | Pipe Rack 3rd | Attempeator Aux | no data | no data | BFW IP | no data | CLOSED | no data | no data | no data | no data
no data | 02-VBFW437 | Drain before CV (2) valves | Pipe Rack 3rd | Attempeator Aux | no data | no data | BFW IP | no data | CLOSED | no data | no data | no data | no data
no data | 01-VBFW624 | Vent after CV (2) valves | Pipe Rack 3rd | Attempeator Aux | no data | no data | BFW IP | no data | CLOSED | no data | no data | no data | no data
no data | 02-VBFW624 | Vent after CV (2) valves | Pipe Rack 3rd | Attempeator Aux | no data | no data | BFW IP | no data | CLOSED | no data | no data | no data | no data
no data | 01-VBFW625 | Vent after CV (2) valves | Pipe Rack 3rd | Attempeator Aux | no data | no data | BFW IP | no data | CLOSED | no data | no data | no data | no data
no data | 02-VBFW625 | Vent after CV (2) valves | Pipe Rack 3rd | Attempeator Aux | no data | no data | BFW IP | no data | CLOSED | no data | no data | no data | no data
no data | 01-VBFW628 | Drain after CV (2) valves | Pipe Rack 3rd | Attempeator Aux | no data | no data | BFW IP | no data | CLOSED | no data | no data | no data | no data
no data | 02-VBFW628 | Drain after CV (2) valves | Pipe Rack 3rd | Attempeator Aux | no data | no data | BFW IP | no data | CLOSED | no data | no data | no data | no data
no data | 01-VBFW629 | Drain after CV (2) valves | Pipe Rack 3rd | Attempeator Aux | no data | no data | BFW IP | no data | CLOSED | no data | no data | no data | no data
no data | 02-VBFW629 | Drain after CV (2) valves | Pipe Rack 3rd | Attempeator Aux | no data | no data | BFW IP | no data | CLOSED | no data | no data | no data | no data
no data | 01-VBFW319 | CRH to AUX steam LOW flow attemperator ISO after CV | Pipe Rack 3rd | Attempeator Aux | no data | no data | BFW IP | no data | OPEN | no data | no data | no data | no data
no data | 02-VBFW319 | CRH to AUX steam LOW flow attemperator ISO after CV | Pipe Rack 3rd | Attempeator Aux | no data | no data | BFW IP | no data | OPEN | no data | no data | no data | no data
no data | 01-VBFW451 | Drain after check (2) valves | Pipe Rack 3rd | Attempeator Aux | no data | no data | BFW IP | no data | CLOSED | no data | no data | no data | no data
no data | 02-VBFW451 | Drain after check (2) valves | Pipe Rack 3rd | Attempeator Aux | no data | no data | BFW IP | no data | CLOSED | no data | no data | no data | no data
no data | 01-VBFW452 | Drain after check (2) valves | Pipe Rack 3rd | Attempeator Aux | no data | no data | BFW IP | no data | CLOSED | no data | no data | no data | no data
no data | 02-VBFW452 | Drain after check (2) valves | Pipe Rack 3rd | Attempeator Aux | no data | no data | BFW IP | no data | CLOSED | no data | no data | no data | no data
no data | 01-VBFW570 | CRH to AUX steam HIGH flow attemperator ISO before CV | Pipe Rack 3rd | Attempeator Aux | no data | no data | BFW IP | no data | OPEN | no data | no data | no data | no data
no data | 02-VBFW570 | CRH to AUX steam HIGH flow attemperator ISO before CV | Pipe Rack 3rd | Attempeator Aux | no data | no data | BFW IP | no data | OPEN | no data | no data | no data | no data
no data | 01-VBFW571 | CRH to AUX steam HIGH flow attemperator ISO before CV | Pipe Rack 3rd | Attempeator Aux | no data | no data | BFW IP | no data | OPEN | no data | no data | no data | no data
no data | 02-VBFW571 | CRH to AUX steam HIGH flow attemperator ISO before CV | Pipe Rack 3rd | Attempeator Aux | no data | no data | BFW IP | no data | OPEN | no data | no data | no data | no data
no data | 01-VBFW572 | Drain between attemperator isolation valves | Pipe Rack 3rd | Attempeator Aux | no data | no data | BFW IP | no data | CLOSED | no data | no data | no data | no data
no data | 02-VBFW572 | Drain between attemperator isolation valves | Pipe Rack 3rd | Attempeator Aux | no data | no data | BFW IP | no data | CLOSED | no data | no data | no data | no data
no data | 01-VBFW573 | Drain between attemperator isolation valves | Pipe Rack 3rd | Attempeator Aux | no data | no data | BFW IP | no data | CLOSED | no data | no data | no data | no data
no data | 02-VBFW573 | Drain between attemperator isolation valves | Pipe Rack 3rd | Attempeator Aux | no data | no data | BFW IP | no data | CLOSED | no data | no data | no data | no data
no data | 01-VBFW140 | Flow transmitter (4) valves | Pipe Rack 3rd | Attempeator Aux | no data | no data | BFW IP | no data | OPEN | no data | no data | no data | no data
no data | 02-VBFW140 | Flow transmitter (4) valves | Pipe Rack 3rd | Attempeator Aux | no data | no data | BFW IP | no data | OPEN | no data | no data | no data | no data
no data | 01-VBFW141 | Flow transmitter (4) valves | Pipe Rack 3rd | Attempeator Aux | no data | no data | BFW IP | no data | OPEN | no data | no data | no data | no data
no data | 02-VBFW141 | Flow transmitter (4) valves | Pipe Rack 3rd | Attempeator Aux | no data | no data | BFW IP | no data | OPEN | no data | no data | no data | no data
no data | 01-VBFW142 | Flow transmitter (4) valves | Pipe Rack 3rd | Attempeator Aux | no data | no data | BFW IP | no data | OPEN | no data | no data | no data | no data
no data | 02-VBFW142 | Flow transmitter (4) valves | Pipe Rack 3rd | Attempeator Aux | no data | no data | BFW IP | no data | OPEN | no data | no data | no data | no data
no data | 01-VBFW143 | Flow transmitter (4) valves | Pipe Rack 3rd | Attempeator Aux | no data | no data | BFW IP | no data | OPEN | no data | no data | no data | no data
no data | 02-VBFW143 | Flow transmitter (4) valves | Pipe Rack 3rd | Attempeator Aux | no data | no data | BFW IP | no data | OPEN | no data | no data | no data | no data
no data | 01-VBFW144 | Drain before CV (2) valves | Pipe Rack 3rd | Attempeator Aux | no data | no data | BFW IP | no data | CLOSED | no data | no data | no data | no data
no data | 02-VBFW144 | Drain before CV (2) valves | Pipe Rack 3rd | Attempeator Aux | no data | no data | BFW IP | no data | CLOSED | no data | no data | no data | no data
no data | 01-VBFW145 | Drain before CV (2) valves | Pipe Rack 3rd | Attempeator Aux | no data | no data | BFW IP | no data | CLOSED | no data | no data | no data | no data
no data | 02-VBFW145 | Drain before CV (2) valves | Pipe Rack 3rd | Attempeator Aux | no data | no data | BFW IP | no data | CLOSED | no data | no data | no data | no data
no data | 01-VBFW622 | Vent after CV (2) valves | Pipe Rack 3rd | Attempeator Aux | no data | no data | BFW IP | no data | CLOSED | no data | no data | no data | no data
no data | 02-VBFW622 | Vent after CV (2) valves | Pipe Rack 3rd | Attempeator Aux | no data | no data | BFW IP | no data | CLOSED | no data | no data | no data | no data
no data | 01-VBFW623 | Vent after CV (2) valves | Pipe Rack 3rd | Attempeator Aux | no data | no data | BFW IP | no data | CLOSED | no data | no data | no data | no data
no data | 02-VBFW623 | Vent after CV (2) valves | Pipe Rack 3rd | Attempeator Aux | no data | no data | BFW IP | no data | CLOSED | no data | no data | no data | no data
no data | 01-VBFW626 | Drain after CV (2) valves | Pipe Rack 3rd | Attempeator Aux | no data | no data | BFW IP | no data | CLOSED | no data | no data | no data | no data
no data | 02-VBFW626 | Drain after CV (2) valves | Pipe Rack 3rd | Attempeator Aux | no data | no data | BFW IP | no data | CLOSED | no data | no data | no data | no data
no data | 01-VBFW627 | Drain after CV (2) valves | Pipe Rack 3rd | Attempeator Aux | no data | no data | BFW IP | no data | CLOSED | no data | no data | no data | no data
no data | 02-VBFW627 | Drain after CV (2) valves | Pipe Rack 3rd | Attempeator Aux | no data | no data | BFW IP | no data | CLOSED | no data | no data | no data | no data
no data | 01-VBFW146 | CRH to AUX steam HIGH flow attemperator ISO after CV | Pipe Rack 3rd | Attempeator Aux | no data | no data | BFW IP | no data | OPEN | no data | no data | no data | no data
no data | 02-VBFW146 | CRH to AUX steam HIGH flow attemperator ISO after CV | Pipe Rack 3rd | Attempeator Aux | no data | no data | BFW IP | no data | OPEN | no data | no data | no data | no data
no data | 01-VBFW454 | Drain after check (2) valves | Pipe Rack 3rd | Attempeator Aux | no data | no data | BFW IP | no data | CLOSED | no data | no data | no data | no data
no data | 02-VBFW454 | Drain after check (2) valves | Pipe Rack 3rd | Attempeator Aux | no data | no data | BFW IP | no data | CLOSED | no data | no data | no data | no data
no data | 01-VBFW453 | Drain after check (2) valves | Pipe Rack 3rd | Attempeator Aux | no data | no data | BFW IP | no data | CLOSED | no data | no data | no data | no data
no data | 02-VBFW453 | Drain after check (2) valves | Pipe Rack 3rd | Attempeator Aux | no data | no data | BFW IP | no data | CLOSED | no data | no data | no data | no data
no data | 01-VBFW113 | IP FW strainer #2 drain | Pipe Rack 1st | TCA | no data | no data | BFW IP | no data | CLOSED | no data | no data | no data | no data
no data | 02-VBFW113 | IP FW strainer #2 drain | Pipe Rack 1st | TCA | no data | no data | BFW IP | no data | CLOSED | no data | no data | no data | no data
no data | 01-VBFW390 | IP FW strainer #2 drain | Pipe Rack 1st | TCA | no data | no data | BFW IP | no data | CLOSED | no data | no data | no data | no data
no data | 02-VBFW390 | IP FW strainer #2 drain | Pipe Rack 1st | TCA | no data | no data | BFW IP | no data | CLOSED | no data | no data | no data | no data
no data | 01-VBFW162 | IP FW strainer #2 vent | Pipe Rack 1st | TCA | no data | no data | BFW IP | no data | CLOSED | no data | no data | no data | no data
no data | 02-VBFW162 | IP FW strainer #2 vent | Pipe Rack 1st | TCA | no data | no data | BFW IP | no data | CLOSED | no data | no data | no data | no data
no data | 01-VBFW163 | IP FW strainer #2 vent | Pipe Rack 1st | TCA | no data | no data | BFW IP | no data | CLOSED | no data | no data | no data | no data
no data | 02-VBFW163 | IP FW strainer #2 vent | Pipe Rack 1st | TCA | no data | no data | BFW IP | no data | CLOSED | no data | no data | no data | no data
no data | 01-VBFW296 | FW to TCA flow meter (4) valves | Pipe Rack 1st | TCA | no data | no data | BFW HP | no data | OPEN | no data | no data | no data | no data
no data | 02-VBFW296 | FW to TCA flow meter (4) valves | Pipe Rack 1st | TCA | no data | no data | BFW HP | no data | OPEN | no data | no data | no data | no data
no data | 01-VBFW297 | FW to TCA flow meter (4) valves | Pipe Rack 1st | TCA | no data | no data | BFW HP | no data | OPEN | no data | no data | no data | no data
no data | 02-VBFW297 | FW to TCA flow meter (4) valves | Pipe Rack 1st | TCA | no data | no data | BFW HP | no data | OPEN | no data | no data | no data | no data
no data | 01-VBFW298 | FW to TCA flow meter (4) valves | Pipe Rack 1st | TCA | no data | no data | BFW HP | no data | OPEN | no data | no data | no data | no data
no data | 02-VBFW298 | FW to TCA flow meter (4) valves | Pipe Rack 1st | TCA | no data | no data | BFW HP | no data | OPEN | no data | no data | no data | no data
no data | 01-VBFW299 | FW to TCA flow meter (4) valves | Pipe Rack 1st | TCA | no data | no data | BFW HP | no data | OPEN | no data | no data | no data | no data
no data | 02-VBFW299 | FW to TCA flow meter (4) valves | Pipe Rack 1st | TCA | no data | no data | BFW HP | no data | OPEN | no data | no data | no data | no data
no data | 01-VBFW300 | FW to TCA iso | Pipe Rack 1st | TCA | no data | no data | BFW HP | no data | OPEN | no data | no data | no data | no data
no data | 02-VBFW300 | FW to TCA iso | Pipe Rack 1st | TCA | no data | no data | BFW HP | no data | OPEN | no data | no data | no data | no data
no data | 01-VBFW301 | FW to TCA drain | Pipe Rack 1st | TCA | no data | no data | BFW HP | no data | CLOSED | no data | no data | no data | no data
no data | 02-VBFW301 | FW to TCA drain | Pipe Rack 1st | TCA | no data | no data | BFW HP | no data | CLOSED | no data | no data | no data | no data
no data | 01-VBFW302 | FW to TCA drain | Pipe Rack 1st | TCA | no data | no data | BFW HP | no data | CLOSED | no data | no data | no data | no data
no data | 02-VBFW302 | FW to TCA drain | Pipe Rack 1st | TCA | no data | no data | BFW HP | no data | CLOSED | no data | no data | no data | no data
no data | 01-VBFW303 | FW to TCA drain after CV | Pipe Rack 1st | TCA | no data | no data | BFW HP | no data | CLOSED | no data | no data | no data | no data
no data | 02-VBFW303 | FW to TCA drain after CV | Pipe Rack 1st | TCA | no data | no data | BFW HP | no data | CLOSED | no data | no data | no data | no data
no data | 01-VBFW304 | FW to TCA drain after CV | Pipe Rack 1st | TCA | no data | no data | BFW HP | no data | CLOSED | no data | no data | no data | no data
no data | 02-VBFW304 | FW to TCA drain after CV | Pipe Rack 1st | TCA | no data | no data | BFW HP | no data | CLOSED | no data | no data | no data | no data
no data | 01-VBFW306 | From TCA iso | Pipe Rack 1st | TCA | no data | no data | BFW HP | no data | OPEN | no data | no data | no data | no data
no data | 02-VBFW306 | From TCA iso | Pipe Rack 1st | TCA | no data | no data | BFW HP | no data | OPEN | no data | no data | no data | no data
no data | 01-VBFW700 | PDI across TCA | Pipe Rack 1st | TCA | no data | no data | BFW HP | no data | OPEN | no data | no data | no data | no data
no data | 02-VBFW700 | PDI across TCA | Pipe Rack 1st | TCA | no data | no data | BFW HP | no data | OPEN | no data | no data | no data | no data
no data | 01-VBFW701 | PDI across TCA | Pipe Rack 1st | TCA | no data | no data | BFW HP | no data | OPEN | no data | no data | no data | no data
no data | 02-VBFW701 | PDI across TCA | Pipe Rack 1st | TCA | no data | no data | BFW HP | no data | OPEN | no data | no data | no data | no data
no data | 01-VBFW929 | PDI across TCA | Pipe Rack 1st | TCA | no data | no data | BFW HP | no data | OPEN | no data | no data | no data | no data
no data | 02-VBFW929 | PDI across TCA | Pipe Rack 1st | TCA | no data | no data | BFW HP | no data | OPEN | no data | no data | no data | no data
no data | 01-VBFW928 | PDI across TCA | Pipe Rack 1st | TCA | no data | no data | BFW HP | no data | OPEN | no data | no data | no data | no data
no data | 02-VBFW928 | PDI across TCA | Pipe Rack 1st | TCA | no data | no data | BFW HP | no data | OPEN | no data | no data | no data | no data
no data | 01-VBFW307 | FW from TCA PITx2 (4) valves | Pipe Rack 1st | TCA | no data | no data | BFW HP | no data | OPEN | no data | no data | no data | no data
no data | 02-VBFW307 | FW from TCA PITx2 (4) valves | Pipe Rack 1st | TCA | no data | no data | BFW HP | no data | OPEN | no data | no data | no data | no data
no data | 01-VBFW308 | FW from TCA PITx2 (4) valves | Pipe Rack 1st | TCA | no data | no data | BFW HP | no data | OPEN | no data | no data | no data | no data
no data | 02-VBFW308 | FW from TCA PITx2 (4) valves | Pipe Rack 1st | TCA | no data | no data | BFW HP | no data | OPEN | no data | no data | no data | no data
no data | 01-VBFW309 | FW from TCA PITx2 (4) valves | Pipe Rack 1st | TCA | no data | no data | BFW HP | no data | OPEN | no data | no data | no data | no data
no data | 02-VBFW309 | FW from TCA PITx2 (4) valves | Pipe Rack 1st | TCA | no data | no data | BFW HP | no data | OPEN | no data | no data | no data | no data
no data | 01-VBFW310 | FW from TCA PITx2 (4) valves | Pipe Rack 1st | TCA | no data | no data | BFW HP | no data | OPEN | no data | no data | no data | no data
no data | 02-VBFW310 | FW from TCA PITx2 (4) valves | Pipe Rack 1st | TCA | no data | no data | BFW HP | no data | OPEN | no data | no data | no data | no data
no data | 01-VBFW305 | Drain After TCA coller | Pipe Rack 1st | TCA | no data | no data | BFW HP | no data | CLOSED | no data | no data | no data | no data
no data | 02-VBFW305 | Drain After TCA coller | Pipe Rack 1st | TCA | no data | no data | BFW HP | no data | CLOSED | no data | no data | no data | no data
no data | 01-VBFW294 | Drain After TCA coller | Pipe Rack 1st | TCA | no data | no data | BFW HP | no data | CLOSED | no data | no data | no data | no data
no data | 02-VBFW294 | Drain After TCA coller | Pipe Rack 1st | TCA | no data | no data | BFW HP | no data | CLOSED | no data | no data | no data | no data
no data | 01-VBFW311 | From TCA flow meter (4) valves | Pipe Rack 1st | TCA | no data | no data | BFW HP | no data | OPEN | no data | no data | no data | no data
no data | 02-VBFW311 | From TCA flow meter (4) valves | Pipe Rack 1st | TCA | no data | no data | BFW HP | no data | OPEN | no data | no data | no data | no data
no data | 01-VBFW312 | From TCA flow meter (4) valves | Pipe Rack 1st | TCA | no data | no data | BFW HP | no data | OPEN | no data | no data | no data | no data
no data | 02-VBFW312 | From TCA flow meter (4) valves | Pipe Rack 1st | TCA | no data | no data | BFW HP | no data | OPEN | no data | no data | no data | no data
no data | 01-VBFW313 | From TCA flow meter (4) valves | Pipe Rack 1st | TCA | no data | no data | BFW HP | no data | OPEN | no data | no data | no data | no data
no data | 02-VBFW313 | From TCA flow meter (4) valves | Pipe Rack 1st | TCA | no data | no data | BFW HP | no data | OPEN | no data | no data | no data | no data
no data | 01-VBFW314 | From TCA flow meter (4) valves | Pipe Rack 1st | TCA | no data | no data | BFW HP | no data | OPEN | no data | no data | no data | no data
no data | 02-VBFW314 | From TCA flow meter (4) valves | Pipe Rack 1st | TCA | no data | no data | BFW HP | no data | OPEN | no data | no data | no data | no data
no data | 01-VBFW315 | From TCA flow meter (4) valves | Pipe Rack 1st | TCA | no data | no data | BFW HP | no data | OPEN | no data | no data | no data | no data
no data | 02-VBFW315 | From TCA flow meter (4) valves | Pipe Rack 1st | TCA | no data | no data | BFW HP | no data | OPEN | no data | no data | no data | no data
no data | 01-VBFW316 | From TCA flow meter (4) valves | Pipe Rack 1st | TCA | no data | no data | BFW HP | no data | OPEN | no data | no data | no data | no data
no data | 02-VBFW316 | From TCA flow meter (4) valves | Pipe Rack 1st | TCA | no data | no data | BFW HP | no data | OPEN | no data | no data | no data | no data
no data | 01-VBFW317 | From TCA flow meter (4) valves | Pipe Rack 1st | TCA | no data | no data | BFW HP | no data | OPEN | no data | no data | no data | no data
no data | 02-VBFW317 | From TCA flow meter (4) valves | Pipe Rack 1st | TCA | no data | no data | BFW HP | no data | OPEN | no data | no data | no data | no data
no data | 01-VBFW318 | From TCA flow meter (4) valves | Pipe Rack 1st | TCA | no data | no data | BFW HP | no data | OPEN | no data | no data | no data | no data
no data | 02-VBFW318 | From TCA flow meter (4) valves | Pipe Rack 1st | TCA | no data | no data | BFW HP | no data | OPEN | no data | no data | no data | no data
no data | 01-VBFW324 | From TCA to HP economizer vent | Pipe Rack 1st | TCA | no data | no data | BFW HP | no data | CLOSED | no data | no data | no data | no data
no data | 02-VBFW324 | From TCA to HP economizer vent | Pipe Rack 1st | TCA | no data | no data | BFW HP | no data | CLOSED | no data | no data | no data | no data
no data | 01-VBFW325 | From TCA to HP economizer vent | Pipe Rack 1st | TCA | no data | no data | BFW HP | no data | CLOSED | no data | no data | no data | no data
no data | 02-VBFW325 | From TCA to HP economizer vent | Pipe Rack 1st | TCA | no data | no data | BFW HP | no data | CLOSED | no data | no data | no data | no data
no data | 01-VBFW320 | From TCA to HP economizer PDIT (4) valves | Pipe Rack 1st | TCA | no data | no data | BFW HP | no data | OPEN | no data | no data | no data | no data
no data | 02-VBFW320 | From TCA to HP economizer PDIT (4) valves | Pipe Rack 1st | TCA | no data | no data | BFW HP | no data | OPEN | no data | no data | no data | no data
no data | 01-VBFW321 | From TCA to HP economizer PDIT (4) valves | Pipe Rack 1st | TCA | no data | no data | BFW HP | no data | OPEN | no data | no data | no data | no data
no data | 02-VBFW321 | From TCA to HP economizer PDIT (4) valves | Pipe Rack 1st | TCA | no data | no data | BFW HP | no data | OPEN | no data | no data | no data | no data
no data | 01-VBFW326 | From TCA to HP economizer PDIT (4) valves | Pipe Rack 1st | TCA | no data | no data | BFW HP | no data | OPEN | no data | no data | no data | no data
no data | 02-VBFW326 | From TCA to HP economizer PDIT (4) valves | Pipe Rack 1st | TCA | no data | no data | BFW HP | no data | OPEN | no data | no data | no data | no data
no data | 01-VBFW327 | From TCA to HP economizer PDIT (4) valves | Pipe Rack 1st | TCA | no data | no data | BFW HP | no data | OPEN | no data | no data | no data | no data
no data | 02-VBFW327 | From TCA to HP economizer PDIT (4) valves | Pipe Rack 1st | TCA | no data | no data | BFW HP | no data | OPEN | no data | no data | no data | no data
no data | 01-VBFW328 | From TCA to HP economizer drain after CV | Pipe Rack 1st | TCA | no data | no data | BFW HP | no data | CLOSED | no data | no data | no data | no data
no data | 02-VBFW328 | From TCA to HP economizer drain after CV | Pipe Rack 1st | TCA | no data | no data | BFW HP | no data | CLOSED | no data | no data | no data | no data
no data | 01-VBFW329 | From TCA to HP economizer drain after CV | Pipe Rack 1st | TCA | no data | no data | BFW HP | no data | CLOSED | no data | no data | no data | no data
no data | 02-VBFW329 | From TCA to HP economizer drain after CV | Pipe Rack 1st | TCA | no data | no data | BFW HP | no data | CLOSED | no data | no data | no data | no data
no data | 01-VHHS948 | From TCA to HP economizer isolation | Pipe Rack 1st | TCA | no data | no data | BFW HP | no data | OPEN | no data | no data | no data | no data
no data | 02-VHHS948 | From TCA to HP economizer isolation | Pipe Rack 1st | TCA | no data | no data | BFW HP | no data | OPEN | no data | no data | no data | no data
no data | 01-VHHS949 | From TCA to HP economizer isolation bypass | Pipe Rack 1st | TCA | no data | no data | BFW HP | no data | CLOSED | no data | no data | no data | no data
no data | 02-VHHS949 | From TCA to HP economizer isolation bypass | Pipe Rack 1st | TCA | no data | no data | BFW HP | no data | CLOSED | no data | no data | no data | no data
no data | 01-VHHS950 | From TCA to HP economizer isolation equalizing | Pipe Rack 1st | TCA | no data | no data | BFW HP | no data | OPEN | no data | no data | no data | no data
no data | 02-VHHS950 | From TCA to HP economizer isolation equalizing | Pipe Rack 1st | TCA | no data | no data | BFW HP | no data | OPEN | no data | no data | no data | no data
no data | 01-VBFW331 | From TCA to Cond. Receiver Tank vent | CRT | TCA | no data | no data | BFW HP | no data | CLOSED | no data | no data | no data | no data
no data | 02-VBFW331 | From TCA to Cond. Receiver Tank vent | CRT | TCA | no data | no data | BFW HP | no data | CLOSED | no data | no data | no data | no data
no data | 01-VBFW332 | From TCA to Cond. Receiver Tank vent | CRT | TCA | no data | no data | BFW HP | no data | CLOSED | no data | no data | no data | no data
no data | 02-VBFW332 | From TCA to Cond. Receiver Tank vent | CRT | TCA | no data | no data | BFW HP | no data | CLOSED | no data | no data | no data | no data
no data | 01-VBFW610 | From TCA to Cond. Receiver Tank drain | CRT | TCA | no data | no data | BFW HP | no data | CLOSED | no data | no data | no data | no data
no data | 02-VBFW610 | From TCA to Cond. Receiver Tank drain | CRT | TCA | no data | no data | BFW HP | no data | CLOSED | no data | no data | no data | no data
no data | 01-VBFW611 | From TCA to Cond. Receiver Tank drain | CRT | TCA | no data | no data | BFW HP | no data | CLOSED | no data | no data | no data | no data
no data | 02-VBFW611 | From TCA to Cond. Receiver Tank drain | CRT | TCA | no data | no data | BFW HP | no data | CLOSED | no data | no data | no data | no data
no data | 01-VBFW614 | From TCA to Cond. Receiver Tank vent (smr bldng) | CRT | TCA | no data | no data | BFW HP | no data | CLOSED | no data | no data | no data | no data
no data | 02-VBFW614 | From TCA to Cond. Receiver Tank vent (smr bldng) | CRT | TCA | no data | no data | BFW HP | no data | CLOSED | no data | no data | no data | no data
no data | 01-VBFW615 | From TCA to Cond. Receiver Tank vent (smr bldng) | CRT | TCA | no data | no data | BFW HP | no data | CLOSED | no data | no data | no data | no data
no data | 02-VBFW615 | From TCA to Cond. Receiver Tank vent (smr bldng) | CRT | TCA | no data | no data | BFW HP | no data | CLOSED | no data | no data | no data | no data
no data | 01-VBFW330 | From TCA to Cond. Receiver Tank iso (2) vlvs | CRT | TCA | no data | no data | BFW HP | no data | OPEN | no data | no data | no data | no data
no data | 02-VBFW330 | From TCA to Cond. Receiver Tank iso (2) vlvs | CRT | TCA | no data | no data | BFW HP | no data | OPEN | no data | no data | no data | no data
no data | 01-VBFW922 | From TCA to Cond. Receiver Tank iso (2) vlvs | CRT | TCA | no data | no data | BFW HP | no data | OPEN | no data | no data | no data | no data
no data | 02-VBFW922 | From TCA to Cond. Receiver Tank iso (2) vlvs | CRT | TCA | no data | no data | BFW HP | no data | OPEN | no data | no data | no data | no data
no data | 01-VBFW165 | From TCA to Cond. Receiver Tank drain | CRT | TCA | no data | no data | BFW HP | no data | CLOSED | no data | no data | no data | no data
no data | 02-VBFW165 | From TCA to Cond. Receiver Tank drain | CRT | TCA | no data | no data | BFW HP | no data | CLOSED | no data | no data | no data | no data
no data | 01-VBFW166 | From TCA to Cond. Receiver Tank drain | CRT | TCA | no data | no data | BFW HP | no data | CLOSED | no data | no data | no data | no data
no data | 02-VBFW166 | From TCA to Cond. Receiver Tank drain | CRT | TCA | no data | no data | BFW HP | no data | CLOSED | no data | no data | no data | no data
no data | 01-VBFW923 | From TCA to Cond. Receiver Tank strainer vent | CRT | TCA | no data | no data | BFW HP | no data | CLOSED | no data | no data | no data | no data
no data | 02-VBFW923 | From TCA to Cond. Receiver Tank strainer vent | CRT | TCA | no data | no data | BFW HP | no data | CLOSED | no data | no data | no data | no data
no data | 01-VBFW532 | From TCA to Cond. Receiver Tank strainer vent | CRT | TCA | no data | no data | BFW HP | no data | CLOSED | no data | no data | no data | no data
no data | 02-VBFW532 | From TCA to Cond. Receiver Tank strainer vent | CRT | TCA | no data | no data | BFW HP | no data | CLOSED | no data | no data | no data | no data
no data | 01-VBFW333 | From TCA to Cond. Receiver Tank strainer drain | CRT | TCA | no data | no data | BFW HP | no data | CLOSED | no data | no data | no data | no data
no data | 02-VBFW333 | From TCA to Cond. Receiver Tank strainer drain | CRT | TCA | no data | no data | BFW HP | no data | CLOSED | no data | no data | no data | no data
no data | 01-VBFW334 | From TCA to Cond. Receiver Tank strainer drain | CRT | TCA | no data | no data | BFW HP | no data | CLOSED | no data | no data | no data | no data
no data | 02-VBFW334 | From TCA to Cond. Receiver Tank strainer drain | CRT | TCA | no data | no data | BFW HP | no data | CLOSED | no data | no data | no data | no data
no data | 01-VBFW322 | From TCA to Cond. Receiver Tank vent after srtainer | CRT | TCA | no data | no data | BFW HP | no data | CLOSED | no data | no data | no data | no data
no data | 02-VBFW322 | From TCA to Cond. Receiver Tank vent after srtainer | CRT | TCA | no data | no data | BFW HP | no data | CLOSED | no data | no data | no data | no data
no data | 01-VBFW323 | From TCA to Cond. Receiver Tank vent after srtainer | CRT | TCA | no data | no data | BFW HP | no data | CLOSED | no data | no data | no data | no data
no data | 02-VBFW323 | From TCA to Cond. Receiver Tank vent after srtainer | CRT | TCA | no data | no data | BFW HP | no data | CLOSED | no data | no data | no data | no data
no data | 01-VBFW305 | From TCA to Cond. Receiver Tank drain after strainer | CRT | TCA | no data | no data | BFW HP | no data | OPEN | no data | no data | no data | no data
no data | 02-VBFW305 | From TCA to Cond. Receiver Tank drain after strainer | CRT | TCA | no data | no data | BFW HP | no data | OPEN | no data | no data | no data | no data
no data | 01-VBFW306 | From TCA to Cond. Receiver Tank drain after strainer | CRT | TCA | no data | no data | BFW HP | no data | OPEN | no data | no data | no data | no data
no data | 02-VBFW306 | From TCA to Cond. Receiver Tank drain after strainer | CRT | TCA | no data | no data | BFW HP | no data | OPEN | no data | no data | no data | no data
no data | 01-VBFW | From TCA to Cond. Receiver Tank before CV iso | CRT | TCA | no data | no data | BFW HP | no data | OPEN | no data | no data | no data | no data
no data | 02-VBFW | From TCA to Cond. Receiver Tank before CV iso | CRT | TCA | no data | no data | BFW HP | no data | OPEN | no data | no data | no data | no data
no data | 01-VBFW339 | From TCA to Cond. Receiver Tank after CV iso | CRT | TCA | no data | no data | BFW HP | no data | OPEN | no data | no data | no data | no data
no data | 02-VBFW339 | From TCA to Cond. Receiver Tank after CV iso | CRT | TCA | no data | no data | BFW HP | no data | OPEN | no data | no data | no data | no data
no data | 01-VBFW | To Gas performance heater MOV bypass | one level under LP Drum | FGPH | no data | no data | BFW IP | no data | CLOSED | no data | no data | no data | no data
no data | 02-VBFW | To Gas performance heater MOV bypass | one level under LP Drum | FGPH | no data | no data | BFW IP | no data | CLOSED | no data | no data | no data | no data
no data | 01-VBFW461 | Drain berore startap heater | Pipe Rack 1st | FGPH | no data | no data | BFW IP | no data | CLOSED | no data | no data | no data | no data
no data | 02-VBFW461 | Drain berore startap heater | Pipe Rack 1st | FGPH | no data | no data | BFW IP | no data | CLOSED | no data | no data | no data | no data
no data | 01-VBFW462 | Drain berore startap heater | Pipe Rack 1st | FGPH | no data | no data | BFW IP | no data | CLOSED | no data | no data | no data | no data
no data | 02-VBFW462 | Drain berore startap heater | Pipe Rack 1st | FGPH | no data | no data | BFW IP | no data | CLOSED | no data | no data | no data | no data
no data | 01-VBFW120 | Startup heater drain | Pipe Rack 1st | FGPH | no data | no data | BFW IP | no data | CLOSED | no data | no data | no data | no data
no data | 02-VBFW120 | Startup heater drain | Pipe Rack 1st | FGPH | no data | no data | BFW IP | no data | CLOSED | no data | no data | no data | no data
no data | 01-VBFW121 | Startup heater drain | Pipe Rack 1st | FGPH | no data | no data | BFW IP | no data | CLOSED | no data | no data | no data | no data
no data | 02-VBFW121 | Startup heater drain | Pipe Rack 1st | FGPH | no data | no data | BFW IP | no data | CLOSED | no data | no data | no data | no data
no data | 01-VBFW117 | Startup heater vent | Pipe Rack 1st | FGPH | no data | no data | BFW IP | no data | CLOSED | no data | no data | no data | no data
no data | 02-VBFW117 | Startup heater vent | Pipe Rack 1st | FGPH | no data | no data | BFW IP | no data | CLOSED | no data | no data | no data | no data
no data | 01-VBFW110 | Startup heater vent | Pipe Rack 1st | FGPH | no data | no data | BFW IP | no data | CLOSED | no data | no data | no data | no data
no data | 02-VBFW110 | Startup heater vent | Pipe Rack 1st | FGPH | no data | no data | BFW IP | no data | CLOSED | no data | no data | no data | no data
no data | 01-VBFW578 | Vent after startap heater | FGPH | FGPH | no data | no data | BFW IP | no data | CLOSED | no data | no data | no data | no data
no data | 02-VBFW578 | Vent after startap heater | FGPH | FGPH | no data | no data | BFW IP | no data | CLOSED | no data | no data | no data | no data
no data | 01-VBFW579 | Vent after startap heater | FGPH | FGPH | no data | no data | BFW IP | no data | CLOSED | no data | no data | no data | no data
no data | 02-VBFW579 | Vent after startap heater | FGPH | FGPH | no data | no data | BFW IP | no data | CLOSED | no data | no data | no data | no data
no data | 01-VBFW340 | Gas performance heater flow | FGPH | FGPH | no data | no data | BFW IP | no data | OPEN | no data | no data | no data | no data
no data | 02-VBFW340 | Gas performance heater flow | FGPH | FGPH | no data | no data | BFW IP | no data | OPEN | no data | no data | no data | no data
no data | 01-VBFW341 | Gas performance heater flow | FGPH | FGPH | no data | no data | BFW IP | no data | OPEN | no data | no data | no data | no data
no data | 02-VBFW341 | Gas performance heater flow | FGPH | FGPH | no data | no data | BFW IP | no data | OPEN | no data | no data | no data | no data
no data | 01-VBFW342 | Gas performance heater flow | FGPH | FGPH | no data | no data | BFW IP | no data | OPEN | no data | no data | no data | no data
no data | 02-VBFW342 | Gas performance heater flow | FGPH | FGPH | no data | no data | BFW IP | no data | OPEN | no data | no data | no data | no data
no data | 01-VBFW343 | Gas performance heater flow | FGPH | FGPH | no data | no data | BFW IP | no data | OPEN | no data | no data | no data | no data
no data | 02-VBFW343 | Gas performance heater flow | FGPH | FGPH | no data | no data | BFW IP | no data | OPEN | no data | no data | no data | no data
no data | 01-VBFW344 | Gas performance heater High flow CV iso (before) | FGPH | FGPH | no data | no data | BFW IP | no data | OPEN | no data | no data | no data | no data
no data | 02-VBFW344 | Gas performance heater High flow CV iso (before) | FGPH | FGPH | no data | no data | BFW IP | no data | OPEN | no data | no data | no data | no data
no data | 01-VBFW345 | Gas performance heater High flow CV iso (after) | FGPH | FGPH | no data | no data | BFW IP | no data | OPEN | no data | no data | no data | no data
no data | 02-VBFW345 | Gas performance heater High flow CV iso (after) | FGPH | FGPH | no data | no data | BFW IP | no data | OPEN | no data | no data | no data | no data
no data | 01-VBFW3346 | Gas performance heater Low flow CV iso (before) | FGPH | FGPH | no data | no data | BFW IP | no data | OPEN | no data | no data | no data | no data
no data | 02-VBFW3346 | Gas performance heater Low flow CV iso (before) | FGPH | FGPH | no data | no data | BFW IP | no data | OPEN | no data | no data | no data | no data
no data | 01-VBFW347 | Gas performance heater Low flow CV iso (after) | FGPH | FGPH | no data | no data | BFW IP | no data | OPEN | no data | no data | no data | no data
no data | 02-VBFW347 | Gas performance heater Low flow CV iso (after) | FGPH | FGPH | no data | no data | BFW IP | no data | OPEN | no data | no data | no data | no data
no data | 01-VBFW285 | Gas performance heater nitrogen connection (after CV) | FGPH | FGPH | no data | no data | BFW IP | no data | CLOSED | no data | no data | no data | no data
no data | 02-VBFW285 | Gas performance heater nitrogen connection (after CV) | FGPH | FGPH | no data | no data | BFW IP | no data | CLOSED | no data | no data | no data | no data
no data | 01-VBFW348 | Gas performance heater nitrogen connection (after CV) | FGPH | FGPH | no data | no data | BFW IP | no data | CLOSED | no data | no data | no data | no data
no data | 02-VBFW348 | Gas performance heater nitrogen connection (after CV) | FGPH | FGPH | no data | no data | BFW IP | no data | CLOSED | no data | no data | no data | no data
no data | 01-VBFW350 | Gas performance heater iso | FGPH | FGPH | no data | no data | BFW IP | no data | OPEN | no data | no data | no data | no data
no data | 02-VBFW350 | Gas performance heater iso | FGPH | FGPH | no data | no data | BFW IP | no data | OPEN | no data | no data | no data | no data
no data | 01-VBFW352 | Gas performance heater iso | FGPH | FGPH | no data | no data | BFW IP | no data | OPEN | no data | no data | no data | no data
no data | 02-VBFW352 | Gas performance heater iso | FGPH | FGPH | no data | no data | BFW IP | no data | OPEN | no data | no data | no data | no data
no data | 01-VBFW351 | Gas performance heater drain | FGPH | FGPH | no data | no data | BFW IP | no data | CLOSED | no data | no data | no data | no data
no data | 02-VBFW351 | Gas performance heater drain | FGPH | FGPH | no data | no data | BFW IP | no data | CLOSED | no data | no data | no data | no data
no data | 01-VBFW286 | Gas performance heater drain | FGPH | FGPH | no data | no data | BFW IP | no data | CLOSED | no data | no data | no data | no data
no data | 02-VBFW286 | Gas performance heater drain | FGPH | FGPH | no data | no data | BFW IP | no data | CLOSED | no data | no data | no data | no data
no data | 01-VBFW284 | Gas performance heater FW in PIT | FGPH | FGPH | no data | no data | BFW IP | no data | OPEN | no data | no data | no data | no data
no data | 02-VBFW284 | Gas performance heater FW in PIT | FGPH | FGPH | no data | no data | BFW IP | no data | OPEN | no data | no data | no data | no data
no data | 01-VBFW262 | Gas performance heater FW in PIT | FGPH | FGPH | no data | no data | BFW IP | no data | OPEN | no data | no data | no data | no data
no data | 02-VBFW262 | Gas performance heater FW in PIT | FGPH | FGPH | no data | no data | BFW IP | no data | OPEN | no data | no data | no data | no data
no data | 01-VBFW357 | Gas performance heater Level switch vessel 1 | FGPH | FGPH | no data | no data | BFW IP | no data | OPEN | no data | no data | no data | no data
no data | 02-VBFW357 | Gas performance heater Level switch vessel 1 | FGPH | FGPH | no data | no data | BFW IP | no data | OPEN | no data | no data | no data | no data
no data | 01-VBFW274 | Gas performance heater Level switch vessel 1 | FGPH | FGPH | no data | no data | BFW IP | no data | OPEN | no data | no data | no data | no data
no data | 02-VBFW274 | Gas performance heater Level switch vessel 1 | FGPH | FGPH | no data | no data | BFW IP | no data | OPEN | no data | no data | no data | no data
no data | 01-VBFW356 | Gas performance heater Level switch vessel 1 | FGPH | FGPH | no data | no data | BFW IP | no data | OPEN | no data | no data | no data | no data
no data | 02-VBFW356 | Gas performance heater Level switch vessel 1 | FGPH | FGPH | no data | no data | BFW IP | no data | OPEN | no data | no data | no data | no data
no data | 01-VBFW273 | Gas performance heater Level switch vessel 1 | FGPH | FGPH | no data | no data | BFW IP | no data | OPEN | no data | no data | no data | no data
no data | 02-VBFW273 | Gas performance heater Level switch vessel 1 | FGPH | FGPH | no data | no data | BFW IP | no data | OPEN | no data | no data | no data | no data
no data | 01-VBFW354 | Gas performance heater Level switch vessel 1 | FGPH | FGPH | no data | no data | BFW IP | no data | OPEN | no data | no data | no data | no data
no data | 02-VBFW354 | Gas performance heater Level switch vessel 1 | FGPH | FGPH | no data | no data | BFW IP | no data | OPEN | no data | no data | no data | no data
no data | 01-VBFW355 | Gas performance heater Level switch vessel 1 | FGPH | FGPH | no data | no data | BFW IP | no data | OPEN | no data | no data | no data | no data
no data | 02-VBFW355 | Gas performance heater Level switch vessel 1 | FGPH | FGPH | no data | no data | BFW IP | no data | OPEN | no data | no data | no data | no data
no data | 01-VBFW275 | Gas performance heater Level switch vessel 1 | FGPH | FGPH | no data | no data | BFW IP | no data | OPEN | no data | no data | no data | no data
no data | 02-VBFW275 | Gas performance heater Level switch vessel 1 | FGPH | FGPH | no data | no data | BFW IP | no data | OPEN | no data | no data | no data | no data
no data | 01-VBFW276 | Gas performance heater Level switch vessel 1 | FGPH | FGPH | no data | no data | BFW IP | no data | OPEN | no data | no data | no data | no data
no data | 02-VBFW276 | Gas performance heater Level switch vessel 1 | FGPH | FGPH | no data | no data | BFW IP | no data | OPEN | no data | no data | no data | no data
no data | 01-VBFW153 | Gas performance heater Level switch vessel 1 vent | FGPH | FGPH | no data | no data | BFW IP | no data | CLOSED | no data | no data | no data | no data
no data | 02-VBFW153 | Gas performance heater Level switch vessel 1 vent | FGPH | FGPH | no data | no data | BFW IP | no data | CLOSED | no data | no data | no data | no data
no data | 01-VBFW353 | Gas performance heater Level switch vessel 1 vent | FGPH | FGPH | no data | no data | BFW IP | no data | CLOSED | no data | no data | no data | no data
no data | 02-VBFW353 | Gas performance heater Level switch vessel 1 vent | FGPH | FGPH | no data | no data | BFW IP | no data | CLOSED | no data | no data | no data | no data
no data | 01-VBFW372 | Gas performance heater Level switch vessel 2 | FGPH | FGPH | no data | no data | BFW IP | no data | OPEN | no data | no data | no data | no data
no data | 02-VBFW372 | Gas performance heater Level switch vessel 2 | FGPH | FGPH | no data | no data | BFW IP | no data | OPEN | no data | no data | no data | no data
no data | 01-VBFW373 | Gas performance heater Level switch vessel 2 | FGPH | FGPH | no data | no data | BFW IP | no data | OPEN | no data | no data | no data | no data
no data | 02-VBFW373 | Gas performance heater Level switch vessel 2 | FGPH | FGPH | no data | no data | BFW IP | no data | OPEN | no data | no data | no data | no data
no data | 01-VBFW2278 | Gas performance heater Level switch vessel 2 | FGPH | FGPH | no data | no data | BFW IP | no data | OPEN | no data | no data | no data | no data
no data | 02-VBFW2278 | Gas performance heater Level switch vessel 2 | FGPH | FGPH | no data | no data | BFW IP | no data | OPEN | no data | no data | no data | no data
no data | 01-VBFW279 | Gas performance heater Level switch vessel 2 | FGPH | FGPH | no data | no data | BFW IP | no data | OPEN | no data | no data | no data | no data
no data | 02-VBFW279 | Gas performance heater Level switch vessel 2 | FGPH | FGPH | no data | no data | BFW IP | no data | OPEN | no data | no data | no data | no data
no data | 01-VBFW370 | Gas performance heater Level switch vessel 2 | FGPH | FGPH | no data | no data | BFW IP | no data | OPEN | no data | no data | no data | no data
no data | 02-VBFW370 | Gas performance heater Level switch vessel 2 | FGPH | FGPH | no data | no data | BFW IP | no data | OPEN | no data | no data | no data | no data
no data | 01-VBFW371 | Gas performance heater Level switch vessel 2 | FGPH | FGPH | no data | no data | BFW IP | no data | OPEN | no data | no data | no data | no data
no data | 02-VBFW371 | Gas performance heater Level switch vessel 2 | FGPH | FGPH | no data | no data | BFW IP | no data | OPEN | no data | no data | no data | no data
no data | 01-VBFW280 | Gas performance heater Level switch vessel 2 | FGPH | FGPH | no data | no data | BFW IP | no data | OPEN | no data | no data | no data | no data
no data | 02-VBFW280 | Gas performance heater Level switch vessel 2 | FGPH | FGPH | no data | no data | BFW IP | no data | OPEN | no data | no data | no data | no data
no data | 01-VBFW281 | Gas performance heater Level switch vessel 2 | FGPH | FGPH | no data | no data | BFW IP | no data | OPEN | no data | no data | no data | no data
no data | 02-VBFW281 | Gas performance heater Level switch vessel 2 | FGPH | FGPH | no data | no data | BFW IP | no data | OPEN | no data | no data | no data | no data
no data | 01-VBFW369 | Gas performance heater Level switch vessel 2 vent | FGPH | FGPH | no data | no data | BFW IP | no data | CLOSED | no data | no data | no data | no data
no data | 02-VBFW369 | Gas performance heater Level switch vessel 2 vent | FGPH | FGPH | no data | no data | BFW IP | no data | CLOSED | no data | no data | no data | no data
no data | 01-VBFW277 | Gas performance heater Level switch vessel 2 vent | FGPH | FGPH | no data | no data | BFW IP | no data | CLOSED | no data | no data | no data | no data
no data | 02-VBFW277 | Gas performance heater Level switch vessel 2 vent | FGPH | FGPH | no data | no data | BFW IP | no data | CLOSED | no data | no data | no data | no data
no data | 01-VBFW359 | Gas performance heater FW out PIT | FGPH | FGPH | no data | no data | BFW IP | no data | OPEN | no data | no data | no data | no data
no data | 02-VBFW359 | Gas performance heater FW out PIT | FGPH | FGPH | no data | no data | BFW IP | no data | OPEN | no data | no data | no data | no data
no data | 01-VBFW282 | Gas performance heater FW out PIT | FGPH | FGPH | no data | no data | BFW IP | no data | OPEN | no data | no data | no data | no data
no data | 02-VBFW282 | Gas performance heater FW out PIT | FGPH | FGPH | no data | no data | BFW IP | no data | OPEN | no data | no data | no data | no data
no data | 01-VBFW602 | Drain after Gas performance heater | FGPH | FGPH | no data | no data | BFW IP | no data | CLOSED | no data | no data | no data | no data
no data | 02-VBFW602 | Drain after Gas performance heater | FGPH | FGPH | no data | no data | BFW IP | no data | CLOSED | no data | no data | no data | no data
no data | 01-VBFW603 | Drain after Gas performance heater | FGPH | FGPH | no data | no data | BFW IP | no data | CLOSED | no data | no data | no data | no data
no data | 02-VBFW603 | Drain after Gas performance heater | FGPH | FGPH | no data | no data | BFW IP | no data | CLOSED | no data | no data | no data | no data
no data | 01-VBFW616 | Gas performance heater drain | FGPH | FGPH | no data | no data | BFW IP | no data | CLOSED | no data | no data | no data | no data
no data | 02-VBFW616 | Gas performance heater drain | FGPH | FGPH | no data | no data | BFW IP | no data | CLOSED | no data | no data | no data | no data
no data | 01-VBFW617 | Gas performance heater drain | FGPH | FGPH | no data | no data | BFW IP | no data | CLOSED | no data | no data | no data | no data
no data | 02-VBFW617 | Gas performance heater drain | FGPH | FGPH | no data | no data | BFW IP | no data | CLOSED | no data | no data | no data | no data
no data | 01-VBFW349 | Gas performance heater vent | FGPH | FGPH | no data | no data | BFW IP | no data | CLOSED | no data | no data | no data | no data
no data | 02-VBFW349 | Gas performance heater vent | FGPH | FGPH | no data | no data | BFW IP | no data | CLOSED | no data | no data | no data | no data
no data | 01-VBFW283 | Gas performance heater vent | FGPH | FGPH | no data | no data | BFW IP | no data | CLOSED | no data | no data | no data | no data
no data | 02-VBFW283 | Gas performance heater vent | FGPH | FGPH | no data | no data | BFW IP | no data | CLOSED | no data | no data | no data | no data
no data | 01-VBFW289 | Gas performance heater drain before block valve | FGPH | FGPH | no data | no data | BFW IP | no data | CLOSED | no data | no data | no data | no data
no data | 02-VBFW289 | Gas performance heater drain before block valve | FGPH | FGPH | no data | no data | BFW IP | no data | CLOSED | no data | no data | no data | no data
no data | 01-VBFW360 | Gas performance heater drain before block valve | FGPH | FGPH | no data | no data | BFW IP | no data | CLOSED | no data | no data | no data | no data
no data | 02-VBFW360 | Gas performance heater drain before block valve | FGPH | FGPH | no data | no data | BFW IP | no data | CLOSED | no data | no data | no data | no data
no data | 01-VBFW291 | Gas performance heater drain before CV | FGPH | FGPH | no data | no data | BFW IP | no data | CLOSED | no data | no data | no data | no data
no data | 02-VBFW291 | Gas performance heater drain before CV | FGPH | FGPH | no data | no data | BFW IP | no data | CLOSED | no data | no data | no data | no data
no data | 01-VBFW364 | Gas performance heater drain before CV | FGPH | FGPH | no data | no data | BFW IP | no data | CLOSED | no data | no data | no data | no data
no data | 02-VBFW364 | Gas performance heater drain before CV | FGPH | FGPH | no data | no data | BFW IP | no data | CLOSED | no data | no data | no data | no data
no data | 01-VBFW367 | Gas performance heater outlet iso | FGPH | FGPH | no data | no data | BFW IP | no data | OPEN | no data | no data | no data | no data
no data | 02-VBFW367 | Gas performance heater outlet iso | FGPH | FGPH | no data | no data | BFW IP | no data | OPEN | no data | no data | no data | no data
no data | 01-VBFW600 | Gas performance heater to receiver tank vent | CRT | FGPH | no data | no data | BFW IP | no data | CLOSED | no data | no data | no data | no data
no data | 02-VBFW600 | Gas performance heater to receiver tank vent | CRT | FGPH | no data | no data | BFW IP | no data | CLOSED | no data | no data | no data | no data
no data | 01-VBFW601 | Gas performance heater to receiver tank vent | CRT | FGPH | no data | no data | BFW IP | no data | CLOSED | no data | no data | no data | no data
no data | 02-VBFW601 | Gas performance heater to receiver tank vent | CRT | FGPH | no data | no data | BFW IP | no data | CLOSED | no data | no data | no data | no data
no data | 01-VBFW290 | Gas performance heater to receiver tank iso (2) valves | CRT | FGPH | no data | no data | BFW IP | no data | OPEN | no data | no data | no data | no data
no data | 02-VBFW290 | Gas performance heater to receiver tank iso (2) valves | CRT | FGPH | no data | no data | BFW IP | no data | OPEN | no data | no data | no data | no data
no data | 01-VBFW361 | Gas performance heater to receiver tank iso (2) valves | CRT | FGPH | no data | no data | BFW IP | no data | OPEN | no data | no data | no data | no data
no data | 02-VBFW361 | Gas performance heater to receiver tank iso (2) valves | CRT | FGPH | no data | no data | BFW IP | no data | OPEN | no data | no data | no data | no data
no data | 01-VBFW402 | Gas performance heater to receiver tank drain | CRT | FGPH | no data | no data | BFW IP | no data | CLOSED | no data | no data | no data | no data
no data | 02-VBFW402 | Gas performance heater to receiver tank drain | CRT | FGPH | no data | no data | BFW IP | no data | CLOSED | no data | no data | no data | no data
no data | 01-VBFW403 | Gas performance heater to receiver tank drain | CRT | FGPH | no data | no data | BFW IP | no data | CLOSED | no data | no data | no data | no data
no data | 02-VBFW403 | Gas performance heater to receiver tank drain | CRT | FGPH | no data | no data | BFW IP | no data | CLOSED | no data | no data | no data | no data
no data | 01-VBFW440 | Gas performance heater to receiver tank strainer vent | CRT | FGPH | no data | no data | BFW IP | no data | CLOSED | no data | no data | no data | no data
no data | 02-VBFW440 | Gas performance heater to receiver tank strainer vent | CRT | FGPH | no data | no data | BFW IP | no data | CLOSED | no data | no data | no data | no data
no data | 01-VBFW441 | Gas performance heater to receiver tank strainer vent | CRT | FGPH | no data | no data | BFW IP | no data | CLOSED | no data | no data | no data | no data
no data | 02-VBFW441 | Gas performance heater to receiver tank strainer vent | CRT | FGPH | no data | no data | BFW IP | no data | CLOSED | no data | no data | no data | no data
no data | 01-VBFW292 | Gas performance heater to receiver tank strainer drain | CRT | FGPH | no data | no data | BFW IP | no data | CLOSED | no data | no data | no data | no data
no data | 02-VBFW292 | Gas performance heater to receiver tank strainer drain | CRT | FGPH | no data | no data | BFW IP | no data | CLOSED | no data | no data | no data | no data
no data | 01-VBFW366 | Gas performance heater to receiver tank strainer drain | CRT | FGPH | no data | no data | BFW IP | no data | CLOSED | no data | no data | no data | no data
no data | 02-VBFW366 | Gas performance heater to receiver tank strainer drain | CRT | FGPH | no data | no data | BFW IP | no data | CLOSED | no data | no data | no data | no data
no data | 01-VBFW449 | Gas performance heater to receiver tank after strainer drain | CRT | FGPH | no data | no data | BFW IP | no data | CLOSED | no data | no data | no data | no data
no data | 02-VBFW449 | Gas performance heater to receiver tank after strainer drain | CRT | FGPH | no data | no data | BFW IP | no data | CLOSED | no data | no data | no data | no data
no data | 01-VBFW450 | Gas performance heater to receiver tank after strainer drain | CRT | FGPH | no data | no data | BFW IP | no data | CLOSED | no data | no data | no data | no data
no data | 02-VBFW450 | Gas performance heater to receiver tank after strainer drain | CRT | FGPH | no data | no data | BFW IP | no data | CLOSED | no data | no data | no data | no data
no data | 01-VBFW459 | Gas performance heater to receiver tank after strainer vent | CRT | FGPH | no data | no data | BFW IP | no data | CLOSED | no data | no data | no data | no data
no data | 02-VBFW459 | Gas performance heater to receiver tank after strainer vent | CRT | FGPH | no data | no data | BFW IP | no data | CLOSED | no data | no data | no data | no data
no data | 01-VBFW460 | Gas performance heater to receiver tank after strainer vent | CRT | FGPH | no data | no data | BFW IP | no data | CLOSED | no data | no data | no data | no data
no data | 02-VBFW460 | Gas performance heater to receiver tank after strainer vent | CRT | FGPH | no data | no data | BFW IP | no data | CLOSED | no data | no data | no data | no data
no data | 01-VBFW379 | Gas performance heater to receiver tank iso after CV | CRT | FGPH | no data | no data | BFW IP | no data | OPEN | no data | no data | no data | no data
no data | 02-VBFW379 | Gas performance heater to receiver tank iso after CV | CRT | FGPH | no data | no data | BFW IP | no data | OPEN | no data | no data | no data | no data
no data | 01-VHLS819 | LP steam flow transmitters | Pipe Rack 2nd | HRSG | no data | no data | HLS | no data | no data | no data | no data | no data | no data
no data | 02-VHLS819 | LP steam flow transmitters | Pipe Rack 2nd | HRSG | no data | no data | HLS | no data | no data | no data | no data | no data | no data
no data | 01-VHLS820 | LP steam flow transmitters | Pipe Rack 2nd | HRSG | no data | no data | HLS | no data | no data | no data | no data | no data | no data
no data | 02-VHLS820 | LP steam flow transmitters | Pipe Rack 2nd | HRSG | no data | no data | HLS | no data | no data | no data | no data | no data | no data
no data | 01-VHLS821 | LP steam flow transmitters | Pipe Rack 2nd | HRSG | no data | no data | HLS | no data | no data | no data | no data | no data | no data
no data | 02-VHLS821 | LP steam flow transmitters | Pipe Rack 2nd | HRSG | no data | no data | HLS | no data | no data | no data | no data | no data | no data
no data | 01-VHLS822 | LP steam flow transmitters | Pipe Rack 2nd | HRSG | no data | no data | HLS | no data | no data | no data | no data | no data | no data
no data | 02-VHLS822 | LP steam flow transmitters | Pipe Rack 2nd | HRSG | no data | no data | HLS | no data | no data | no data | no data | no data | no data
no data | 01-VHLS825 | LP steam flow transmitters | Pipe Rack 2nd | HRSG | no data | no data | HLS | no data | no data | no data | no data | no data | no data
no data | 02-VHLS825 | LP steam flow transmitters | Pipe Rack 2nd | HRSG | no data | no data | HLS | no data | no data | no data | no data | no data | no data
no data | 01-VHLS826 | LP steam flow transmitters | Pipe Rack 2nd | HRSG | no data | no data | HLS | no data | no data | no data | no data | no data | no data
no data | 02-VHLS826 | LP steam flow transmitters | Pipe Rack 2nd | HRSG | no data | no data | HLS | no data | no data | no data | no data | no data | no data
no data | 01-VHLS827 | LP steam flow transmitters | Pipe Rack 2nd | HRSG | no data | no data | HLS | no data | no data | no data | no data | no data | no data
no data | 02-VHLS827 | LP steam flow transmitters | Pipe Rack 2nd | HRSG | no data | no data | HLS | no data | no data | no data | no data | no data | no data
no data | 01-VHLS828 | LP steam flow transmitters | Pipe Rack 2nd | HRSG | no data | no data | HLS | no data | no data | no data | no data | no data | no data
no data | 02-VHLS828 | LP steam flow transmitters | Pipe Rack 2nd | HRSG | no data | no data | HLS | no data | no data | no data | no data | no data | no data
no data | 01-VLPS112 | LP steam header vents | Pipe Rack 2nd | HRSG | no data | no data | HLS | no data | no data | no data | no data | no data | no data
no data | 02-VLPS112 | LP steam header vents | Pipe Rack 2nd | HRSG | no data | no data | HLS | no data | no data | no data | no data | no data | no data
no data | 01-VLPS123 | LP steam header vents | Pipe Rack 2nd | HRSG | no data | no data | HLS | no data | no data | no data | no data | no data | no data
no data | 02-VLPS123 | LP steam header vents | Pipe Rack 2nd | HRSG | no data | no data | HLS | no data | no data | no data | no data | no data | no data
no data | 01-VHHS818 | HP superheater outlet vent to atmoshpere (before MOV) | HRSG upper | HRSG | no data | no data | HHS | no data | no data | no data | no data | no data | no data
no data | 02-VHHS818 | HP superheater outlet vent to atmoshpere (before MOV) | HRSG upper | HRSG | no data | no data | HHS | no data | no data | no data | no data | no data | no data
no data | 01-VHHS819 | HP superheater outlet vent to atmoshpere (before MOV) | HRSG upper | HRSG | no data | no data | HHS | no data | no data | no data | no data | no data | no data
no data | 02-VHHS819 | HP superheater outlet vent to atmoshpere (before MOV) | HRSG upper | HRSG | no data | no data | HHS | no data | no data | no data | no data | no data | no data
no data | 01-VHHS998 | HP saturated steam sample (under HP drum) | HRSG upper | HRSG | no data | no data | HHS | no data | no data | no data | no data | no data | no data
no data | 02-VHHS998 | HP saturated steam sample (under HP drum) | HRSG upper | HRSG | no data | no data | HHS | no data | no data | no data | no data | no data | no data
no data | 01-VHHS999 | HP saturated steam sample (under HP drum) | HRSG upper | HRSG | no data | no data | HHS | no data | no data | no data | no data | no data | no data
no data | 02-VHHS999 | HP saturated steam sample (under HP drum) | HRSG upper | HRSG | no data | no data | HHS | no data | no data | no data | no data | no data | no data
no data | 01-VHHS813 | HP superheater outlet PITs (before MOV) | HRSG upper | HRSG | no data | no data | HHS | no data | no data | no data | no data | no data | no data
no data | 02-VHHS813 | HP superheater outlet PITs (before MOV) | HRSG upper | HRSG | no data | no data | HHS | no data | no data | no data | no data | no data | no data
no data | 01-VHHS814 | HP superheater outlet PITs (before MOV) | HRSG upper | HRSG | no data | no data | HHS | no data | no data | no data | no data | no data | no data
no data | 02-VHHS814 | HP superheater outlet PITs (before MOV) | HRSG upper | HRSG | no data | no data | HHS | no data | no data | no data | no data | no data | no data
no data | 01-VHHS871 | HP superheater outlet PITs (before MOV) | HRSG upper | HRSG | no data | no data | HHS | no data | no data | no data | no data | no data | no data
no data | 02-VHHS871 | HP superheater outlet PITs (before MOV) | HRSG upper | HRSG | no data | no data | HHS | no data | no data | no data | no data | no data | no data
no data | 01-VHHS872 | HP superheater outlet PITs (before MOV) | HRSG upper | HRSG | no data | no data | HHS | no data | no data | no data | no data | no data | no data
no data | 02-VHHS872 | HP superheater outlet PITs (before MOV) | HRSG upper | HRSG | no data | no data | HHS | no data | no data | no data | no data | no data | no data
no data | 01-VHHS873 | HP superheater outlet PITs (before MOV) | HRSG upper | HRSG | no data | no data | HHS | no data | no data | no data | no data | no data | no data
no data | 02-VHHS873 | HP superheater outlet PITs (before MOV) | HRSG upper | HRSG | no data | no data | HHS | no data | no data | no data | no data | no data | no data
no data | 01-VHHS874 | HP superheater outlet PITs (before MOV) | HRSG upper | HRSG | no data | no data | HHS | no data | no data | no data | no data | no data | no data
no data | 02-VHHS874 | HP superheater outlet PITs (before MOV) | HRSG upper | HRSG | no data | no data | HHS | no data | no data | no data | no data | no data | no data
no data | 01-VHHS906 | 906 MOV bypass (HP steam isolation) | HRSG upper | HRSG/ST | no data | no data | HHS | no data | no data | no data | no data | no data | no data
no data | 02-VHHS906 | 906 MOV bypass (HP steam isolation) | HRSG upper | HRSG/ST | no data | no data | HHS | no data | no data | no data | no data | no data | no data
no data | 01-VHHS907 | 907 MOV bypass (HP steam isolation) | HRSG upper | HRSG/ST | no data | no data | HHS | no data | no data | no data | no data | no data | no data
no data | 02-VHHS907 | 907 MOV bypass (HP steam isolation) | HRSG upper | HRSG/ST | no data | no data | HHS | no data | no data | no data | no data | no data | no data
no data | 01-VHPS111 | HPS header vent | Pipe Rack 3rd | HRSG/ST | no data | no data | HHS | no data | no data | no data | no data | no data | no data
no data | 02-VHPS111 | HPS header vent | Pipe Rack 3rd | HRSG/ST | no data | no data | HHS | no data | no data | no data | no data | no data | no data
no data | 01-VHPS112 | HPS header vent | Pipe Rack 3rd | HRSG/ST | no data | no data | HHS | no data | no data | no data | no data | no data | no data
no data | 02-VHPS112 | HPS header vent | Pipe Rack 3rd | HRSG/ST | no data | no data | HHS | no data | no data | no data | no data | no data | no data
no data | 01-VHPS113 | HPS header PITs | Pipe Rack 3rd | HRSG/ST | no data | no data | HHS | no data | no data | no data | no data | no data | no data
no data | 02-VHPS113 | HPS header PITs | Pipe Rack 3rd | HRSG/ST | no data | no data | HHS | no data | no data | no data | no data | no data | no data
no data | 01-VHPS114 | HPS header PITs | Pipe Rack 3rd | HRSG/ST | no data | no data | HHS | no data | no data | no data | no data | no data | no data
no data | 02-VHPS114 | HPS header PITs | Pipe Rack 3rd | HRSG/ST | no data | no data | HHS | no data | no data | no data | no data | no data | no data
no data | 01-VHPS115 | HPS header PITs | Pipe Rack 3rd | HRSG/ST | no data | no data | HHS | no data | no data | no data | no data | no data | no data
no data | 02-VHPS115 | HPS header PITs | Pipe Rack 3rd | HRSG/ST | no data | no data | HHS | no data | no data | no data | no data | no data | no data
no data | 01-VHPS116 | HPS header PITs | Pipe Rack 3rd | HRSG/ST | no data | no data | HHS | no data | no data | no data | no data | no data | no data
no data | 02-VHPS116 | HPS header PITs | Pipe Rack 3rd | HRSG/ST | no data | no data | HHS | no data | no data | no data | no data | no data | no data
no data | 01-VHHS820 | HP steam FT before terminal attemperator | Pipe Rack 3rd | HRSG/ST | no data | no data | HHS | no data | no data | no data | no data | no data | no data
no data | 02-VHHS820 | HP steam FT before terminal attemperator | Pipe Rack 3rd | HRSG/ST | no data | no data | HHS | no data | no data | no data | no data | no data | no data
no data | 01-VHHS821 | HP steam FT before terminal attemperator | Pipe Rack 3rd | HRSG/ST | no data | no data | HHS | no data | no data | no data | no data | no data | no data
no data | 02-VHHS821 | HP steam FT before terminal attemperator | Pipe Rack 3rd | HRSG/ST | no data | no data | HHS | no data | no data | no data | no data | no data | no data
no data | 01-VHHS822 | HP steam FT before terminal attemperator | Pipe Rack 3rd | HRSG/ST | no data | no data | HHS | no data | no data | no data | no data | no data | no data
no data | 02-VHHS822 | HP steam FT before terminal attemperator | Pipe Rack 3rd | HRSG/ST | no data | no data | HHS | no data | no data | no data | no data | no data | no data
no data | 01-VHHS823 | HP steam FT before terminal attemperator | Pipe Rack 3rd | HRSG/ST | no data | no data | HHS | no data | no data | no data | no data | no data | no data
no data | 02-VHHS823 | HP steam FT before terminal attemperator | Pipe Rack 3rd | HRSG/ST | no data | no data | HHS | no data | no data | no data | no data | no data | no data
no data | 01-VHHS824 | HP steam FT before terminal attemperator | Pipe Rack 3rd | HRSG/ST | no data | no data | HHS | no data | no data | no data | no data | no data | no data
no data | 02-VHHS824 | HP steam FT before terminal attemperator | Pipe Rack 3rd | HRSG/ST | no data | no data | HHS | no data | no data | no data | no data | no data | no data
no data | 01-VHHS825 | HP steam FT before terminal attemperator | Pipe Rack 3rd | HRSG/ST | no data | no data | HHS | no data | no data | no data | no data | no data | no data
no data | 02-VHHS825 | HP steam FT before terminal attemperator | Pipe Rack 3rd | HRSG/ST | no data | no data | HHS | no data | no data | no data | no data | no data | no data
no data | 01-VHHS826 | HP steam FT before terminal attemperator | Pipe Rack 3rd | HRSG/ST | no data | no data | HHS | no data | no data | no data | no data | no data | no data
no data | 02-VHHS826 | HP steam FT before terminal attemperator | Pipe Rack 3rd | HRSG/ST | no data | no data | HHS | no data | no data | no data | no data | no data | no data
no data | 01-VHHS827 | HP steam FT before terminal attemperator | Pipe Rack 3rd | HRSG/ST | no data | no data | HHS | no data | no data | no data | no data | no data | no data
no data | 02-VHHS827 | HP steam FT before terminal attemperator | Pipe Rack 3rd | HRSG/ST | no data | no data | HHS | no data | no data | no data | no data | no data | no data
no data | 01-VHPS123 | HP steam FT after terminal attemperator | Pipe Rack 3rd | HRSG/ST | no data | no data | HHS | no data | no data | no data | no data | no data | no data
no data | 02-VHPS123 | HP steam FT after terminal attemperator | Pipe Rack 3rd | HRSG/ST | no data | no data | HHS | no data | no data | no data | no data | no data | no data
no data | 01-VHPS124 | HP steam FT after terminal attemperator | Pipe Rack 3rd | HRSG/ST | no data | no data | HHS | no data | no data | no data | no data | no data | no data
no data | 02-VHPS124 | HP steam FT after terminal attemperator | Pipe Rack 3rd | HRSG/ST | no data | no data | HHS | no data | no data | no data | no data | no data | no data
no data | 01-VHPS125 | HP steam FT after terminal attemperator | Pipe Rack 3rd | HRSG/ST | no data | no data | HHS | no data | no data | no data | no data | no data | no data
no data | 02-VHPS125 | HP steam FT after terminal attemperator | Pipe Rack 3rd | HRSG/ST | no data | no data | HHS | no data | no data | no data | no data | no data | no data
no data | 01-VHPS126 | HP steam FT after terminal attemperator | Pipe Rack 3rd | HRSG/ST | no data | no data | HHS | no data | no data | no data | no data | no data | no data
no data | 02-VHPS126 | HP steam FT after terminal attemperator | Pipe Rack 3rd | HRSG/ST | no data | no data | HHS | no data | no data | no data | no data | no data | no data
no data | 01-VHPS127 | HP steam FT after terminal attemperator | Pipe Rack 3rd | HRSG/ST | no data | no data | HHS | no data | no data | no data | no data | no data | no data
no data | 02-VHPS127 | HP steam FT after terminal attemperator | Pipe Rack 3rd | HRSG/ST | no data | no data | HHS | no data | no data | no data | no data | no data | no data
no data | 01-VHPS130 | HP steam FT after terminal attemperator | Pipe Rack 3rd | HRSG/ST | no data | no data | HHS | no data | no data | no data | no data | no data | no data
no data | 02-VHPS130 | HP steam FT after terminal attemperator | Pipe Rack 3rd | HRSG/ST | no data | no data | HHS | no data | no data | no data | no data | no data | no data
no data | 01-VHPS137 | HPS Bypass warmup line vent | Pipe Rack 3rd | HRSG/ST | no data | no data | HHS | no data | no data | no data | no data | no data | no data
no data | 02-VHPS137 | HPS Bypass warmup line vent | Pipe Rack 3rd | HRSG/ST | no data | no data | HHS | no data | no data | no data | no data | no data | no data
no data | 01-VHPS138 | HPS Bypass warmup line vent | Pipe Rack 3rd | HRSG/ST | no data | no data | HHS | no data | no data | no data | no data | no data | no data
no data | 02-VHPS138 | HPS Bypass warmup line vent | Pipe Rack 3rd | HRSG/ST | no data | no data | HHS | no data | no data | no data | no data | no data | no data
no data | 01-VHPS828F | HPS superheated steam sample isolation | Pipe Rack 3rd | HRSG/ST | no data | no data | HHS | no data | no data | no data | no data | no data | no data
no data | 02-VHPS828F | HPS superheated steam sample isolation | Pipe Rack 3rd | HRSG/ST | no data | no data | HHS | no data | no data | no data | no data | no data | no data
no data | 01-VHPSF829F | HPS superheated steam sample isolation | Pipe Rack 3rd | HRSG/ST | no data | no data | HHS | no data | no data | no data | no data | no data | no data
no data | 02-VHPSF829F | HPS superheated steam sample isolation | Pipe Rack 3rd | HRSG/ST | no data | no data | HHS | no data | no data | no data | no data | no data | no data
no data | 01-VHPS128 | HPS Bypass vent | Pipe Rack 3rd | HRSG/ST | no data | no data | HHS | no data | no data | no data | no data | no data | no data
no data | 02-VHPS128 | HPS Bypass vent | Pipe Rack 3rd | HRSG/ST | no data | no data | HHS | no data | no data | no data | no data | no data | no data
no data | 01-VHPS129 | HPS Bypass vent | Pipe Rack 3rd | HRSG/ST | no data | no data | HHS | no data | no data | no data | no data | no data | no data
no data | 02-VHPS129 | HPS Bypass vent | Pipe Rack 3rd | HRSG/ST | no data | no data | HHS | no data | no data | no data | no data | no data | no data
no data | 01-VHPS119 | HPS Bypass PITs | Pipe Rack 3rd | HRSG/ST | no data | no data | HHS | no data | no data | no data | no data | no data | no data
no data | 02-VHPS119 | HPS Bypass PITs | Pipe Rack 3rd | HRSG/ST | no data | no data | HHS | no data | no data | no data | no data | no data | no data
no data | 01-VHPS120 | HPS Bypass PITs | Pipe Rack 3rd | HRSG/ST | no data | no data | HHS | no data | no data | no data | no data | no data | no data
no data | 02-VHPS120 | HPS Bypass PITs | Pipe Rack 3rd | HRSG/ST | no data | no data | HHS | no data | no data | no data | no data | no data | no data
no data | 01-VHPS121 | HPS Bypass PITs | Pipe Rack 3rd | HRSG/ST | no data | no data | HHS | no data | no data | no data | no data | no data | no data
no data | 02-VHPS121 | HPS Bypass PITs | Pipe Rack 3rd | HRSG/ST | no data | no data | HHS | no data | no data | no data | no data | no data | no data
no data | 01-VHPS122 | HPS Bypass PITs | Pipe Rack 3rd | HRSG/ST | no data | no data | HHS | no data | no data | no data | no data | no data | no data
no data | 02-VHPS122 | HPS Bypass PITs | Pipe Rack 3rd | HRSG/ST | no data | no data | HHS | no data | no data | no data | no data | no data | no data
no data | 01-VCRH186 | CRH header vent | Pipe Rack 2nd | HRSG/ST | no data | no data | CRH | no data | no data | no data | no data | no data | no data
no data | 02-VCRH186 | CRH header vent | Pipe Rack 2nd | HRSG/ST | no data | no data | CRH | no data | no data | no data | no data | no data | no data
no data | 01-VCRH115 | CRH header vent | Pipe Rack 2nd | HRSG/ST | no data | no data | CRH | no data | no data | no data | no data | no data | no data
no data | 02-VCRH115 | CRH header vent | Pipe Rack 2nd | HRSG/ST | no data | no data | CRH | no data | no data | no data | no data | no data | no data
no data | 01-VCRH159 | CRH header vent | Pipe Rack 2nd | HRSG/ST | no data | no data | CRH | no data | no data | no data | no data | no data | no data
no data | 02-VCRH159 | CRH header vent | Pipe Rack 2nd | HRSG/ST | no data | no data | CRH | no data | no data | no data | no data | no data | no data
no data | 01-VCRH165 | CRH header vent | Pipe Rack 2nd | HRSG/ST | no data | no data | CRH | no data | no data | no data | no data | no data | no data
no data | 02-VCRH165 | CRH header vent | Pipe Rack 2nd | HRSG/ST | no data | no data | CRH | no data | no data | no data | no data | no data | no data
no data | 01-VCRH148 | CRH header PT | Pipe Rack 2nd | HRSG/ST | no data | no data | CRH | no data | no data | no data | no data | no data | no data
no data | 02-VCRH148 | CRH header PT | Pipe Rack 2nd | HRSG/ST | no data | no data | CRH | no data | no data | no data | no data | no data | no data
no data | 01-VCRH166 | CRH header PT | Pipe Rack 2nd | HRSG/ST | no data | no data | CRH | no data | no data | no data | no data | no data | no data
no data | 02-VCRH166 | CRH header PT | Pipe Rack 2nd | HRSG/ST | no data | no data | CRH | no data | no data | no data | no data | no data | no data
no data | 01-VCRH169 | CRH header Drip Leg Level Switches | Pipe Rack 2nd | HRSG/ST | no data | no data | CRH | no data | no data | no data | no data | no data | no data
no data | 02-VCRH169 | CRH header Drip Leg Level Switches | Pipe Rack 2nd | HRSG/ST | no data | no data | CRH | no data | no data | no data | no data | no data | no data
no data | 01-VCRH170 | CRH header Drip Leg Level Switches | Pipe Rack 2nd | HRSG/ST | no data | no data | CRH | no data | no data | no data | no data | no data | no data
no data | 02-VCRH170 | CRH header Drip Leg Level Switches | Pipe Rack 2nd | HRSG/ST | no data | no data | CRH | no data | no data | no data | no data | no data | no data
no data | 01-VCRH171 | CRH header Drip Leg Level Switches | Pipe Rack 2nd | HRSG/ST | no data | no data | CRH | no data | no data | no data | no data | no data | no data
no data | 02-VCRH171 | CRH header Drip Leg Level Switches | Pipe Rack 2nd | HRSG/ST | no data | no data | CRH | no data | no data | no data | no data | no data | no data
no data | 01-VCRH172 | CRH header Drip Leg Level Switches | Pipe Rack 2nd | HRSG/ST | no data | no data | CRH | no data | no data | no data | no data | no data | no data
no data | 02-VCRH172 | CRH header Drip Leg Level Switches | Pipe Rack 2nd | HRSG/ST | no data | no data | CRH | no data | no data | no data | no data | no data | no data
no data | 01-VCRH117 | CRH header Drip Leg Level Switches | Pipe Rack 2nd | HRSG/ST | no data | no data | CRH | no data | no data | no data | no data | no data | no data
no data | 02-VCRH117 | CRH header Drip Leg Level Switches | Pipe Rack 2nd | HRSG/ST | no data | no data | CRH | no data | no data | no data | no data | no data | no data
no data | 01-VCRH122 | CRH header Drip Leg Level Switches | Pipe Rack 2nd | HRSG/ST | no data | no data | CRH | no data | no data | no data | no data | no data | no data
no data | 02-VCRH122 | CRH header Drip Leg Level Switches | Pipe Rack 2nd | HRSG/ST | no data | no data | CRH | no data | no data | no data | no data | no data | no data
no data | 01-VCRH137 | CRH header Drip Leg Level Switches | Pipe Rack 2nd | HRSG/ST | no data | no data | CRH | no data | no data | no data | no data | no data | no data
no data | 02-VCRH137 | CRH header Drip Leg Level Switches | Pipe Rack 2nd | HRSG/ST | no data | no data | CRH | no data | no data | no data | no data | no data | no data
no data | 01-VCRH146 | CRH header Drip Leg Level Switches | Pipe Rack 2nd | HRSG/ST | no data | no data | CRH | no data | no data | no data | no data | no data | no data
no data | 02-VCRH146 | CRH header Drip Leg Level Switches | Pipe Rack 2nd | HRSG/ST | no data | no data | CRH | no data | no data | no data | no data | no data | no data
no data | 01-VCRH174 | CRH header Drip Leg Level Switche drains | Pipe Rack 2nd | HRSG/ST | no data | no data | CRH | no data | no data | no data | no data | no data | no data
no data | 02-VCRH174 | CRH header Drip Leg Level Switche drains | Pipe Rack 2nd | HRSG/ST | no data | no data | CRH | no data | no data | no data | no data | no data | no data
no data | 01-VCRH124 | CRH header Drip Leg Level Switche drains | Pipe Rack 2nd | HRSG/ST | no data | no data | CRH | no data | no data | no data | no data | no data | no data
no data | 02-VCRH124 | CRH header Drip Leg Level Switche drains | Pipe Rack 2nd | HRSG/ST | no data | no data | CRH | no data | no data | no data | no data | no data | no data
no data | 01-VCRH147 | CRH header Drip Leg Level Switche drains | Pipe Rack 2nd | HRSG/ST | no data | no data | CRH | no data | no data | no data | no data | no data | no data
no data | 02-VCRH147 | CRH header Drip Leg Level Switche drains | Pipe Rack 2nd | HRSG/ST | no data | no data | CRH | no data | no data | no data | no data | no data | no data
no data | 01-VCRH173 | CRH header Drip Leg Level Switche drains | Pipe Rack 2nd | HRSG/ST | no data | no data | CRH | no data | no data | no data | no data | no data | no data
no data | 02-VCRH173 | CRH header Drip Leg Level Switche drains | Pipe Rack 2nd | HRSG/ST | no data | no data | CRH | no data | no data | no data | no data | no data | no data
no data | 01-VCRH119 | CRH header Drip Leg Level Switche vents | Pipe Rack 2nd | HRSG/ST | no data | no data | CRH | no data | no data | no data | no data | no data | no data
no data | 02-VCRH119 | CRH header Drip Leg Level Switche vents | Pipe Rack 2nd | HRSG/ST | no data | no data | CRH | no data | no data | no data | no data | no data | no data
no data | 01-VCRH167 | CRH header Drip Leg Level Switche vents | Pipe Rack 2nd | HRSG/ST | no data | no data | CRH | no data | no data | no data | no data | no data | no data
no data | 02-VCRH167 | CRH header Drip Leg Level Switche vents | Pipe Rack 2nd | HRSG/ST | no data | no data | CRH | no data | no data | no data | no data | no data | no data
no data | 01-VCRH118 | CRH header Drip Leg Level Switche vents | Pipe Rack 2nd | HRSG/ST | no data | no data | CRH | no data | no data | no data | no data | no data | no data
no data | 02-VCRH118 | CRH header Drip Leg Level Switche vents | Pipe Rack 2nd | HRSG/ST | no data | no data | CRH | no data | no data | no data | no data | no data | no data
no data | 01-VCRH168 | CRH header Drip Leg Level Switche vents | Pipe Rack 2nd | HRSG/ST | no data | no data | CRH | no data | no data | no data | no data | no data | no data
no data | 02-VCRH168 | CRH header Drip Leg Level Switche vents | Pipe Rack 2nd | HRSG/ST | no data | no data | CRH | no data | no data | no data | no data | no data | no data
no data | 01-VCRH111 | CRH header Drip Leg AOV iso | Pipe Rack 2nd | HRSG/ST | no data | no data | CRH | no data | no data | no data | no data | no data | no data
no data | 02-VCRH111 | CRH header Drip Leg AOV iso | Pipe Rack 2nd | HRSG/ST | no data | no data | CRH | no data | no data | no data | no data | no data | no data
no data | 01-VCRH136 | CRH header Drip Leg drain | Pipe Rack 2nd | HRSG/ST | no data | no data | CRH | no data | no data | no data | no data | no data | no data
no data | 02-VCRH136 | CRH header Drip Leg drain | Pipe Rack 2nd | HRSG/ST | no data | no data | CRH | no data | no data | no data | no data | no data | no data
no data | 01-VCRH185 | CRH header Drip Leg drain | Pipe Rack 2nd | HRSG/ST | no data | no data | CRH | no data | no data | no data | no data | no data | no data
no data | 02-VCRH185 | CRH header Drip Leg drain | Pipe Rack 2nd | HRSG/ST | no data | no data | CRH | no data | no data | no data | no data | no data | no data
no data | 01-VHRS803 | CRH header PIT (HRSG) | HRSG upper | HRSG/ST | no data | no data | HRH | no data | no data | no data | no data | no data | no data
no data | 02-VHRS803 | CRH header PIT (HRSG) | HRSG upper | HRSG/ST | no data | no data | HRH | no data | no data | no data | no data | no data | no data
no data | 01-VHRS804 | CRH header PIT (HRSG) | HRSG upper | HRSG/ST | no data | no data | HRH | no data | no data | no data | no data | no data | no data
no data | 02-VHRS804 | CRH header PIT (HRSG) | HRSG upper | HRSG/ST | no data | no data | HRH | no data | no data | no data | no data | no data | no data
no data | 01-VHRS909 | Nitrogen to CRH | HRSG upper | HRSG/ST | no data | no data | HRH | no data | no data | no data | no data | no data | no data
no data | 02-VHRS909 | Nitrogen to CRH | HRSG upper | HRSG/ST | no data | no data | HRH | no data | no data | no data | no data | no data | no data
no data | 01-VHRS807 | Nitrogen to CRH vent | HRSG upper | HRSG/ST | no data | no data | HRH | no data | no data | no data | no data | no data | no data
no data | 02-VHRS807 | Nitrogen to CRH vent | HRSG upper | HRSG/ST | no data | no data | HRH | no data | no data | no data | no data | no data | no data
no data | 01-VHRS808 | Nitrogen to CRH vent | HRSG upper | HRSG/ST | no data | no data | HRH | no data | no data | no data | no data | no data | no data
no data | 02-VHRS808 | Nitrogen to CRH vent | HRSG upper | HRSG/ST | no data | no data | HRH | no data | no data | no data | no data | no data | no data
no data | 01-VHRS969 | Reheater interstage Dripleg drain | HRSG upper | HRSG/ST | no data | no data | HRH | no data | no data | no data | no data | no data | no data
no data | 02-VHRS969 | Reheater interstage Dripleg drain | HRSG upper | HRSG/ST | no data | no data | HRH | no data | no data | no data | no data | no data | no data
no data | 01-VHRS970 | Reheater interstage Dripleg drain | HRSG upper | HRSG/ST | no data | no data | HRH | no data | no data | no data | no data | no data | no data
no data | 02-VHRS970 | Reheater interstage Dripleg drain | HRSG upper | HRSG/ST | no data | no data | HRH | no data | no data | no data | no data | no data | no data
no data | 01-VHRS903 | Reheater outet PITs | HRSG upper | HRSG/ST | no data | no data | HRH | no data | no data | no data | no data | no data | no data
no data | 02-VHRS903 | Reheater outet PITs | HRSG upper | HRSG/ST | no data | no data | HRH | no data | no data | no data | no data | no data | no data
no data | 01-VHRS904 | Reheater outet PITs | HRSG upper | HRSG/ST | no data | no data | HRH | no data | no data | no data | no data | no data | no data
no data | 02-VHRS904 | Reheater outet PITs | HRSG upper | HRSG/ST | no data | no data | HRH | no data | no data | no data | no data | no data | no data
no data | 01-VHRS911 | Reheater outet PITs | HRSG upper | HRSG/ST | no data | no data | HRH | no data | no data | no data | no data | no data | no data
no data | 02-VHRS911 | Reheater outet PITs | HRSG upper | HRSG/ST | no data | no data | HRH | no data | no data | no data | no data | no data | no data
no data | 01-VHRS912 | Reheater outet PITs | HRSG upper | HRSG/ST | no data | no data | HRH | no data | no data | no data | no data | no data | no data
no data | 02-VHRS912 | Reheater outet PITs | HRSG upper | HRSG/ST | no data | no data | HRH | no data | no data | no data | no data | no data | no data
no data | 01-VHRS813 | Reheater outet PITs | HRSG upper | HRSG/ST | no data | no data | HRH | no data | no data | no data | no data | no data | no data
no data | 02-VHRS813 | Reheater outet PITs | HRSG upper | HRSG/ST | no data | no data | HRH | no data | no data | no data | no data | no data | no data
no data | 01-VHRS814 | Reheater outet PITs | HRSG upper | HRSG/ST | no data | no data | HRH | no data | no data | no data | no data | no data | no data
no data | 02-VHRS814 | Reheater outet PITs | HRSG upper | HRSG/ST | no data | no data | HRH | no data | no data | no data | no data | no data | no data
no data | 01-VHRH101 | HRH header vent | Pipe Rack 3rd | HRSG/ST | no data | no data | HRH | no data | no data | no data | no data | no data | no data
no data | 02-VHRH101 | HRH header vent | Pipe Rack 3rd | HRSG/ST | no data | no data | HRH | no data | no data | no data | no data | no data | no data
no data | 01-VHRH107 | HRH header vent | Pipe Rack 3rd | HRSG/ST | no data | no data | HRH | no data | no data | no data | no data | no data | no data
no data | 02-VHRH107 | HRH header vent | Pipe Rack 3rd | HRSG/ST | no data | no data | HRH | no data | no data | no data | no data | no data | no data
no data | 01-VHRH135 | HRH header PIT (before attemperator) | Pipe Rack 3rd | HRSG/ST | no data | no data | HRH | no data | no data | no data | no data | no data | no data
no data | 02-VHRH135 | HRH header PIT (before attemperator) | Pipe Rack 3rd | HRSG/ST | no data | no data | HRH | no data | no data | no data | no data | no data | no data
no data | 01-VHRH136 | HRH header PIT (before attemperator) | Pipe Rack 3rd | HRSG/ST | no data | no data | HRH | no data | no data | no data | no data | no data | no data
no data | 02-VHRH136 | HRH header PIT (before attemperator) | Pipe Rack 3rd | HRSG/ST | no data | no data | HRH | no data | no data | no data | no data | no data | no data
no data | 01-VHRH187 | HRH header PIT (before attemperator) | Pipe Rack 3rd | HRSG/ST | no data | no data | HRH | no data | no data | no data | no data | no data | no data
no data | 02-VHRH187 | HRH header PIT (before attemperator) | Pipe Rack 3rd | HRSG/ST | no data | no data | HRH | no data | no data | no data | no data | no data | no data
no data | 01-VHRH188 | HRH header PIT (before attemperator) | Pipe Rack 3rd | HRSG/ST | no data | no data | HRH | no data | no data | no data | no data | no data | no data
no data | 02-VHRH188 | HRH header PIT (before attemperator) | Pipe Rack 3rd | HRSG/ST | no data | no data | HRH | no data | no data | no data | no data | no data | no data
no data | 01-VHRS901 | HRH sample | Pipe Rack 3rd | HRSG/ST | no data | no data | HRH | no data | no data | no data | no data | no data | no data
no data | 02-VHRS901 | HRH sample | Pipe Rack 3rd | HRSG/ST | no data | no data | HRH | no data | no data | no data | no data | no data | no data
no data | 01-VHRS902 | HRH sample | Pipe Rack 3rd | HRSG/ST | no data | no data | HRH | no data | no data | no data | no data | no data | no data
no data | 02-VHRS902 | HRH sample | Pipe Rack 3rd | HRSG/ST | no data | no data | HRH | no data | no data | no data | no data | no data | no data
no data | 01-VHRH100 | HRH header PIT (after attemperator) | Pipe Rack 3rd | HRSG/ST | no data | no data | HRH | no data | no data | no data | no data | no data | no data
no data | 02-VHRH100 | HRH header PIT (after attemperator) | Pipe Rack 3rd | HRSG/ST | no data | no data | HRH | no data | no data | no data | no data | no data | no data
no data | 01-VHRH102 | HRH header PIT (after attemperator) | Pipe Rack 3rd | HRSG/ST | no data | no data | HRH | no data | no data | no data | no data | no data | no data
no data | 02-VHRH102 | HRH header PIT (after attemperator) | Pipe Rack 3rd | HRSG/ST | no data | no data | HRH | no data | no data | no data | no data | no data | no data
no data | 01-VHRH103 | HRH header PIT (after attemperator) | Pipe Rack 3rd | HRSG/ST | no data | no data | HRH | no data | no data | no data | no data | no data | no data
no data | 02-VHRH103 | HRH header PIT (after attemperator) | Pipe Rack 3rd | HRSG/ST | no data | no data | HRH | no data | no data | no data | no data | no data | no data
no data | 01-VHRH104 | HRH header PIT (after attemperator) | Pipe Rack 3rd | HRSG/ST | no data | no data | HRH | no data | no data | no data | no data | no data | no data
no data | 02-VHRH104 | HRH header PIT (after attemperator) | Pipe Rack 3rd | HRSG/ST | no data | no data | HRH | no data | no data | no data | no data | no data | no data
no data | 01-VHRH121 | HRH header PIT (after attemperator) | Pipe Rack 3rd | HRSG/ST | no data | no data | HRH | no data | no data | no data | no data | no data | no data
no data | 02-VHRH121 | HRH header PIT (after attemperator) | Pipe Rack 3rd | HRSG/ST | no data | no data | HRH | no data | no data | no data | no data | no data | no data
no data | 01-VHRH106 | HRH header PIT (after attemperator) | Pipe Rack 3rd | HRSG/ST | no data | no data | HRH | no data | no data | no data | no data | no data | no data
no data | 02-VHRH106 | HRH header PIT (after attemperator) | Pipe Rack 3rd | HRSG/ST | no data | no data | HRH | no data | no data | no data | no data | no data | no data
no data | 01-VHRH108 | HRH header vent | Pipe Rack 3rd | HRSG/ST | no data | no data | HRH | no data | no data | no data | no data | no data | no data
no data | 02-VHRH108 | HRH header vent | Pipe Rack 3rd | HRSG/ST | no data | no data | HRH | no data | no data | no data | no data | no data | no data
no data | 01-VHRH109 | HRH header vent | Pipe Rack 3rd | HRSG/ST | no data | no data | HRH | no data | no data | no data | no data | no data | no data
no data | 02-VHRH109 | HRH header vent | Pipe Rack 3rd | HRSG/ST | no data | no data | HRH | no data | no data | no data | no data | no data | no data
no data | 01-VSTP123 | GSC drain trap bypass | ST lower | ST seals | no data | no data | STP | no data | no data | no data | no data | no data | no data
no data | 02-VSTP123 | GSC drain trap bypass | ST lower | ST seals | no data | no data | STP | no data | no data | no data | no data | no data | no data
no data | 01-VSTP137 | GSC drain trap vent | ST lower | ST seals | no data | no data | STP | no data | OPEN | no data | no data | no data | no data
no data | 02-VSTP137 | GSC drain trap vent | ST lower | ST seals | no data | no data | STP | no data | OPEN | no data | no data | no data | no data
no data | 01-VSTP122 | GSC drain trap strainer drain | ST lower | ST seals | no data | no data | STP | no data | no data | no data | no data | no data | no data
no data | 02-VSTP122 | GSC drain trap strainer drain | ST lower | ST seals | no data | no data | STP | no data | no data | no data | no data | no data | no data
no data | 01-VSTP146 | GS Exhauster drains | ST lower | ST seals | no data | no data | STP | no data | no data | no data | no data | no data | no data
no data | 02-VSTP146 | GS Exhauster drains | ST lower | ST seals | no data | no data | STP | no data | no data | no data | no data | no data | no data
no data | 01-VSTP147 | GS Exhauster drains | ST lower | ST seals | no data | no data | STP | no data | no data | no data | no data | no data | no data
no data | 02-VSTP147 | GS Exhauster drains | ST lower | ST seals | no data | no data | STP | no data | no data | no data | no data | no data | no data
no data | 01-VSTP153 | GS Exhauster drains | ST lower | ST seals | no data | no data | STP | no data | no data | no data | no data | no data | no data
no data | 02-VSTP153 | GS Exhauster drains | ST lower | ST seals | no data | no data | STP | no data | no data | no data | no data | no data | no data
no data | 01-VSTP154 | GS Exhauster drains | ST lower | ST seals | no data | no data | STP | no data | no data | no data | no data | no data | no data
no data | 02-VSTP154 | GS Exhauster drains | ST lower | ST seals | no data | no data | STP | no data | no data | no data | no data | no data | no data
no data | 01-MAW01AA001 | GS Exhauster A inlet | ST upper West | ST seals | no data | no data | STP | no data | no data | no data | no data | no data | no data
no data | 02-MAW01AA001 | GS Exhauster A inlet | ST upper West | ST seals | no data | no data | STP | no data | no data | no data | no data | no data | no data
no data | 01-MAW01AA002 | GS Exhauster B inlet | ST upper West | ST seals | no data | no data | STP | no data | no data | no data | no data | no data | no data
no data | 02-MAW01AA002 | GS Exhauster B inlet | ST upper West | ST seals | no data | no data | STP | no data | no data | no data | no data | no data | no data
no data | 01-VSTP125 | GS Exhauster A outlet | ST upper West | ST seals | no data | no data | STP | no data | no data | no data | no data | no data | no data
no data | 02-VSTP125 | GS Exhauster A outlet | ST upper West | ST seals | no data | no data | STP | no data | no data | no data | no data | no data | no data
no data | 01-VSTP179 | GS Exhauster B outlet | ST upper West | ST seals | no data | no data | STP | no data | no data | no data | no data | no data | no data
no data | 02-VSTP179 | GS Exhauster B outlet | ST upper West | ST seals | no data | no data | STP | no data | no data | no data | no data | no data | no data
no data | 01-VAX159 | GS supply iso before superheater | ST lower | ST seals | no data | no data | STP | no data | no data | no data | no data | no data | no data
no data | 02-VAX159 | GS supply iso before superheater | ST lower | ST seals | no data | no data | STP | no data | no data | no data | no data | no data | no data
no data | 01-VAXS101 | GS supply vent before superheater | ST lower | ST seals | no data | no data | STP | no data | no data | no data | no data | no data | no data
no data | 02-VAXS101 | GS supply vent before superheater | ST lower | ST seals | no data | no data | STP | no data | no data | no data | no data | no data | no data
no data | 01-VAXS104 | GS superheater drain trap | ST lower | ST seals | no data | no data | STP | no data | no data | no data | no data | no data | no data
no data | 02-VAXS104 | GS superheater drain trap | ST lower | ST seals | no data | no data | STP | no data | no data | no data | no data | no data | no data
no data | 01-VAXS105 | GS superheater drain trap | ST lower | ST seals | no data | no data | STP | no data | no data | no data | no data | no data | no data
no data | 02-VAXS105 | GS superheater drain trap | ST lower | ST seals | no data | no data | STP | no data | no data | no data | no data | no data | no data
no data | 01-VAXS107 | GS superheater drain trap bypass | ST lower | ST seals | no data | no data | STP | no data | no data | no data | no data | no data | no data
no data | 02-VAXS107 | GS superheater drain trap bypass | ST lower | ST seals | no data | no data | STP | no data | no data | no data | no data | no data | no data
no data | 01-VAXS106 | GS superheater drain trap strainer drain | ST lower | ST seals | no data | no data | STP | no data | no data | no data | no data | no data | no data
no data | 02-VAXS106 | GS superheater drain trap strainer drain | ST lower | ST seals | no data | no data | STP | no data | no data | no data | no data | no data | no data
no data | 01-VAXS196 | GS supply drain valves | ST lower | ST seals | no data | no data | STP | no data | no data | no data | no data | no data | no data
no data | 02-VAXS196 | GS supply drain valves | ST lower | ST seals | no data | no data | STP | no data | no data | no data | no data | no data | no data
no data | 01-VAXS197 | GS supply drain valves | ST lower | ST seals | no data | no data | STP | no data | no data | no data | no data | no data | no data
no data | 02-VAXS197 | GS supply drain valves | ST lower | ST seals | no data | no data | STP | no data | no data | no data | no data | no data | no data
no data | 01-VAXS198 | GS supply drain valves | ST lower | ST seals | no data | no data | STP | no data | no data | no data | no data | no data | no data
no data | 02-VAXS198 | GS supply drain valves | ST lower | ST seals | no data | no data | STP | no data | no data | no data | no data | no data | no data
no data | 01-VSTP148 | GS supply CV isolations | ST upper West | ST seals | no data | no data | STP | no data | no data | no data | no data | no data | no data
no data | 02-VSTP148 | GS supply CV isolations | ST upper West | ST seals | no data | no data | STP | no data | no data | no data | no data | no data | no data
no data | 01-VSTP149 | GS supply CV isolations | ST upper West | ST seals | no data | no data | STP | no data | no data | no data | no data | no data | no data
no data | 02-VSTP149 | GS supply CV isolations | ST upper West | ST seals | no data | no data | STP | no data | no data | no data | no data | no data | no data
no data | 01-VSTP204 | GS supply CV bypass | ST upper West | ST seals | no data | no data | STP | no data | no data | no data | no data | no data | no data
no data | 02-VSTP204 | GS supply CV bypass | ST upper West | ST seals | no data | no data | STP | no data | no data | no data | no data | no data | no data
no data | 01-VSTP159 | GS mist separator orphis drain | ST lower | ST seals | no data | no data | STP | no data | no data | no data | no data | no data | no data
no data | 02-VSTP159 | GS mist separator orphis drain | ST lower | ST seals | no data | no data | STP | no data | no data | no data | no data | no data | no data
no data | 01-VSTP181 | GS mist separator orphis drain | ST lower | ST seals | no data | no data | STP | no data | no data | no data | no data | no data | no data
no data | 02-VSTP181 | GS mist separator orphis drain | ST lower | ST seals | no data | no data | STP | no data | no data | no data | no data | no data | no data
no data | 01-VSTP167 | GS mist separator orphis bypass | ST lower | ST seals | no data | no data | STP | no data | no data | no data | no data | no data | no data
no data | 02-VSTP167 | GS mist separator orphis bypass | ST lower | ST seals | no data | no data | STP | no data | no data | no data | no data | no data | no data
no data | 01-VSTP182 | GS mist separator common drain | ST lower | ST seals | no data | no data | STP | no data | no data | no data | no data | no data | no data
no data | 02-VSTP182 | GS mist separator common drain | ST lower | ST seals | no data | no data | STP | no data | no data | no data | no data | no data | no data
no data | 01-VSTP131 | GS header PT | ST lower | ST seals | no data | no data | STP | no data | no data | no data | no data | no data | no data
no data | 02-VSTP131 | GS header PT | ST lower | ST seals | no data | no data | STP | no data | no data | no data | no data | no data | no data
no data | 01-VSTP133 | GS header PT | ST lower | ST seals | no data | no data | STP | no data | no data | no data | no data | no data | no data
no data | 02-VSTP133 | GS header PT | ST lower | ST seals | no data | no data | STP | no data | no data | no data | no data | no data | no data
no data | 01-VSTP183 | GS header drain | ST lower | ST seals | no data | no data | STP | no data | no data | no data | no data | no data | no data
no data | 02-VSTP183 | GS header drain | ST lower | ST seals | no data | no data | STP | no data | no data | no data | no data | no data | no data
no data | 01-VSTP184 | GS header drain | ST lower | ST seals | no data | no data | STP | no data | no data | no data | no data | no data | no data
no data | 02-VSTP184 | GS header drain | ST lower | ST seals | no data | no data | STP | no data | no data | no data | no data | no data | no data
no data | 01-VSTP185 | GS header drain | ST lower | ST seals | no data | no data | STP | no data | no data | no data | no data | no data | no data
no data | 02-VSTP185 | GS header drain | ST lower | ST seals | no data | no data | STP | no data | no data | no data | no data | no data | no data
no data | 01-VSTP127 | GS spill over CV iso | ST lower | ST seals | no data | no data | STP | no data | no data | no data | no data | no data | no data
no data | 02-VSTP127 | GS spill over CV iso | ST lower | ST seals | no data | no data | STP | no data | no data | no data | no data | no data | no data
no data | 01-VSTP129 | GS spill over CV iso | ST lower | ST seals | no data | no data | STP | no data | no data | no data | no data | no data | no data
no data | 02-VSTP129 | GS spill over CV iso | ST lower | ST seals | no data | no data | STP | no data | no data | no data | no data | no data | no data
no data | 01-VSTP132 | GS spill over CV bypass | ST lower | ST seals | no data | no data | STP | no data | no data | no data | no data | no data | no data
no data | 02-VSTP132 | GS spill over CV bypass | ST lower | ST seals | no data | no data | STP | no data | no data | no data | no data | no data | no data
no data | 01-VAXS171 | Steam to startup heater iso | Pipe Rack 1st | Aux Steam Header | no data | no data | AXS | no data | no data | no data | no data | no data | no data
no data | 01-VAXS109 | Startup Heater LIT isolation valves | Pipe Rack 1st | Aux Steam Header | no data | no data | AXS | no data | no data | no data | no data | no data | no data
no data | 01-VAXS110 | Startup Heater LIT isolation valves | Pipe Rack 1st | Aux Steam Header | no data | no data | AXS | no data | no data | no data | no data | no data | no data
no data | 02-VAXS110 | Startup Heater LIT isolation valves | Pipe Rack 1st | Aux Steam Header | no data | no data | AXS | no data | no data | no data | no data | no data | no data
no data | 01-VAXS121 | Steam to Startup Heater vent | Pipe Rack 1st | Aux Steam Header | no data | no data | AXS | no data | no data | no data | no data | no data | no data
no data | 01-VAXS124 | Drain from Startup Heater FC isolation valves | Pipe Rack 1st | Aux Steam Header | no data | no data | AXS | no data | no data | no data | no data | no data | no data
no data | 01-VAXS125 | Drain from Startup Heater FC isolation valves | Pipe Rack 1st | Aux Steam Header | no data | no data | AXS | no data | no data | no data | no data | no data | no data
no data | 02-VAXS125 | Drain from Startup Heater FC isolation valves | Pipe Rack 1st | Aux Steam Header | no data | no data | AXS | no data | no data | no data | no data | no data | no data
no data | 01-VAXS126 | Drain from Startup Heater line drain | Pipe Rack 1st | Aux Steam Header | no data | no data | AXS | no data | no data | no data | no data | no data | no data
no data | 01-VAXS127 | Drain from Startup Heater FC bypass | Pipe Rack 1st | Aux Steam Header | no data | no data | AXS | no data | no data | no data | no data | no data | no data
no data | 01-VAXS156 | Drain from Startup Heater FC bypass | Pipe Rack 1st | Aux Steam Header | no data | no data | AXS | no data | no data | no data | no data | no data | no data
no data | 02-VAXS156 | Drain from Startup Heater FC bypass | Pipe Rack 1st | Aux Steam Header | no data | no data | AXS | no data | no data | no data | no data | no data | no data
no data | 01-VSMP130F | Aux steam sample iso | Pipe Rack 1st | Aux Steam Header | no data | no data | AXS | no data | no data | no data | no data | no data | no data
no data | 01-VAXS187 | Aux steam header PITs | Pipe Rack 1st | Aux Steam Header | no data | no data | AXS | no data | no data | no data | no data | no data | no data
no data | 01-VAXS188 | Aux steam header PITs | Pipe Rack 1st | Aux Steam Header | no data | no data | AXS | no data | no data | no data | no data | no data | no data
no data | 02-VAXS188 | Aux steam header PITs | Pipe Rack 1st | Aux Steam Header | no data | no data | AXS | no data | no data | no data | no data | no data | no data
no data | 01-VAXS132 | Aux steam header vent (stmr bldg) | Pipe Rack 1st | Aux Steam Header | no data | no data | AXS | no data | no data | no data | no data | no data | no data
no data | 01-VAXS |  | Pipe Rack 1st | Aux Steam Header | no data | no data | AXS | no data | no data | no data | no data | no data | no data
no data | 01-VAXS200 | Drain before steam trap | Pipe Rack 1st | Aux Steam Header | no data | no data | AXS | no data | no data | no data | no data | no data | no data
no data | 01-VAXS117 | Steam trap iso | Pipe Rack 1st | Aux Steam Header | no data | no data | AXS | no data | no data | no data | no data | no data | no data
no data | 01-VAXS201 | Steam trap iso | Pipe Rack 1st | Aux Steam Header | no data | no data | AXS | no data | no data | no data | no data | no data | no data
no data | 02-VAXS201 | Steam trap iso | Pipe Rack 1st | Aux Steam Header | no data | no data | AXS | no data | no data | no data | no data | no data | no data
no data | 01-VAXS120 | Steam Trap bypass | Pipe Rack 1st | Aux Steam Header | no data | no data | AXS | no data | no data | no data | no data | no data | no data
no data | 01-VAXS119 | Steam Trap strainer drain | Pipe Rack 1st | Aux Steam Header | no data | no data | AXS | no data | no data | no data | no data | no data | no data
no data | 01-VAXS190 | Drain before steam trap | Pipe Rack 1st | Aux Steam Header | no data | no data | AXS | no data | no data | no data | no data | no data | no data
no data | 01-VAXS191 | Steam trap iso | Pipe Rack 1st | Aux Steam Header | no data | no data | AXS | no data | no data | no data | no data | no data | no data
no data | 01-VAXS194 | Steam trap iso | Pipe Rack 1st | Aux Steam Header | no data | no data | AXS | no data | no data | no data | no data | no data | no data
no data | 02-VAXS194 | Steam trap iso | Pipe Rack 1st | Aux Steam Header | no data | no data | AXS | no data | no data | no data | no data | no data | no data
no data | 01-VAXS202 | Steam Trap bypass | Pipe Rack 1st | Aux Steam Header | no data | no data | AXS | no data | no data | no data | no data | no data | no data
no data | 01-VAXS195 | Steam Trap strainer drain | Pipe Rack 1st | Aux Steam Header | no data | no data | AXS | no data | no data | no data | no data | no data | no data
no data | 01-VCRH180 | CRH to Aux steam FC iso (Low flow) | Pipe Rack 3rd | Aux Steam Header | no data | no data | CRH | no data | no data | no data | no data | no data | no data
no data | 01-VCRH183 | CRH to Aux steam FC iso (Low flow) | Pipe Rack 3rd | Aux Steam Header | no data | no data | CRH | no data | no data | no data | no data | no data | no data
no data | 02-VCRH183 | CRH to Aux steam FC iso (Low flow) | Pipe Rack 3rd | Aux Steam Header | no data | no data | CRH | no data | no data | no data | no data | no data | no data
no data | 01-VCRH181 | CRH to Aux steam FC iso (High flow) | Pipe Rack 3rd | Aux Steam Header | no data | no data | CRH | no data | no data | no data | no data | no data | no data
no data | 01-VCRH184 | CRH to Aux steam FC iso (High flow) | Pipe Rack 3rd | Aux Steam Header | no data | no data | CRH | no data | no data | no data | no data | no data | no data
no data | 02-VCRH184 | CRH to Aux steam FC iso (High flow) | Pipe Rack 3rd | Aux Steam Header | no data | no data | CRH | no data | no data | no data | no data | no data | no data
no data | 01-VCRH120 | CRH to Aux steam vent | Pipe Rack 3rd | Aux Steam Header | no data | no data | CRH | no data | no data | no data | no data | no data | no data
no data | 01-VCRH162 | CRH to Aux steam vent | Pipe Rack 3rd | Aux Steam Header | no data | no data | CRH | no data | no data | no data | no data | no data | no data
no data | 02-VCRH162 | CRH to Aux steam vent | Pipe Rack 3rd | Aux Steam Header | no data | no data | CRH | no data | no data | no data | no data | no data | no data
no data | 01-VCRH121 | CRH to Aux steam vent | Pipe Rack 3rd | Aux Steam Header | no data | no data | CRH | no data | no data | no data | no data | no data | no data
no data | 01-VCRH182 | CRH to Aux steam vent | Pipe Rack 3rd | Aux Steam Header | no data | no data | CRH | no data | no data | no data | no data | no data | no data
no data | 02-VCRH182 | CRH to Aux steam vent | Pipe Rack 3rd | Aux Steam Header | no data | no data | CRH | no data | no data | no data | no data | no data | no data
no data | 02-VAXS189 | Steam to HP Evap Steam trap ISOs | no data | Sparging | no data | no data | no data | no data | no data | no data | no data | no data | no data
no data | 01-VAXS290 | Steam to HP Evap Steam trap ISOs | no data | Sparging | no data | no data | no data | no data | no data | no data | no data | no data | no data
no data | 02-VAXS290 | Steam to HP Evap Steam trap ISOs | no data | Sparging | no data | no data | no data | no data | no data | no data | no data | no data | no data
no data | 02-VAXS289 | Steam to HP Evap Steam trap bypass | no data | Sparging | no data | no data | no data | no data | no data | no data | no data | no data | no data
no data | 02-VAXS144 | Steam to HP Evap Steam trap strainer drain | no data | Sparging | no data | no data | no data | no data | no data | no data | no data | no data | no data
no data | 02-VAXS291 | Steam to HP Evap drain before steam trap | no data | Sparging | no data | no data | no data | no data | no data | no data | no data | no data | no data
no data | 01-VHHS904 | Steam to HP Evap MOV bypass | no data | Sparging | no data | no data | no data | no data | no data | no data | no data | no data | no data
no data | 02-VHHS904 | Steam to HP Evap MOV bypass | no data | Sparging | no data | no data | no data | no data | no data | no data | no data | no data | no data
no data | 01-VHHS994 | Steam to HP Evap drain after MOV | no data | Sparging | no data | no data | no data | no data | no data | no data | no data | no data | no data
no data | 02-VHHS994 | Steam to HP Evap drain after MOV | no data | Sparging | no data | no data | no data | no data | no data | no data | no data | no data | no data
no data | 01-VHHS995 | Steam to HP Evap drain after MOV | no data | Sparging | no data | no data | no data | no data | no data | no data | no data | no data | no data
no data | 02-VHHS995 | Steam to HP Evap drain after MOV | no data | Sparging | no data | no data | no data | no data | no data | no data | no data | no data | no data
no data | 01-VHHS996 | Steam to HP Evap strainer drain | no data | Sparging | no data | no data | no data | no data | no data | no data | no data | no data | no data
no data | 02-VHHS996 | Steam to HP Evap strainer drain | no data | Sparging | no data | no data | no data | no data | no data | no data | no data | no data | no data
no data | 01-VHHS997 | Steam to HP Evap strainer drain | no data | Sparging | no data | no data | no data | no data | no data | no data | no data | no data | no data
no data | 02-VHHS997 | Steam to HP Evap strainer drain | no data | Sparging | no data | no data | no data | no data | no data | no data | no data | no data | no data
no data | 02-VAXS133 | Steam to IP Evap vent | HRSG lower | Sparging | no data | no data | AXS | no data | no data | no data | no data | no data | no data
no data | 02-VHIS909 | Steam to IP Evap MOV bypass | HRSG lower | Sparging | no data | no data | AXS | no data | no data | no data | no data | no data | no data
no data | 02-VHIS860 | Steam to IP Evap drain after MOV | HRSG lower | Sparging | no data | no data | AXS | no data | no data | no data | no data | no data | no data
no data | 01-VHIS861 | Steam to IP Evap drain after MOV | HRSG lower | Sparging | no data | no data | AXS | no data | no data | no data | no data | no data | no data
no data | 02-VHIS861 | Steam to IP Evap drain after MOV | HRSG lower | Sparging | no data | no data | AXS | no data | no data | no data | no data | no data | no data
no data | 02-VHIS852 | Steam to IP Evap strainer drain | HRSG lower | Sparging | no data | no data | AXS | no data | no data | no data | no data | no data | no data
no data | 01-VHIS853 | Steam to IP Evap strainer drain | HRSG lower | Sparging | no data | no data | AXS | no data | no data | no data | no data | no data | no data
no data | 02-VHIS853 | Steam to IP Evap strainer drain | HRSG lower | Sparging | no data | no data | AXS | no data | no data | no data | no data | no data | no data
no data | 02-VHLS904 | Steam to LP Evap MOV bypass | HRSG lower | Sparging | no data | no data | AXS | no data | no data | no data | no data | no data | no data
no data | 02-VHLS985 | Steam to LP Evap drain after MOV | HRSG lower | Sparging | no data | no data | AXS | no data | no data | no data | no data | no data | no data
no data | 01-VHLS999 | Steam to LP Evap drain after MOV | HRSG lower | Sparging | no data | no data | AXS | no data | no data | no data | no data | no data | no data
no data | 02-VHLS999 | Steam to LP Evap drain after MOV | HRSG lower | Sparging | no data | no data | AXS | no data | no data | no data | no data | no data | no data
no data | 02-VHLS992 | Steam to LP Evap strainer drain | HRSG lower | Sparging | no data | no data | AXS | no data | no data | no data | no data | no data | no data
no data | 01-VHLS993 | Steam to LP Evap strainer drain | HRSG lower | Sparging | no data | no data | AXS | no data | no data | no data | no data | no data | no data
no data | 02-VHLS993 | Steam to LP Evap strainer drain | HRSG lower | Sparging | no data | no data | AXS | no data | no data | no data | no data | no data | no data
no data | 02-VAXS135 | Steam to LP Evap Steam trap iso | HRSG lower | Sparging | no data | no data | AXS | no data | no data | no data | no data | no data | no data
no data | 01-VAXS136 | Steam to LP Evap Steam trap iso | HRSG lower | Sparging | no data | no data | AXS | no data | no data | no data | no data | no data | no data
no data | 02-VAXS136 | Steam to LP Evap Steam trap iso | HRSG lower | Sparging | no data | no data | AXS | no data | no data | no data | no data | no data | no data
no data | 02-VAXS138 | Steam to LP Evap Steam trap bypass | HRSG lower | Sparging | no data | no data | AXS | no data | no data | no data | no data | no data | no data
no data | 02-VAXS137 | Steam to LP Evap Steam trap strainer drain | HRSG lower | Sparging | no data | no data | AXS | no data | no data | no data | no data | no data | no data
no data | 02-VAXS113 | Steam to LP Evap Drain before Steam trap | HRSG lower | Sparging | no data | no data | AXS | no data | no data | no data | no data | no data | no data
no data | 02-VAXS155 | Drain before steam trap | HRSG lower West | no data | no data | no data | AXS | no data | no data | no data | no data | no data | no data
no data | 02-VAXS112 | Steam trap iso | HRSG lower West | no data | no data | no data | AXS | no data | no data | no data | no data | no data | no data
no data | 01-VAXS115 | Steam trap iso | HRSG lower West | no data | no data | no data | AXS | no data | no data | no data | no data | no data | no data
no data | 02-VAXS115 | Steam trap iso | HRSG lower West | no data | no data | no data | AXS | no data | no data | no data | no data | no data | no data
no data | 02-VAXS129 | Steam Trap bypass | HRSG lower West | no data | no data | no data | AXS | no data | no data | no data | no data | no data | no data
no data | 02-VAXS116 | Steam Trap strainer drain | HRSG lower West | no data | no data | no data | AXS | no data | no data | no data | no data | no data | no data
no data | 02-VAXS130 | Drain before steam trap | HRSG lower West | no data | no data | no data | AXS | no data | no data | no data | no data | no data | no data
no data | 02-VAXS103 | Steam trap iso | HRSG lower West | no data | no data | no data | AXS | no data | no data | no data | no data | no data | no data
no data | 01-VAXS161 | Steam trap iso | HRSG lower West | no data | no data | no data | AXS | no data | no data | no data | no data | no data | no data
no data | 02-VAXS161 | Steam trap iso | HRSG lower West | no data | no data | no data | AXS | no data | no data | no data | no data | no data | no data
no data | 02-VAXS164 | Steam Trap bypass | HRSG lower West | no data | no data | no data | AXS | no data | no data | no data | no data | no data | no data
no data | 02-VAXS160 | Steam Trap strainer drain | HRSG lower West | no data | no data | no data | AXS | no data | no data | no data | no data | no data | no data
no data | 02-VAXS292 | Aux steam header vent | HRSG lower West | no data | no data | no data | AXS | no data | no data | no data | no data | no data | no data
no data | 00-VFGS220 | Emergency Shut Off Valve inlet isolation | GAS YARD | GAS YARD | no data | no data | FGS | no data | Open | no data | no data | no data | no data
no data | 00-VFGS230 | Emergency Shut Off Valve inlet isolation | GAS YARD | GAS YARD | no data | no data | FGS | no data | Open | no data | no data | no data | no data
no data | 00-VFGS221 | N2 Purge Isolation (fenced gas yard) | GAS YARD | GAS YARD | no data | no data | FGS | no data | Closed | no data | no data | no data | no data
no data | 00-VFGS222 | N2 Purge Isolation (fenced gas yard) | GAS YARD | GAS YARD | no data | no data | FGS | no data | Closed | no data | no data | no data | no data
no data | 00-VFGS803 | FILTER/SEPERATOR NITROGEN PURGE/VENT | no data | FUEL GAS FILTER/SEPERATOR | no data | no data | FGS | no data | CLOSED | no data | no data | no data | no data
no data | 00-VFGS703 | FILTER/SEPERATOR NITROGEN PURGE/VENT | no data | FUEL GAS FILTER/SEPERATOR | no data | no data | FGS | no data | CLOSED | no data | no data | no data | no data
no data | 00-VFGS719 | FILTER/SEPERATOR LEVEL CONTROL VALVE INLET | no data | FUEL GAS FILTER/SEPERATOR | no data | no data | FGS | no data | OPEN | no data | no data | no data | no data
no data | 00-VFGS720 | FILTER/SEPERATOR LEVEL CONTROL VALVE OUTLET | no data | FUEL GAS FILTER/SEPERATOR | no data | no data | FGS | no data | OPEN | no data | no data | no data | no data
no data | 00-VFGS722 | FILTER/SEPERATOR LEVEL CONTROL BYPASS | no data | FUEL GAS FILTER/SEPERATOR | no data | no data | FGS | no data | CLOSED | no data | no data | no data | no data
no data | 00-VFGS723 | FILTER/SEPERATOR LEVEL CONTROL VALVE INLET | no data | FUEL GAS FILTER/SEPERATOR | no data | no data | FGS | no data | OPEN | no data | no data | no data | no data
no data | 00-VFGS724 | FILTER/SEPERATOR LEVEL CONTROL VALVE OUTLET | no data | FUEL GAS FILTER/SEPERATOR | no data | no data | FGS | no data | OPEN | no data | no data | no data | no data
no data | 00-VFGS726 | FILTER/SEPERATOR LEVEL CONTROL BYPASS | no data | FUEL GAS FILTER/SEPERATOR | no data | no data | FGS | no data | CLOSED | no data | no data | no data | no data
no data | 00-VFGS819 | FILTER/SEPERATOR LEVEL CONTROL VALVE INLET | no data | FUEL GAS FILTER/SEPERATOR | no data | no data | FGS | no data | OPEN | no data | no data | no data | no data
no data | 00-VFGS820 | FILTER/SEPERATOR LEVEL CONTROL VALVE OUTLET | no data | FUEL GAS FILTER/SEPERATOR | no data | no data | FGS | no data | OPEN | no data | no data | no data | no data
no data | 00-VFGS822 | FILTER/SEPERATOR LEVEL CONTROL BYPASS | no data | FUEL GAS FILTER/SEPERATOR | no data | no data | FGS | no data | CLOSED | no data | no data | no data | no data
no data | 00-VFGS823 | FILTER/SEPERATOR LEVEL CONTROL VALVE INLET | no data | FUEL GAS FILTER/SEPERATOR | no data | no data | FGS | no data | OPEN | no data | no data | no data | no data
no data | 00-VFGS824 | FILTER/SEPERATOR LEVEL CONTROL VALVE OUTLET | no data | FUEL GAS FILTER/SEPERATOR | no data | no data | FGS | no data | OPEN | no data | no data | no data | no data
no data | 00-VFGS826 | FILTER/SEPERATOR LEVEL CONTROL BYPASS | no data | FUEL GAS FILTER/SEPERATOR | no data | no data | FGS | no data | CLOSED | no data | no data | no data | no data
no data | 00-VFGS705 | FILTER/SEPERATOR NITROGEN PURGE/VENT | no data | FUEL GAS FILTER/SEPERATOR | no data | no data | FGS | no data | CLOSED | no data | no data | no data | no data
no data | 00-VFGS805 | FILTER/SEPERATOR NITROGEN PURGE/VENT | no data | FUEL GAS FILTER/SEPERATOR | no data | no data | FGS | no data | CLOSED | no data | no data | no data | no data
no data | 00-VFGS708 | FILTER/SEPERATOR LEVEL COLUM SUPPLY UPPER | no data | FUEL GAS FILTER/SEPERATOR | no data | no data | FGS | no data | OPEN | no data | no data | no data | no data
no data | 00-VFGS707 | FILTER/SEPERATOR LEVEL COLUM SUPPLY LOWER | no data | FUEL GAS FILTER/SEPERATOR | no data | no data | FGS | no data | OPEN | no data | no data | no data | no data
no data | 00-VFGS711 | FILTER/SEPERATOR LEVEL GAGE SUPPLY LOWER | no data | FUEL GAS FILTER/SEPERATOR | no data | no data | FGS | no data | OPEN | no data | no data | no data | no data
no data | 00-VFGS712 | FILTER/SEPERATOR LEVEL GAGE SUPPLY UPPER | no data | FUEL GAS FILTER/SEPERATOR | no data | no data | FGS | no data | OPEN | no data | no data | no data | no data
no data | 00-VFGS708V | FILTER/SEPERATOR LEVEL GAGE VENT | no data | FUEL GAS FILTER/SEPERATOR | no data | no data | FGS | no data | CLOSED | no data | no data | no data | no data
no data | 00-VFGS708D | FILTER/SEPERATOR LEVEL GAGE DRAIN | no data | FUEL GAS FILTER/SEPERATOR | no data | no data | FGS | no data | CLOSED | no data | no data | no data | no data
no data | 00-VFGS704D | FILTER SEPERATOR COLUM DRAIN | no data | FUEL GAS FILTER/SEPERATOR | no data | no data | FGS | no data | CLOSED | no data | no data | no data | no data
no data | 00-VFGS718 | FILTER/SEPERATOR LEVEL COLUM SUPPLY UPPER | no data | FUEL GAS FILTER/SEPERATOR | no data | no data | FGS | no data | OPEN | no data | no data | no data | no data
no data | 00-VFGS717 | FILTER/SEPERATOR LEVEL COLUM SUPPLY LOWER | no data | FUEL GAS FILTER/SEPERATOR | no data | no data | FGS | no data | OPEN | no data | no data | no data | no data
no data | 00-VFGS713 | FILTER/SEPERATOR LEVEL GAGE SUPPLY LOWER | no data | FUEL GAS FILTER/SEPERATOR | no data | no data | FGS | no data | OPEN | no data | no data | no data | no data
no data | 00-VFGS714 | FILTER/SEPERATOR LEVEL GAGE SUPPLY UPPER | no data | FUEL GAS FILTER/SEPERATOR | no data | no data | FGS | no data | OPEN | no data | no data | no data | no data
no data | 00-VFGS718V | FILTER/SEPERATOR LEVEL GAGE VENT | no data | FUEL GAS FILTER/SEPERATOR | no data | no data | FGS | no data | CLOSED | no data | no data | no data | no data
no data | 00-VFGS718D | FILTER/SEPERATOR LEVEL GAGE DRAIN | no data | FUEL GAS FILTER/SEPERATOR | no data | no data | FGS | no data | CLOSED | no data | no data | no data | no data
no data | 00-VFGS714D | FILTER SEPERATOR COLUM DRAIN | no data | FUEL GAS FILTER/SEPERATOR | no data | no data | FGS | no data | CLOSED | no data | no data | no data | no data
no data | 00-VFGS709 | FILTER SEPERATOR LEVEL SWITCH ISOLATION LOWER | no data | FUEL GAS FILTER/SEPERATOR | no data | no data | FGS | no data | OPEN | no data | no data | no data | no data
no data | 00-VFGS710 | FILTER SEPERATOR LEVEL SWITCH ISOLATION UPPER | no data | FUEL GAS FILTER/SEPERATOR | no data | no data | FGS | no data | OPEN | no data | no data | no data | no data
no data | 00-VFGS715 | FILTER SEPERATOR LEVEL SWITCH ISOLATION LOWER | no data | FUEL GAS FILTER/SEPERATOR | no data | no data | FGS | no data | OPEN | no data | no data | no data | no data
no data | 00-VFGS716 | FILTER SEPERATOR LEVEL SWITCH ISOLATION UPPER | no data | FUEL GAS FILTER/SEPERATOR | no data | no data | FGS | no data | OPEN | no data | no data | no data | no data
no data | 00-VFGS704 | FILTER SEPERATOR DP TRANSMITTER HIGH SIDE | no data | FUEL GAS FILTER/SEPERATOR | no data | no data | FGS | no data | OPEN | no data | no data | no data | no data
no data | 00-VFGS706 | FILTER SEPERATOR DP TRANSMITTER LOW SIDE | no data | FUEL GAS FILTER/SEPERATOR | no data | no data | FGS | no data | OPEN | no data | no data | no data | no data
no data | 00-VFGS808 | FILTER/SEPERATOR LEVEL COLUM SUPPLY UPPER | no data | FUEL GAS FILTER/SEPERATOR | no data | no data | FGS | no data | OPEN | no data | no data | no data | no data
no data | 00-VFGS807 | FILTER/SEPERATOR LEVEL COLUM SUPPLY LOWER | no data | FUEL GAS FILTER/SEPERATOR | no data | no data | FGS | no data | OPEN | no data | no data | no data | no data
no data | 00-VFGS811 | FILTER/SEPERATOR LEVEL GAGE SUPPLY LOWER | no data | FUEL GAS FILTER/SEPERATOR | no data | no data | FGS | no data | OPEN | no data | no data | no data | no data
no data | 00-VFGS812 | FILTER/SEPERATOR LEVEL GAGE SUPPLY UPPER | no data | FUEL GAS FILTER/SEPERATOR | no data | no data | FGS | no data | OPEN | no data | no data | no data | no data
no data | 00-VFGS808V | FILTER/SEPERATOR LEVEL GAGE VENT | no data | FUEL GAS FILTER/SEPERATOR | no data | no data | FGS | no data | CLOSED | no data | no data | no data | no data
no data | 00-VFGS808D | FILTER/SEPERATOR LEVEL GAGE DRAIN | no data | FUEL GAS FILTER/SEPERATOR | no data | no data | FGS | no data | CLOSED | no data | no data | no data | no data
no data | 00-VFGS804D | FILTER SEPERATOR COLUM DRAIN | no data | FUEL GAS FILTER/SEPERATOR | no data | no data | FGS | no data | CLOSED | no data | no data | no data | no data
no data | 00-VFGS818 | FILTER/SEPERATOR LEVEL COLUM SUPPLY UPPER | no data | FUEL GAS FILTER/SEPERATOR | no data | no data | FGS | no data | OPEN | no data | no data | no data | no data
no data | 00-VFGS817 | FILTER/SEPERATOR LEVEL COLUM SUPPLY LOWER | no data | FUEL GAS FILTER/SEPERATOR | no data | no data | FGS | no data | OPEN | no data | no data | no data | no data
no data | 00-VFGS813 | FILTER/SEPERATOR LEVEL GAGE SUPPLY LOWER | no data | FUEL GAS FILTER/SEPERATOR | no data | no data | FGS | no data | OPEN | no data | no data | no data | no data
no data | 00-VFGS814 | FILTER/SEPERATOR LEVEL GAGE SUPPLY UPPER | no data | FUEL GAS FILTER/SEPERATOR | no data | no data | FGS | no data | OPEN | no data | no data | no data | no data
no data | 00-VFGS818V | FILTER/SEPERATOR LEVEL GAGE VENT | no data | FUEL GAS FILTER/SEPERATOR | no data | no data | FGS | no data | CLOSED | no data | no data | no data | no data
no data | 00-VFGS818D | FILTER/SEPERATOR LEVEL GAGE DRAIN | no data | FUEL GAS FILTER/SEPERATOR | no data | no data | FGS | no data | CLOSED | no data | no data | no data | no data
no data | 00-VFGS814D | FILTER SEPERATOR COLUM DRAIN | no data | FUEL GAS FILTER/SEPERATOR | no data | no data | FGS | no data | CLOSED | no data | no data | no data | no data
no data | 00-VFGS809 | FILTER SEPERATOR LEVEL SWITCH ISOLATION LOWER | no data | FUEL GAS FILTER/SEPERATOR | no data | no data | FGS | no data | OPEN | no data | no data | no data | no data
no data | 00-VFGS810 | FILTER SEPERATOR LEVEL SWITCH ISOLATION UPPER | no data | FUEL GAS FILTER/SEPERATOR | no data | no data | FGS | no data | OPEN | no data | no data | no data | no data
no data | 00-VFGS815 | FILTER SEPERATOR LEVEL SWITCH ISOLATION LOWER | no data | FUEL GAS FILTER/SEPERATOR | no data | no data | FGS | no data | OPEN | no data | no data | no data | no data
no data | 00-VFGS816 | FILTER SEPERATOR LEVEL SWITCH ISOLATION UPPER | no data | FUEL GAS FILTER/SEPERATOR | no data | no data | FGS | no data | OPEN | no data | no data | no data | no data
no data | 00-VFGS804 | FILTER SEPERATOR DP TRANSMITTER HIGH SIDE | no data | FUEL GAS FILTER/SEPERATOR | no data | no data | FGS | no data | OPEN | no data | no data | no data | no data
no data | 00-VFGS806 | FILTER SEPERATOR DP TRANSMITTER LOW SIDE | no data | FUEL GAS FILTER/SEPERATOR | no data | no data | FGS | no data | OPEN | no data | no data | no data | no data
no data | 00-VFGS731 | FILTER SEPERATOR DRAIN TANK DRAIN VALVE | no data | FUEL GAS FILTER/SEPERATOR | no data | no data | FGS | no data | CLOSED | no data | no data | no data | no data
no data | 00-VFGS727 | FILTER SEPERATOR DRAIN TANK LEVEL IND. TRANSMITTER LOWER | no data | FUEL GAS FILTER/SEPERATOR | no data | no data | FGS | no data | OPEN | no data | no data | no data | no data
no data | 00-VFGS728 | FILTER SEPERATOR DRAIN TANK LEVEL IND. TRANSMITTER UPPER | no data | FUEL GAS FILTER/SEPERATOR | no data | no data | FGS | no data | OPEN | no data | no data | no data | no data
no data | 00-VFGS736 | FILTER SEPERATOR DRAIN TANK LEVEL TRASMITTER DRAIN | no data | FUEL GAS FILTER/SEPERATOR | no data | no data | FGS | no data | CLOSED | no data | no data | no data | no data
no data | 00-VFGS729 | FILTER SEPERATOR DRAIN TANK LEVEL GAUGE DRAIN | no data | FUEL GAS FILTER/SEPERATOR | no data | no data | FGS | no data | CLOSED | no data | no data | no data | no data
no data | 00-VFGS730 | FILTER SEPERATOR DRAIN TANK LEVEL GAUGE VENT | no data | FUEL GAS FILTER/SEPERATOR | no data | no data | FGS | no data | CLOSED | no data | no data | no data | no data
no data | 00-VFGS732 | FILTER SEPERATOR DRAIN TANK LEVEL SWITH LOWER ISO. | no data | FUEL GAS FILTER/SEPERATOR | no data | no data | FGS | no data | OPEN | no data | no data | no data | no data
no data | 00-VFGS735 | FILTER SEPERATOR DRAIN TANK LEVEL SWITH UPPER ISO. | no data | FUEL GAS FILTER/SEPERATOR | no data | no data | FGS | no data | OPEN | no data | no data | no data | no data
no data | 00-VFGS736 | FILTER SEPERATOR DRAIN TANK LEVEL SWITH DRAIN ISO. | no data | FUEL GAS FILTER/SEPERATOR | no data | no data | FGS | no data | CLOSED | no data | no data | no data | no data
no data | 00-VFGS733 | 12" FLOW METER STATION INLET | no data | FLOW METERING STATION (03) | no data | no data | FGS | no data | OPEN | no data | no data | no data | no data
no data | 00-VFGS733D | 12" FLOW METER STATION INLET VALVE DRAIN | no data | FLOW METERING STATION (03) | no data | no data | FGS | no data | CLOSED | no data | no data | no data | no data
no data | 00-VFGS734 | 6" FLOW METER INLET | no data | FLOW METERING STATION (03) | no data | no data | FGS | no data | OPEN | no data | no data | no data | no data
no data | 00-VFGS734D | 6" FLOW METER INLET VALVE DRAIN | no data | FLOW METERING STATION (03) | no data | no data | FGS | no data | CLOSED | no data | no data | no data | no data
no data | 00-VFGS744 | 6" FLOW METER NITROGEN PURGE/VENT | no data | FLOW METERING STATION (03) | no data | no data | FGS | no data | CLOSED | no data | no data | no data | no data
no data | 00-VFGS748 | 6" FLOW METER NITROGEN PURGE/VENT | no data | FLOW METERING STATION (03) | no data | no data | FGS | no data | CLOSED | no data | no data | no data | no data
no data | 00-VFGS747 | 12" FLOW METER NITROGEN PURGE/VENT | no data | FLOW METERING STATION (03) | no data | no data | FGS | no data | CLOSED | no data | no data | no data | no data
no data | 00-VFGS743 | 12" FLOW METER NITROGEN PURGE/VENT | no data | FLOW METERING STATION (03) | no data | no data | FGS | no data | CLOSED | no data | no data | no data | no data
no data | 00-VFGS737 | 12" FLOW METER NITROGEN PURGE/VENT | no data | FLOW METERING STATION (03) | no data | no data | FGS | no data | CLOSED | no data | no data | no data | no data
no data | 00-VFGS739 | 12" PRESSURE TRANSMITTER ISOLATION | no data | FLOW METERING STATION (03) | no data | no data | FGS | no data | OPEN | no data | no data | no data | no data
no data | 00-VFGS741 | 12" PRESSURE TRANSMITTER ISOLATION | no data | FLOW METERING STATION (03) | no data | no data | FGS | no data | OPEN | no data | no data | no data | no data
no data | 00-VFGS745 | 12" YV-745 DRAIN VALVE | no data | FLOW METERING STATION (03) | no data | no data | FGS | no data | CLOSED | no data | no data | no data | no data
no data | 00-VFGS740 | 6" PRESSURE TRANSMITTER ISOLATION | no data | FLOW METERING STATION (03) | no data | no data | FGS | no data | OPEN | no data | no data | no data | no data
no data | 00-VFGS742 | 6" PRESSURE TRANSMITTER ISOLATION | no data | FLOW METERING STATION (03) | no data | no data | FGS | no data | OPEN | no data | no data | no data | no data
no data | 00-VFGS746 | 6" YV-746 DRAIN VALVE | no data | FLOW METERING STATION (03) | no data | no data | FGS | no data | CLOSED | no data | no data | no data | no data
no data | 00-VFGS833 | 12" FLOW METER STATION INLET | no data | FLOW METERING STATION (04) | no data | no data | FGS | no data | OPEN | no data | no data | no data | no data
no data | 00-VFGS833D | 12" FLOW METER STATION INLET VALVE DRAIN | no data | FLOW METERING STATION (04) | no data | no data | FGS | no data | CLOSED | no data | no data | no data | no data
no data | 00-VFGS834 | 6" FLOW METER INLET | no data | FLOW METERING STATION (04) | no data | no data | FGS | no data | OPEN | no data | no data | no data | no data
no data | 00-VFGS834D | 6" FLOW METER INLET VALVE DRAIN | no data | FLOW METERING STATION (04) | no data | no data | FGS | no data | CLOSED | no data | no data | no data | no data
no data | 00-VFGS844 | 6" FLOW METER NITROGEN PURGE/VENT | no data | FLOW METERING STATION (04) | no data | no data | FGS | no data | CLOSED | no data | no data | no data | no data
no data | 00-VFGS848 | 6" FLOW METER NITROGEN PURGE/VENT | no data | FLOW METERING STATION (04) | no data | no data | FGS | no data | CLOSED | no data | no data | no data | no data
no data | 00-VFGS847 | 12" FLOW METER NITROGEN PURGE/VENT | no data | FLOW METERING STATION (04) | no data | no data | FGS | no data | CLOSED | no data | no data | no data | no data
no data | 00-VFGS843 | 12" FLOW METER NITROGEN PURGE/VENT | no data | FLOW METERING STATION (04) | no data | no data | FGS | no data | CLOSED | no data | no data | no data | no data
no data | 00-VFGS837 | 12" FLOW METER NITROGEN PURGE/VENT | no data | FLOW METERING STATION (04) | no data | no data | FGS | no data | CLOSED | no data | no data | no data | no data
no data | 00-VFGS839 | 12" PRESSURE TRANSMITTER ISOLATION | no data | FLOW METERING STATION (04) | no data | no data | FGS | no data | OPEN | no data | no data | no data | no data
no data | 00-VFGS841 | 12" PRESSURE TRANSMITTER ISOLATION | no data | FLOW METERING STATION (04) | no data | no data | FGS | no data | P[EN | no data | no data | no data | no data
no data | 00-VFGS845 | 12" YV-845 DRAIN VALVE | no data | FLOW METERING STATION (04) | no data | no data | FGS | no data | CLOSED | no data | no data | no data | no data
no data | 00-VFGS840 | 6" PRESSURE TRANSMITTER ISOLATION | no data | FLOW METERING STATION (04) | no data | no data | FGS | no data | OPEN | no data | no data | no data | no data
no data | 00-VFGS842 | 6" PRESSURE TRANSMITTER ISOLATION | no data | FLOW METERING STATION (04) | no data | no data | FGS | no data | OPEN | no data | no data | no data | no data
no data | 00-VFGS846 | 6" YV-846 DRAIN VALVE | no data | FLOW METERING STATION (04) | no data | no data | FGS | no data | CLOSED | no data | no data | no data | no data
no data | 00-VFGS229 | GAS SUPPLY ISOLATION TO HEATER | no data | FUEL GAS DEW POINT HEATER/GLYCOL PUMP SKID | no data | no data | FGS | no data |  | no data | no data | no data | no data
no data | 00-VFGS245 | glycol supply to glycol heater | no data | FUEL GAS DEW POINT HEATER/GLYCOL PUMP SKID | no data | no data | FGS | no data | Open | no data | no data | no data | no data
no data | 00-VFGS246 | Glycol recirc pump skid isolation from fuel gas heat exchanger | no data | FUEL GAS DEW POINT HEATER/GLYCOL PUMP SKID | no data | no data | FGS | no data | Open | no data | no data | no data | no data
no data | 00-VFGS981 | GLYCOL FILL ISOLATION | no data | FUEL GAS DEW POINT HEATER/GLYCOL PUMP SKID | no data | no data | FGS | no data | CLOSED | no data | no data | no data | no data
no data | 00-VFGS984 | GLYCOL TANK SEPERATOR DRAIN VALV | no data | FUEL GAS DEW POINT HEATER/GLYCOL PUMP SKID | no data | no data | FGS | no data | CLOSED | no data | no data | no data | no data
no data | 00-VFGS976 | GLYCOL EXPANSION TANK ISOLATION | no data | FUEL GAS DEW POINT HEATER/GLYCOL PUMP SKID | no data | no data | FGS | no data | OPEN | no data | no data | no data | no data
no data | 00-VFGS977 | GLYCOL EXPANSION TANK VENT | no data | FUEL GAS DEW POINT HEATER/GLYCOL PUMP SKID | no data | no data | FGS | no data | CLOSED | no data | no data | no data | no data
no data | 00-VFGS987 | GLYCOL EXPANSION TANK DRAIN | no data | FUEL GAS DEW POINT HEATER/GLYCOL PUMP SKID | no data | no data | FGS | no data | CLOSED | no data | no data | no data | no data
no data | 00-VFGS968 | GLYCOL PUMP SUCTION TRANSMITTER ISOLATION | no data | FUEL GAS DEW POINT HEATER/GLYCOL PUMP SKID | no data | no data | FGS | no data | OPEN | no data | no data | no data | no data
no data | 00-VFGS969 | GLYCOL PUMP SUCTION TRANSMITTER ISOLATION | no data | FUEL GAS DEW POINT HEATER/GLYCOL PUMP SKID | no data | no data | FGS | no data | OPEN | no data | no data | no data | no data
no data | 00-VFGS968A | GLYCOL PUMP "A" SUCTION | no data | FUEL GAS DEW POINT HEATER/GLYCOL PUMP SKID | no data | no data | FGS | no data | OPEN | no data | no data | no data | no data
no data | 00-VFGS969A | GLYCOL PUMP "A" SUCTION STRAINER DP ISOLATION | no data | FUEL GAS DEW POINT HEATER/GLYCOL PUMP SKID | no data | no data | FGS | no data | OPEN | no data | no data | no data | no data
no data | 00-VFGS970A | GLYCOL PUMP "A" SUCTION STRAINER DP ISOLATION | no data | FUEL GAS DEW POINT HEATER/GLYCOL PUMP SKID | no data | no data | FGS | no data | OPEN | no data | no data | no data | no data
no data | 00-VFGS971A | GLYCOL PUMP "A" SUCTION STRAINER DRAIN | no data | FUEL GAS DEW POINT HEATER/GLYCOL PUMP SKID | no data | no data | FGS | no data | CLOSED | no data | no data | no data | no data
no data | 00-VFGS974A | GLYCOL PUMP "A" DISCHARGE | no data | FUEL GAS DEW POINT HEATER/GLYCOL PUMP SKID | no data | no data | FGS | no data | OPEN | no data | no data | no data | no data
no data | 00-VFGS973A | GLYCOL PUMP "A" DISCHARGE DRAIN | no data | FUEL GAS DEW POINT HEATER/GLYCOL PUMP SKID | no data | no data | FGS | no data | CLOSED | no data | no data | no data | no data
no data | 00-VFGS972A | RECIRC ISOLATION PUMP "A" | no data | FUEL GAS DEW POINT HEATER/GLYCOL PUMP SKID | no data | no data | FGS | no data | OPEN | no data | no data | no data | no data
no data | 00-VFGS968B | GLYCOL PUMP "B" SUCTION | no data | FUEL GAS DEW POINT HEATER/GLYCOL PUMP SKID | no data | no data | FGS | no data | OPEN | no data | no data | no data | no data
no data | 00-VFGS969B | GLYCOL PUMP "B" SUCTION STRAINER DP ISOLATION | no data | FUEL GAS DEW POINT HEATER/GLYCOL PUMP SKID | no data | no data | FGS | no data | OPEN | no data | no data | no data | no data
no data | 00-VFGS970B | GLYCOL PUMP "B" SUCTION STRAINER DP ISOLATION | no data | FUEL GAS DEW POINT HEATER/GLYCOL PUMP SKID | no data | no data | FGS | no data | OPEN | no data | no data | no data | no data
no data | 00-VFGS971B | GLYCOL PUMP "B" SUCTION STRAINER DRAIN | no data | FUEL GAS DEW POINT HEATER/GLYCOL PUMP SKID | no data | no data | FGS | no data | CLOSED | no data | no data | no data | no data
no data | 00-VFGS974B | GLYCOL PUMP "B" DISCHARGE | no data | FUEL GAS DEW POINT HEATER/GLYCOL PUMP SKID | no data | no data | FGS | no data | OPEN | no data | no data | no data | no data
no data | 00-VFGS973B | GLYCOL PUMP "B" DISCHARGE DRAIN | no data | FUEL GAS DEW POINT HEATER/GLYCOL PUMP SKID | no data | no data | FGS | no data | CLOSED | no data | no data | no data | no data
no data | 00-VFGS972B | RECIRC ISOLATION PUMP "B" | no data | FUEL GAS DEW POINT HEATER/GLYCOL PUMP SKID | no data | no data | FGS | no data | OPEN | no data | no data | no data | no data
no data | 00-VFGS974 | GLYCOL PUMPS DISCHARGE PRESSURE TRANSMITTER | no data | FUEL GAS DEW POINT HEATER/GLYCOL PUMP SKID | no data | no data | FGS | no data | OPEN | no data | no data | no data | no data
no data | 00-VFGS975 | GLYCOL PUMPS DISCHARGE PRESSURE TRANSMITTER | no data | FUEL GAS DEW POINT HEATER/GLYCOL PUMP SKID | no data | no data | FGS | no data | OPEN | no data | no data | no data | no data
no data | 00-VFGS983 | GLYCOL HEATER DP GUAGE HIGH SIDE ISOLATION | no data | FUEL GAS DEW POINT HEATER/GLYCOL PUMP SKID | no data | no data | FGS | no data | OPEN | no data | no data | no data | no data
no data | 00-VFGS951 | GLYCOL HEATER DP GUAGE LOW SIDE ISOLATION | no data | FUEL GAS DEW POINT HEATER/GLYCOL PUMP SKID | no data | no data | FGS | no data | OPEN | no data | no data | no data | no data
no data | 00-VFGS953 | GLYCOL HEATER DP DRAIN | no data | FUEL GAS DEW POINT HEATER/GLYCOL PUMP SKID | no data | no data | FGS | no data | CLOSED | no data | no data | no data | no data
no data | 00-VFGS984 | GLYCOL HEATER DP DRAIN | no data | FUEL GAS DEW POINT HEATER/GLYCOL PUMP SKID | no data | no data | FGS | no data | CLOSED | no data | no data | no data | no data
no data | 00-VFGS985 | GLYCOL HEATER GAS ISOLATION | no data | FUEL GAS DEW POINT HEATER/GLYCOL PUMP SKID | no data | no data | FGS | no data | OPEN | no data | no data | no data | no data
no data | 00-VFGS986 | GLYCOL HEATER GAS STRAINER DRAIN | no data | FUEL GAS DEW POINT HEATER/GLYCOL PUMP SKID | no data | no data | FGS | no data | CLOSED | no data | no data | no data | no data
no data | 00-VFGS001 | GLYCOL HEATER GAS FLOW METER INLET VALVE | no data | FUEL GAS DEW POINT HEATER/GLYCOL PUMP SKID | no data | no data | FGS | no data | OPEN | no data | no data | no data | no data
no data | 00-VFGS002 | GLYCOL HEATER GAS FLOW METER INLET DRAIN | no data | FUEL GAS DEW POINT HEATER/GLYCOL PUMP SKID | no data | no data | FGS | no data | CLOSED | no data | no data | no data | no data
no data | 00-VFGS021 | GLYCOL HEATER GAS PILOT ISOLATION | no data | FUEL GAS DEW POINT HEATER/GLYCOL PUMP SKID | no data | no data | FGS | no data | OPEN | no data | no data | no data | no data
no data | 00-VFGS025 | GLYCOL HEATER PILOT HEADER DRAIN VALVE | no data | FUEL GAS DEW POINT HEATER/GLYCOL PUMP SKID | no data | no data | FGS | no data | CLOSED | no data | no data | no data | no data
no data | 00-VFGS027 | GLYCOL HEATER PILOT HEADER DRAIN VALVE | no data | FUEL GAS DEW POINT HEATER/GLYCOL PUMP SKID | no data | no data | FGS | no data | CLOSED | no data | no data | no data | no data
no data | 00-VFGS028 | GLYCOL HEATER PILOT GAS TO BURNER ISOLATION | no data | FUEL GAS DEW POINT HEATER/GLYCOL PUMP SKID | no data | no data | FGS | no data | OPEN | no data | no data | no data | no data
no data | 00-VFGS007 | GLYCOL HEATER MAIN GAS HEADER DRAIN | no data | FUEL GAS DEW POINT HEATER/GLYCOL PUMP SKID | no data | no data | FGS | no data | CLOSED | no data | no data | no data | no data
no data | 00-VFGS009 | GLYCOL HEATER MAIN GAS HEADER DRAIN | no data | FUEL GAS DEW POINT HEATER/GLYCOL PUMP SKID | no data | no data | FGS | no data | CLOSED | no data | no data | no data | no data
no data | 00-VFGS016 | GLYCOL HEATER MAIN GAS HEADER DRAIN | no data | FUEL GAS DEW POINT HEATER/GLYCOL PUMP SKID | no data | no data | FGS | no data | CLOSED | no data | no data | no data | no data
no data | 00-VFGS018 | GLYCOH HEATER MAIN GAS ISOLATION BEFORE BURNER | no data | FUEL GAS DEW POINT HEATER/GLYCOL PUMP SKID | no data | no data | FGS | no data | OPEN | no data | no data | no data | no data
no data | 00-VFGS755 | GLYCOL HEAT EXCHANGER NITROGEN PURGE/VENT (GAS SIDE) | no data | GLYCOL HEAT EXCHANGER SKID | no data | no data | FGS | no data | CLOSED | no data | no data | no data | no data
no data | 00-VFGS758 | GLYCOL HEAT EXCHANGER NITROGEN PURGE/VENT (GAS SIDE) | no data | GLYCOL HEAT EXCHANGER SKID | no data | no data | FGS | no data | CLOSED | no data | no data | no data | no data
no data | 00-VFGS855 | GLYCOL HEAT EXCHANGER NITROGEN PURGE/VENT (GAS SIDE) | no data | GLYCOL HEAT EXCHANGER SKID | no data | no data | FGS | no data | CLOSED | no data | no data | no data | no data
no data | 00-VFGS858 | GLYCOL HEAT EXCHANGER NITROGEN PURGE/VENT (GAS SIDE) | no data | GLYCOL HEAT EXCHANGER SKID | no data | no data | FGS | no data | CLOSED | no data | no data | no data | no data
no data | 00-VFGS959 | GLYCOL HEATER VENT (GLYCOL SIDE) | no data | GLYCOL HEAT EXCHANGER SKID | no data | no data | FGS | no data | CLOSED | no data | no data | no data | no data
no data | 00-VFGS958 | GLYCOL HEATER DRAIN (GLYCOL SIDE) | no data | GLYCOL HEAT EXCHANGER SKID | no data | no data | FGS | no data | CLOSED | no data | no data | no data | no data
no data | 00-VFGS965 | GLYCOL HEATER VENT (GLYCOL SIDE) | no data | GLYCOL HEAT EXCHANGER SKID | no data | no data | FGS | no data | CLOSED | no data | no data | no data | no data
no data | 00-VFGS964 | GLYCOL HEATER DRAIN (GLYCOL SIDE) | no data | GLYCOL HEAT EXCHANGER SKID | no data | no data | FGS | no data | CLOSED | no data | no data | no data | no data
no data | 00-VFGS224 | glycol heat exchanger bypass/temperature control valve #1 | no data | GLYCOL HEAT EXCHANGER SKID | no data | no data | FGS | no data | THROTTLED | no data | no data | no data | no data
no data | 00-VFGS225 | glycol to fuel gas heat exchanger inlet #1 | no data | GLYCOL HEAT EXCHANGER SKID | no data | no data | FGS | no data | Open | no data | no data | no data | no data
no data | 00-VFGS226 | glycol from fuel gas heat exchanger outlet #1 | no data | GLYCOL HEAT EXCHANGER SKID | no data | no data | FGS | no data | Open | no data | no data | no data | no data
no data | 00-VFGS238 | glycol to fuel gas heat exchanger inlet #2 | no data | GLYCOL HEAT EXCHANGER SKID | no data | no data | FGS | no data | OPEN | no data | no data | no data | no data
no data | 00-VFGS239 | glycol from fuel gas heat exchanger outlet #2 | no data | GLYCOL HEAT EXCHANGER SKID | no data | no data | FGS | no data | OPEN | no data | no data | no data | no data
no data | 00-VFGS240 | glycol heat exchanger bypass/temperature control valve #2 | no data | GLYCOL HEAT EXCHANGER SKID | no data | no data | FGS | no data | CLOSED | no data | no data | no data | no data
no data | 00-VFGS152 | GLYCOL HEAT EXCHANGER VENT | no data | GLYCOL HEAT EXCHANGER SKID | no data | no data | FGS | no data | CLOSED | no data | no data | no data | no data
no data | 00-VFGS151 | GLYCOL HEAT EXCHANGER VENT | no data | GLYCOL HEAT EXCHANGER SKID | no data | no data | FGS | no data | CLOSED | no data | no data | no data | no data
no data | 00-VFGS246 | GLYCOL RECIRC PUMP INLET | no data | GLYCOL HEAT EXCHANGER SKID | no data | no data | FGS | no data | OPEN | no data | no data | no data | no data
no data | 00-VFGS245 | GLYCOL RECIRC PUMP OUTLET | no data | GLYCOL HEAT EXCHANGER SKID | no data | no data | FGS | no data | OPEN | no data | no data | no data | no data
no data | 00-VFGS150 | GLYCOL SUPPLY VENT/DRAIN | no data | GLYCOL HEAT EXCHANGER SKID | no data | no data | FGS | no data | CLOSED | no data | no data | no data | no data
no data | 00-VFGS853 | PRESS TRANSMITTER ISOLATION #2 HEAT EXCHANGER INLET | no data | GLYCOL HEAT EXCHANGER SKID | no data | no data | FGS | no data | OPEN | no data | no data | no data | no data
no data | 00-VFGS859 | PRESS TRANSMITTER ISOLATION #2 HEAT EXCHANGER INLET | no data | GLYCOL HEAT EXCHANGER SKID | no data | no data | FGS | no data | OPEN | no data | no data | no data | no data
no data | 00-VFGS753 | PRESS TRANSMITTER ISOLATION #1 HEAT EXCHANGER INLET | no data | GLYCOL HEAT EXCHANGER SKID | no data | no data | FGS | no data | OPEN | no data | no data | no data | no data
no data | 00-VFGS759 | PRESS TRANSMITTER ISOLATION #1 HEAT EXCHANGER INLET | no data | GLYCOL HEAT EXCHANGER SKID | no data | no data | FGS | no data | OPEN | no data | no data | no data | no data
no data | 00-VFGS200 | SKID08 HP reg station outlet to CT FUEAL GAS HEADER | no data | HP REGULATING STATION (08) | no data | no data | FGS | no data | Open | no data | no data | no data | no data
no data | 00-VFGS782 | 6" OUTLET TO ELECTRIC HEATER NITROGEN PURGE/VENT | no data | HP REGULATING STATION (08) | no data | no data | FGS | no data | CLOSED | no data | no data | no data | no data
no data | 00-VFGS783 | 6" OUTLET TO ELECTRIC HEATER | no data | HP REGULATING STATION (08) | no data | no data | FGS | no data | OPEN | no data | no data | no data | no data
no data | 00-VFGS776 | 8" LOW FLOW REGULATING STATION INLET | no data | HP REGULATING STATION (08) | no data | no data | FGS | no data | Open | no data | no data | no data | no data
no data | 00-VFGS776D | 8" LOW FLOW REGULATING STATION INLET DRAIN | no data | HP REGULATING STATION (08) | no data | no data | FGS | no data | CLOSED | no data | no data | no data | no data
no data | 00-VFGS782 | LOW FLOW NITROGEN PURGE/DRAIN | no data | HP REGULATING STATION (08) | no data | no data | FGS | no data | CLOSED | no data | no data | no data | no data
no data | 00-VFGS790 | LOW FLOW REG. STATION INNERSTAGE NITROGEN PURGE/VENT | no data | HP REGULATING STATION (08) | no data | no data | FGS | no data | CLOSED | no data | no data | no data | no data
no data | 00-VFGS793 | LOW FLOW REG. STATION OUTLET NITROGEN PURGE/VENT | no data | HP REGULATING STATION (08) | no data | no data | FGS | no data | CLOSED | no data | no data | no data | no data
no data | 00-VFGS777 | 8" LOW FLOW REGULATING STATION INLET | no data | HP REGULATING STATION (08) | no data | no data | FGS | no data | Open | no data | no data | no data | no data
no data | 00-VFGS777D | 8" LOW FLOW REGULATING STATION INLET DRAIN | no data | HP REGULATING STATION (08) | no data | no data | FGS | no data | CLOSED | no data | no data | no data | no data
no data | 00-VFGS794 | REDUCED GAS HEADER NITROGEN PURGE/DRAIN | no data | HP REGULATING STATION (08) | no data | no data | FGS | no data | Closed | no data | no data | no data | no data
no data | 00-VFGS774 | 16" SEC. REGULATING STATION INLET | no data | HP REGULATING STATION (08) | no data | no data | FGS | no data | Open | no data | no data | no data | no data
no data | 00-VFGS774D | 16" SEC. REGULATING STATION INLET DRAIN | no data | HP REGULATING STATION (08) | no data | no data | FGS | no data | CLOSED | no data | no data | no data | no data
no data | 00-VFGS781 | SEC. REG. STATION NITROGEN PURGE/DRAIN | no data | HP REGULATING STATION (08) | no data | no data | FGS | no data | CLOSED | no data | no data | no data | no data
no data | 00-VFGS789 | SEC. REG. STATION INNERSTAGE NITROGEN PURGE/VENT | no data | HP REGULATING STATION (08) | no data | no data | FGS | no data | CLOSED | no data | no data | no data | no data
no data | 00-VFGS792 | SEC. REG. STATION OUTLET NITROGEN PURGE/VENT | no data | HP REGULATING STATION (08) | no data | no data | FGS | no data | CLOSED | no data | no data | no data | no data
no data | 00-VFGS775 | 16" SEC. REGULATING STATION OUTLET | no data | HP REGULATING STATION (08) | no data | no data | FGS | no data | Open | no data | no data | no data | no data
no data | 00-VFGS775D | 16" SEC. REGULATING STATION OUTLET DRAIN | no data | HP REGULATING STATION (08) | no data | no data | FGS | no data | CLOSED | no data | no data | no data | no data
no data | 00-VFGS772 | 16" PRI. REGULATING STATION INLET | no data | HP REGULATING STATION (08) | no data | no data | FGS | no data | Open | no data | no data | no data | no data
no data | 00-VFGS772D | 16" PRI. REGULATING STATION INLET DRAIN | no data | HP REGULATING STATION (08) | no data | no data | FGS | no data | CLOSED | no data | no data | no data | no data
no data | 00-VFGS780 | PRI. REG. STATION NITROGEN PURGE/DRAIN | no data | HP REGULATING STATION (08) | no data | no data | FGS | no data | Closed | no data | no data | no data | no data
no data | 00-VFGS788 | PRI. REG. STATION INNERSTAGE NITROGEN PURGE/VENT | no data | HP REGULATING STATION (08) | no data | no data | FGS | no data | CLOSED | no data | no data | no data | no data
no data | 00-VFGS791 | PRI. REG. STATION OUTLET NITROGEN PURGE/VENT | no data | HP REGULATING STATION (08) | no data | no data | FGS | no data | CLOSED | no data | no data | no data | no data
no data | 00-VFGS773 | 16" PRI. REGULATING STATION OULET | no data | HP REGULATING STATION (08) | no data | no data | FGS | no data | OPEN | no data | no data | no data | no data
no data | 00-VFGS773D | 16" PRI. REGULATING STATION OULET DRAIN | no data | HP REGULATING STATION (08) | no data | no data | FGS | no data | CLOSED | no data | no data | no data | no data
no data | 00-VFGS783 | 6" OUTLET TO ELECTRIC HEATER | no data | HP REGULATING STATION (08) | no data | no data | FGS | no data | OPEN | no data | no data | no data | no data
no data | 00-VFGS253 | SKID08 HP reg. station outlet to fuel gas compressors | no data | HP REGULATING STATION (08) | no data | no data | FGS | no data | OPEN | no data | no data | no data | no data
no data | 00-VFGS258 | N2 Purge Isolation | no data | HP REGULATING STATION (08) | no data | no data | FGS | no data | Closed | no data | no data | no data | no data
no data | 00-VFGS261 | GAS TO LP HEATER VENT | no data | HP REGULATING STATION (08) | no data | no data | FGS | no data | CLOSED | no data | no data | no data | no data
no data | 00-VFGS262 | GAS TO LP HEATER VENT | no data | HP REGULATING STATION (08) | no data | no data | FGS | no data | CLOSED | no data | no data | no data | no data
no data | 00-VFGS263 | COMMON ISOLTION AFTER ELECTRIC HEATER | no data | HP REGULATING STATION (08) | no data | no data | FGS | no data | OPEN | no data | no data | no data | no data
no data | 00-VFGS260 | COMMON ISOLTION BEFORE ELECTRIC HEATER | no data | HP REGULATING STATION (08) | no data | no data | FGS | no data | OPEN | no data | no data | no data | no data
no data | 00-VFGS259 | LP GAS SUPPLY TO ELECTRIC HEATER | no data | HP REGULATING STATION (08) | no data | no data | FGS | no data | OPEN | no data | no data | no data | no data
no data | 01-VFGS783 | LP GAS SUPPLY TO ELECTRIC HEATER | no data | HP REGULATING STATION (08) | no data | no data | FGS | no data | OPEN | no data | no data | no data | no data
no data | 02-VFGS783 | LP GAS SUPPLY TO ELECTRIC HEATER | no data | HP REGULATING STATION (08) | no data | no data | FGS | no data | OPEN | no data | no data | no data | no data
no data | 00-VFGS778 | COMMON REG STATION OULET PRESS TRANSMITTER ISO. VALVE | no data | HP REGULATING STATION (08) | no data | no data | FGS | no data | OPEN | no data | no data | no data | no data
no data | 00-VFGS779 | COMMON REG STATION OULET PRESS TRANSMITTER ISO. VALVE | no data | HP REGULATING STATION (08) | no data | no data | FGS | no data | OPEN | no data | no data | no data | no data
no data | 00-VFGS788D | YV-788 DRAIN VALVE | no data | HP REGULATING STATION (08) | no data | no data | FGS | no data | CLOSED | no data | no data | no data | no data
no data | 00-VFGS785D | YV-785 DRAIN VALVE | no data | HP REGULATING STATION (08) | no data | no data | FGS | no data | CLOSED | no data | no data | no data | no data
no data | 00-VFGS787 | YV-787 DRAIN VALVE | no data | HP REGULATING STATION (08) | no data | no data | FGS | no data | CLOSED | no data | no data | no data | no data
no data | 00-VFGS210 | SKID09 hp reg station outlet bypass FG compressor | no data | HP REGULATING STATION (09) | no data | no data | FGS | no data | OPEN | no data | no data | no data | no data
no data | 00-VFGS201 | SKID09 HP REG STATION low pressure gas heater isolation | no data | HP REGULATING STATION (09) | no data | no data | FGS | no data | OPEN | no data | no data | no data | no data
no data | 01-VFGS883 | SKID09 HP REG STATION low pressure gas heater isolation | no data | HP REGULATING STATION (09) | no data | no data | FGS | no data | OPEN | no data | no data | no data | no data
no data | 02-VFGS883 | SKID09 HP REG STATION low pressure gas heater isolation | no data | HP REGULATING STATION (09) | no data | no data | FGS | no data | OPEN | no data | no data | no data | no data
no data | 00-VFGS876 | 8" LOW FLOW REGULATING STATION INLET | no data | HP REGULATING STATION (09) | no data | no data | FGS | no data | Open | no data | no data | no data | no data
no data | 00-VFGS876D | 8" LOW FLOW REGULATING STATION INLET DRAIN | no data | HP REGULATING STATION (09) | no data | no data | FGS | no data | CLOSED | no data | no data | no data | no data
no data | 00-VFGS882 | LOW FLOW NITROGEN PURGE/DRAIN | no data | HP REGULATING STATION (09) | no data | no data | FGS | no data | CLOSED | no data | no data | no data | no data
no data | 00-VFGS890 | LOW FLOW REG. STATION INNERSTAGE NITROGEN PURGE/VENT | no data | HP REGULATING STATION (09) | no data | no data | FGS | no data | CLOSED | no data | no data | no data | no data
no data | 00-VFGS893 | LOW FLOW REG. STATION OUTLET NITROGEN PURGE/VENT | no data | HP REGULATING STATION (09) | no data | no data | FGS | no data | CLOSED | no data | no data | no data | no data
no data | 00-VFGS877 | 8" LOW FLOW REGULATING STATION OUTLET | no data | HP REGULATING STATION (09) | no data | no data | FGS | no data | OPEN | no data | no data | no data | no data
no data | 00-VFGS877D | 8" LOW FLOW REGULATING STATION OUTLET DRAIN | no data | HP REGULATING STATION (09) | no data | no data | FGS | no data | CLOSED | no data | no data | no data | no data
no data | 00-VFGS894 | REDUCED GAS HEADER NITROGEN PURGE/DRAIN | no data | HP REGULATING STATION (09) | no data | no data | FGS | no data | CLOSED | no data | no data | no data | no data
no data | 00-VFGS874 | 16" SEC. REGULATING STATION INLET | no data | HP REGULATING STATION (09) | no data | no data | FGS | no data | OPEN | no data | no data | no data | no data
no data | 00-VFGS874D | 16" SEC. REGULATING STATION INLET DRAIN | no data | HP REGULATING STATION (09) | no data | no data | FGS | no data | CLOSED | no data | no data | no data | no data
no data | 00-VFGS881 | SEC. REG. STATION NITROGEN PURGE/DRAIN | no data | HP REGULATING STATION (09) | no data | no data | FGS | no data | CLOSED | no data | no data | no data | no data
no data | 00-VFGS889 | SEC. REG. STATION INNERSTAGE NITROGEN PURGE/VENT | no data | HP REGULATING STATION (09) | no data | no data | FGS | no data | CLOSED | no data | no data | no data | no data
no data | 00-VFGS892 | SEC. REG. STATION OUTLET NITROGEN PURGE/VENT | no data | HP REGULATING STATION (09) | no data | no data | FGS | no data | CLOSED | no data | no data | no data | no data
no data | 00-VFGS875 | 16" SEC. REGULATING STATION OUTLET | no data | HP REGULATING STATION (09) | no data | no data | FGS | no data | OPEN | no data | no data | no data | no data
no data | 00-VFGS875D | 16" SEC. REGULATING STATION OUTLET DRAIN | no data | HP REGULATING STATION (09) | no data | no data | FGS | no data | CLOSED | no data | no data | no data | no data
no data | 00-VFGS883 | 6" OUTLET TO ELECTRIC HEATER | no data | HP REGULATING STATION (09) | no data | no data | FGS | no data | Open | no data | no data | no data | no data
no data | 00-VFGS872 | 16" PRI. REGULATING STATION INLET | no data | HP REGULATING STATION (09) | no data | no data | FGS | no data | Open | no data | no data | no data | no data
no data | 00-VFGS872D | 16" PRI. REGULATING STATION INLET DRAIN | no data | HP REGULATING STATION (09) | no data | no data | FGS | no data | CLOSED | no data | no data | no data | no data
no data | 00-VFGS880 | PRI. REG. STATION NITROGEN PURGE/DRAIN | no data | HP REGULATING STATION (09) | no data | no data | FGS | no data | Closed | no data | no data | no data | no data
no data | 00-VFGS888 | PRI. REG. STATION INNERSTAGE NITROGEN PURGE/VENT | no data | HP REGULATING STATION (09) | no data | no data | FGS | no data | CLOSED | no data | no data | no data | no data
no data | 00-VFGS891 | PRI. REG. STATION OUTLET NITROGEN PURGE/VENT | no data | HP REGULATING STATION (09) | no data | no data | FGS | no data | CLOSED | no data | no data | no data | no data
no data | 00-VFGS873 | 16" PRI. REGULATING STATION OULET | no data | HP REGULATING STATION (09) | no data | no data | FGS | no data | OPEN | no data | no data | no data | no data
no data | 00-VFGS873D | 16" PRI. REGULATING STATION OULET DRAIN | no data | HP REGULATING STATION (09) | no data | no data | FGS | no data | no data | no data | no data | no data | no data
no data | 00-VFGS257 | SKID09 HP reg. station outlet to fueal gas compressors | no data | HP REGULATING STATION (09) | no data | no data | FGS | no data | Open | no data | no data | no data | no data
no data | 00-VFGS254 | N2 Purge Isolation | no data | HP REGULATING STATION (09) | no data | no data | FGS | no data | Closed | no data | no data | no data | no data
no data | 00-VFGS257 | SKID 9 OUTLET TO GAS COMPRESSORS | no data | HP REGULATING STATION (09) | no data | no data | FGS | no data | OPEN | no data | no data | no data | no data
no data | 00-VFGS884 | 6" TO ELECTIC HEATER NITROGEN PURGE/VENT | no data | HP REGULATING STATION (09) | no data | no data | FGS | no data | CLOSED | no data | no data | no data | no data
no data | 00-VFGS887D | YV-887 DRAIN | no data | HP REGULATING STATION (09) | no data | no data | FGS | no data | CLOSED | no data | no data | no data | no data
no data | 00-VFGS878 | REGSTAION SKID 9 OUTLET PRESSURE TRANSMITTER | no data | HP REGULATING STATION (09) | no data | no data | FGS | no data | OPEN | no data | no data | no data | no data
no data | 00-VFGS879 | REGSTAION SKID 9 OUTLET PRESSURE TRANSMITTER | no data | HP REGULATING STATION (09) | no data | no data | FGS | no data | OPEN | no data | no data | no data | no data
no data | 00-VFGS888D | YV-888 DRAIN | no data | HP REGULATING STATION (09) | no data | no data | FGS | no data | CLOSED | no data | no data | no data | no data
no data | 00-VFGS885D | YV-885 DRAIN | no data | HP REGULATING STATION (09) | no data | no data | FGS | no data | CLOSED | no data | no data | no data | no data
no data | 00-VFGS901 | LP HEATER GAS NITROGEN PURGE/DRAIN VALVE | no data | LP ELECTRIC HEATER | no data | no data | FGS | no data | CLOSED | no data | no data | no data | no data
no data | 00-VFGS278 | Equipment Isolation (ANR/NB to chromatograph) | no data | BOP GAS CHROMATOGRAPH | no data | no data | FGS | no data | OPEN | no data | no data | no data | no data
no data | 00-VFGS279 | Equipment Isolation (Mix to chromatograph) | no data | BOP GAS CHROMATOGRAPH | no data | no data | FGS | no data | OPEN | no data | no data | no data | no data
no data | 00-VFGS280 | Equipment Isolation (Alliance to chromatograph) | no data | BOP GAS CHROMATOGRAPH | no data | no data | FGS | no data | OPEN | no data | no data | no data | no data
no data | 00-VFGS133 | GT Fuel Gas Calorie Meter Sample Tubing Isolation | no data | GT FUEL GAS CALORIE METER | no data | no data | FGS | no data | OPEN | no data | no data | no data | no data
no data | 00-VFGS136 | GT Fuel Gas Calorie Meter Sample Vent | no data | GT FUEL GAS CALORIE METER | no data | no data | FGS | no data | CLOSED | no data | no data | no data | no data
no data | 00-VFGS137 | GT Fuel Gas Calorie Meter Sample Tubing Isolation | no data | GT FUEL GAS CALORIE METER | no data | no data | FGS | no data | OPEN | no data | no data | no data | no data
no data | 00-VFGS202F | FG compressor"A" gas inlet | no data | FUEL GAS COMPRESSOR "A" | no data | no data | FGS | no data | OPEN | no data | no data | no data | no data
no data | 00-VFGS205F | FG compressor"A" gas outlet | no data | FUEL GAS COMPRESSOR "A" | no data | no data | FGS | no data | OPEN | no data | no data | no data | no data
no data | 00-VFGS281 | N2 Purge/vent Isolation (A compressor outlet) | no data | FUEL GAS COMPRESSOR "A" | no data | no data | FGS | no data | CLOSED | no data | no data | no data | no data
no data | 00-VFGS476 | GAS COMPRESSOR"A" INLET BLOCK VALVE | no data | FUEL GAS COMPRESSOR "A" | no data | no data | FGS | no data | OPEN | no data | no data | no data | no data
no data | 00-VFGS442A | GAS COMPRESSOR"A" S/U PURGE INLET BLOCK VALVE | no data | FUEL GAS COMPRESSOR "A" | no data | no data | FGS | no data | OPEN | no data | no data | no data | no data
no data | 00-VFGS442B | GAS COMPRESSOR"A" S/U PURGE OUTLET BLOCK VALVE | no data | FUEL GAS COMPRESSOR "A" | no data | no data | FGS | no data | OPEN | no data | no data | no data | no data
no data | 00-VFGS442C | GAS COMPRESSOR"A" GAS PURGE NITROGEN FILL/DRAIN VALVE | no data | FUEL GAS COMPRESSOR "A" | no data | no data | FGS | no data | CLOSED | no data | no data | no data | no data
no data | 00-VFGS446 | GAS COMPRESSOR"A" INLET HEADER DRAIN | no data | FUEL GAS COMPRESSOR "A" | no data | no data | FGS | no data | CLOSED | no data | no data | no data | no data
no data | 00-VFGS448 | GAS COMPRESSOR"A" GAS SUPPLY TO SEAL FILTER | no data | FUEL GAS COMPRESSOR "A" | no data | no data | FGS | no data | OPEN | no data | no data | no data | no data
no data | 00-VFGS452 | GAS COMPRESSOR"A" DISCHARGE CONTROL VALVE BLEED | no data | FUEL GAS COMPRESSOR "A" | no data | no data | FGS | no data | CLOSED | no data | no data | no data | no data
no data | 00-VFGS479 | GAS COMPRESSOR"A" OUTLET BLOCK VALVE | no data | FUEL GAS COMPRESSOR "A" | no data | no data | FGS | no data | OPEN | no data | no data | no data | no data
no data | 00-VFGS401A | GAS COMPRESSOR"A" SEAL SUPPLY FLOW VALVE | no data | FUEL GAS COMPRESSOR "A" | no data | no data | FGS | no data | OPEN | no data | no data | no data | no data
no data | 00-VFGS401B | GAS COMPRESSOR"A" SEAL SUPPLY BLOCK VALVE | no data | FUEL GAS COMPRESSOR "A" | no data | no data | FGS | no data | OPEN | no data | no data | no data | no data
no data | 00-VFGS404 | NITROGEN SUPPLY TO SEAL BLOCK VALVE | no data | FUEL GAS COMPRESSOR "A" | no data | no data | FGS | no data | Open | no data | no data | no data | no data
no data | 00-VFGS424E | GAS COMPRESSOR"A" LUBE OIL FILTER PRESSURE EQUALIZATION VALVE | no data | FUEL GAS COMPRESSOR "A" | no data | no data | FGS | no data | CLOSED | no data | no data | no data | no data
no data | 00-VFGS424A | GAS COMPRESSOR"A" 227A OIL FILTER VENT VALVE | no data | FUEL GAS COMPRESSOR "A" | no data | no data | FGS | no data | CLOSED | no data | no data | no data | no data
no data | 00-VFGS424G | GAS COMPRESSOR"A" 227B OIL FILTER VENT VALVE | no data | FUEL GAS COMPRESSOR "A" | no data | no data | FGS | no data | CLOSED | no data | no data | no data | no data
no data | 00-VFGS422 | GAS COMPRESSOR"A" CONTROL OIL TO VALVE 00-PSV-FGS-421 ISOLATION | no data | FUEL GAS COMPRESSOR "A" | no data | no data | FGS | no data | OPEN | no data | no data | no data | no data
no data | 00-VFGS423 | GAS COMPRESSOR"A" OIL RESERVOIR DRAIN | no data | FUEL GAS COMPRESSOR "A" | no data | no data | FGS | no data | CLOSED | no data | no data | no data | no data
no data | 00-VFGS302 | FG Nitrogen Supply Isolation (A compressor) | no data | FUEL GAS COMPRESSOR "A" | no data | no data | FGS | no data | OPEN | no data | no data | no data | no data
no data | 00-VFGS449A | GAS COMPRESSOR "A" COMPRESSOR DISCHARGE PRESSURE TRANSMITER | no data | FUEL GAS COMPRESSOR "A" | no data | no data | FGS | no data | OPEN | no data | no data | no data | no data
no data | 00-VFGS445A | GAS COMPRESSOR "A" COMPRESSOR INLET PRESSURE TRANSMITER | no data | FUEL GAS COMPRESSOR "A" | no data | no data | FGS | no data | OPEN | no data | no data | no data | no data
no data | 00-VFGS450A | GAS COMPRESSOR "A" FLOW METER HIGH SIDE ISOLATION | no data | FUEL GAS COMPRESSOR "A" | no data | no data | FGS | no data | OPEN | no data | no data | no data | no data
no data | 00-VFGS450B | GAS COMPRESSOR "A" FLOW METER LOW SIDE ISOLATION | no data | FUEL GAS COMPRESSOR "A" | no data | no data | FGS | no data | OPEN | no data | no data | no data | no data
no data | 00-VFGS400A | GAS COMPRESSOR "A" SEAL GAS SUPPLY FILTER DP TRANSMITTER HIGH SIDE | no data | FUEL GAS COMPRESSOR "A" | no data | no data | FGS | no data | OPEN | no data | no data | no data | no data
no data | 00-VFGS400B | GAS COMPRESSOR "A" SEAL GAS SUPPLY FILTER DP TRANSMITTER LOW SIDE | no data | FUEL GAS COMPRESSOR "A" | no data | no data | FGS | no data | OPEN | no data | no data | no data | no data
no data | 00-VFGS403A | GAS COMPRESSOR "A" SEAL VENT PRESSURE TRANSMITTER ISOLATION | no data | FUEL GAS COMPRESSOR "A" | no data | no data | FGS | no data | OPEN | no data | no data | no data | no data
no data | 00-VFGS149 | GAS COMPRESSOR "A" LUBE OIL SUPPLY DRAIN | no data | FUEL GAS COMPRESSOR "A" | no data | no data | FGS | no data | CLOSED | no data | no data | no data | no data
no data | 00-VFGS148 | GAS COMPRESSOR "A" LUBE OIL RETURN DRAIN | no data | FUEL GAS COMPRESSOR "A" | no data | no data | FGS | no data | CLOSED | no data | no data | no data | no data
no data | 00-VFGS203F | FG compressor"B" gas inlet | no data | FUEL GAS COMPRESSOR "B" | no data | no data | FGS | no data | OPEN | no data | no data | no data | no data
no data | 00-VFGS206F | FG compressor"B" gas outlet | no data | FUEL GAS COMPRESSOR "B" | no data | no data | FGS | no data | OPEN | no data | no data | no data | no data
no data | 00-VFGS282 | N2 Purge/vent Isolation (B compressor outlet) | no data | FUEL GAS COMPRESSOR "B" | no data | no data | FGS | no data | CLOSED | no data | no data | no data | no data
no data | 01-nodata | GAS COMPRESSOR"B" INLET BLOCK VALVE | no data | FUEL GAS COMPRESSOR "B" | no data | no data | FGS | no data | OPEN | no data | no data | no data | no data
no data | 02-nodata | GAS COMPRESSOR"B" INLET BLOCK VALVE | no data | FUEL GAS COMPRESSOR "B" | no data | no data | FGS | no data | OPEN | no data | no data | no data | no data
no data | 01-nodata | GAS COMPRESSOR"B" S/U PURGE INLET BLOCK VALVE | no data | FUEL GAS COMPRESSOR "B" | no data | no data | FGS | no data | OPEN | no data | no data | no data | no data
no data | 02-nodata | GAS COMPRESSOR"B" S/U PURGE INLET BLOCK VALVE | no data | FUEL GAS COMPRESSOR "B" | no data | no data | FGS | no data | OPEN | no data | no data | no data | no data
no data | 01-nodata | GAS COMPRESSOR"B" S/U PURGE OUTLET BLOCK VALVE | no data | FUEL GAS COMPRESSOR "B" | no data | no data | FGS | no data | OPEN | no data | no data | no data | no data
no data | 02-nodata | GAS COMPRESSOR"B" S/U PURGE OUTLET BLOCK VALVE | no data | FUEL GAS COMPRESSOR "B" | no data | no data | FGS | no data | OPEN | no data | no data | no data | no data
no data | 01-nodata | GAS COMPRESSOR"B" GAS PURGE NITROGEN FILL/DRAIN VALVE | no data | FUEL GAS COMPRESSOR "B" | no data | no data | FGS | no data | CLOSED | no data | no data | no data | no data
no data | 02-nodata | GAS COMPRESSOR"B" GAS PURGE NITROGEN FILL/DRAIN VALVE | no data | FUEL GAS COMPRESSOR "B" | no data | no data | FGS | no data | CLOSED | no data | no data | no data | no data
no data | 01-nodata | GAS COMPRESSOR"B" INLET HEADER DRAIN | no data | FUEL GAS COMPRESSOR "B" | no data | no data | FGS | no data | CLOSED | no data | no data | no data | no data
no data | 02-nodata | GAS COMPRESSOR"B" INLET HEADER DRAIN | no data | FUEL GAS COMPRESSOR "B" | no data | no data | FGS | no data | CLOSED | no data | no data | no data | no data
no data | 01-nodata | GAS COMPRESSOR"B" GAS SUPPLY TO SEAL FILTER | no data | FUEL GAS COMPRESSOR "B" | no data | no data | FGS | no data | OPEN | no data | no data | no data | no data
no data | 02-nodata | GAS COMPRESSOR"B" GAS SUPPLY TO SEAL FILTER | no data | FUEL GAS COMPRESSOR "B" | no data | no data | FGS | no data | OPEN | no data | no data | no data | no data
no data | 01-nodata | GAS COMPRESSOR"B" DISCHARGE CONTROL VALVE BLEED | no data | FUEL GAS COMPRESSOR "B" | no data | no data | FGS | no data | CLOSED | no data | no data | no data | no data
no data | 02-nodata | GAS COMPRESSOR"B" DISCHARGE CONTROL VALVE BLEED | no data | FUEL GAS COMPRESSOR "B" | no data | no data | FGS | no data | CLOSED | no data | no data | no data | no data
no data | 01-nodata | GAS COMPRESSOR"B" OUTLET BLOCK VALVE | no data | FUEL GAS COMPRESSOR "B" | no data | no data | FGS | no data | OPEN | no data | no data | no data | no data
no data | 02-nodata | GAS COMPRESSOR"B" OUTLET BLOCK VALVE | no data | FUEL GAS COMPRESSOR "B" | no data | no data | FGS | no data | OPEN | no data | no data | no data | no data
no data | 01-nodata | GAS COMPRESSOR"B" SEAL SUPPLY FLOW VALVE | no data | FUEL GAS COMPRESSOR "B" | no data | no data | FGS | no data | OPEN | no data | no data | no data | no data
no data | 02-nodata | GAS COMPRESSOR"B" SEAL SUPPLY FLOW VALVE | no data | FUEL GAS COMPRESSOR "B" | no data | no data | FGS | no data | OPEN | no data | no data | no data | no data
no data | 01-nodata | GAS COMPRESSOR"B" SEAL SUPPLY BLOCK VALVE | no data | FUEL GAS COMPRESSOR "B" | no data | no data | FGS | no data | OPEN | no data | no data | no data | no data
no data | 02-nodata | GAS COMPRESSOR"B" SEAL SUPPLY BLOCK VALVE | no data | FUEL GAS COMPRESSOR "B" | no data | no data | FGS | no data | OPEN | no data | no data | no data | no data
no data | 01-nodata | NITROGEN SUPPLY TO SEAL BLOCK VALVE | no data | FUEL GAS COMPRESSOR "B" | no data | no data | FGS | no data | Open | no data | no data | no data | no data
no data | 02-nodata | NITROGEN SUPPLY TO SEAL BLOCK VALVE | no data | FUEL GAS COMPRESSOR "B" | no data | no data | FGS | no data | Open | no data | no data | no data | no data
no data | 01-nodata | GAS COMPRESSOR"B" LUBE OIL FILTER PRESSURE EQUALIZATION VALVE | no data | FUEL GAS COMPRESSOR "B" | no data | no data | FGS | no data | CLOSED | no data | no data | no data | no data
no data | 02-nodata | GAS COMPRESSOR"B" LUBE OIL FILTER PRESSURE EQUALIZATION VALVE | no data | FUEL GAS COMPRESSOR "B" | no data | no data | FGS | no data | CLOSED | no data | no data | no data | no data
no data | 01-nodata | GAS COMPRESSOR"B" 227A OIL FILTER VENT VALVE | no data | FUEL GAS COMPRESSOR "B" | no data | no data | FGS | no data | CLOSED | no data | no data | no data | no data
no data | 02-nodata | GAS COMPRESSOR"B" 227A OIL FILTER VENT VALVE | no data | FUEL GAS COMPRESSOR "B" | no data | no data | FGS | no data | CLOSED | no data | no data | no data | no data
no data | 01-nodata | GAS COMPRESSOR"B" 227B OIL FILTER VENT VALVE | no data | FUEL GAS COMPRESSOR "B" | no data | no data | FGS | no data | CLOSED | no data | no data | no data | no data
no data | 02-nodata | GAS COMPRESSOR"B" 227B OIL FILTER VENT VALVE | no data | FUEL GAS COMPRESSOR "B" | no data | no data | FGS | no data | CLOSED | no data | no data | no data | no data
no data | 01-nodata | GAS COMPRESSOR"B" CONTROL OIL TO VALVE 00-PSV-FGS-421 ISOLATION | no data | FUEL GAS COMPRESSOR "B" | no data | no data | FGS | no data | OPEN | no data | no data | no data | no data
no data | 02-nodata | GAS COMPRESSOR"B" CONTROL OIL TO VALVE 00-PSV-FGS-421 ISOLATION | no data | FUEL GAS COMPRESSOR "B" | no data | no data | FGS | no data | OPEN | no data | no data | no data | no data
no data | 01-nodata | GAS COMPRESSOR"B" OIL RESERVOIR DRAIN | no data | FUEL GAS COMPRESSOR "B" | no data | no data | FGS | no data | CLOSED | no data | no data | no data | no data
no data | 02-nodata | GAS COMPRESSOR"B" OIL RESERVOIR DRAIN | no data | FUEL GAS COMPRESSOR "B" | no data | no data | FGS | no data | CLOSED | no data | no data | no data | no data
no data | 00-VFGS303 | FG Nitrogen Supply Isolation (A compressor) | no data | FUEL GAS COMPRESSOR "B" | no data | no data | FGS | no data | OPEN | no data | no data | no data | no data
no data | 01-nodata | GAS COMPRESSOR "B" COMPRESSOR DISCHARGE PRESSURE TRANSMITER | no data | FUEL GAS COMPRESSOR "B" | no data | no data | FGS | no data | OPEN | no data | no data | no data | no data
no data | 02-nodata | GAS COMPRESSOR "B" COMPRESSOR DISCHARGE PRESSURE TRANSMITER | no data | FUEL GAS COMPRESSOR "B" | no data | no data | FGS | no data | OPEN | no data | no data | no data | no data
no data | 01-nodata | GAS COMPRESSOR "B" COMPRESSOR INLET PRESSURE TRANSMITER | no data | FUEL GAS COMPRESSOR "B" | no data | no data | FGS | no data | OPEN | no data | no data | no data | no data
no data | 02-nodata | GAS COMPRESSOR "B" COMPRESSOR INLET PRESSURE TRANSMITER | no data | FUEL GAS COMPRESSOR "B" | no data | no data | FGS | no data | OPEN | no data | no data | no data | no data
no data | 01-nodata | GAS COMPRESSOR "B" FLOW METER HIGH SIDE ISOLATION | no data | FUEL GAS COMPRESSOR "B" | no data | no data | FGS | no data | OPEN | no data | no data | no data | no data
no data | 02-nodata | GAS COMPRESSOR "B" FLOW METER HIGH SIDE ISOLATION | no data | FUEL GAS COMPRESSOR "B" | no data | no data | FGS | no data | OPEN | no data | no data | no data | no data
no data | 01-nodata | GAS COMPRESSOR "B" FLOW METER LOW SIDE ISOLATION | no data | FUEL GAS COMPRESSOR "B" | no data | no data | FGS | no data | OPEN | no data | no data | no data | no data
no data | 02-nodata | GAS COMPRESSOR "B" FLOW METER LOW SIDE ISOLATION | no data | FUEL GAS COMPRESSOR "B" | no data | no data | FGS | no data | OPEN | no data | no data | no data | no data
no data | 01-nodata | GAS COMPRESSOR "B" SEAL GAS SUPPLY FILTER DP TRANSMITTER HIGH SIDE | no data | FUEL GAS COMPRESSOR "B" | no data | no data | FGS | no data | OPEN | no data | no data | no data | no data
no data | 02-nodata | GAS COMPRESSOR "B" SEAL GAS SUPPLY FILTER DP TRANSMITTER HIGH SIDE | no data | FUEL GAS COMPRESSOR "B" | no data | no data | FGS | no data | OPEN | no data | no data | no data | no data
no data | 01-nodata | GAS COMPRESSOR "B" SEAL GAS SUPPLY FILTER DP TRANSMITTER LOW SIDE | no data | FUEL GAS COMPRESSOR "B" | no data | no data | FGS | no data | OPEN | no data | no data | no data | no data
no data | 02-nodata | GAS COMPRESSOR "B" SEAL GAS SUPPLY FILTER DP TRANSMITTER LOW SIDE | no data | FUEL GAS COMPRESSOR "B" | no data | no data | FGS | no data | OPEN | no data | no data | no data | no data
no data | 01-nodata | GAS COMPRESSOR "B" SEAL VENT PRESSURE TRANSMITTER ISOLATION | no data | FUEL GAS COMPRESSOR "B" | no data | no data | FGS | no data | OPEN | no data | no data | no data | no data
no data | 02-nodata | GAS COMPRESSOR "B" SEAL VENT PRESSURE TRANSMITTER ISOLATION | no data | FUEL GAS COMPRESSOR "B" | no data | no data | FGS | no data | OPEN | no data | no data | no data | no data
no data | 00-VFGS147 | GAS COMPRESSOR "B" LUBE OIL SUPPLY DRAIN | no data | FUEL GAS COMPRESSOR "B" | no data | no data | FGS | no data | CLOSED | no data | no data | no data | no data
no data | 00-VFGS146 | GAS COMPRESSOR "B" LUBE OIL RETURN DRAIN | no data | FUEL GAS COMPRESSOR "B" | no data | no data | FGS | no data | CLOSED | no data | no data | no data | no data
no data | 00-VFGS204F | FG compressor"C" gas inlet | no data | FUEL GAS COMPRESSOR "C" | no data | no data | FGS | no data | OPEN | no data | no data | no data | no data
no data | 00-VFGS207F | FG compressor"C" gas outlet | no data | FUEL GAS COMPRESSOR "C" | no data | no data | FGS | no data | OPEN | no data | no data | no data | no data
no data | 00-VFGS283 | N2 Purge/vent Isolation (C compressor outlet) | no data | FUEL GAS COMPRESSOR "C" | no data | no data | FGS | no data | CLOSED | no data | no data | no data | no data
no data | 01-nodata | GAS COMPRESSOR"C" INLET BLOCK VALVE | no data | FUEL GAS COMPRESSOR "C" | no data | no data | FGS | no data | OPEN | no data | no data | no data | no data
no data | 02-nodata | GAS COMPRESSOR"C" INLET BLOCK VALVE | no data | FUEL GAS COMPRESSOR "C" | no data | no data | FGS | no data | OPEN | no data | no data | no data | no data
no data | 01-nodata | GAS COMPRESSOR"C" S/U PURGE INLET BLOCK VALVE | no data | FUEL GAS COMPRESSOR "C" | no data | no data | FGS | no data | OPEN | no data | no data | no data | no data
no data | 02-nodata | GAS COMPRESSOR"C" S/U PURGE INLET BLOCK VALVE | no data | FUEL GAS COMPRESSOR "C" | no data | no data | FGS | no data | OPEN | no data | no data | no data | no data
no data | 01-nodata | GAS COMPRESSOR"C" S/U PURGE OUTLET BLOCK VALVE | no data | FUEL GAS COMPRESSOR "C" | no data | no data | FGS | no data | OPEN | no data | no data | no data | no data
no data | 02-nodata | GAS COMPRESSOR"C" S/U PURGE OUTLET BLOCK VALVE | no data | FUEL GAS COMPRESSOR "C" | no data | no data | FGS | no data | OPEN | no data | no data | no data | no data
no data | 01-nodata | GAS COMPRESSOR"C" GAS PURGE NITROGEN FILL/DRAIN VALVE | no data | FUEL GAS COMPRESSOR "C" | no data | no data | FGS | no data | CLOSED | no data | no data | no data | no data
no data | 02-nodata | GAS COMPRESSOR"C" GAS PURGE NITROGEN FILL/DRAIN VALVE | no data | FUEL GAS COMPRESSOR "C" | no data | no data | FGS | no data | CLOSED | no data | no data | no data | no data
no data | 01-nodata | GAS COMPRESSOR"C" INLET HEADER DRAIN | no data | FUEL GAS COMPRESSOR "C" | no data | no data | FGS | no data | CLOSED | no data | no data | no data | no data
no data | 02-nodata | GAS COMPRESSOR"C" INLET HEADER DRAIN | no data | FUEL GAS COMPRESSOR "C" | no data | no data | FGS | no data | CLOSED | no data | no data | no data | no data
no data | 01-nodata | GAS COMPRESSOR"C" GAS SUPPLY TO SEAL FILTER | no data | FUEL GAS COMPRESSOR "C" | no data | no data | FGS | no data | OPEN | no data | no data | no data | no data
no data | 02-nodata | GAS COMPRESSOR"C" GAS SUPPLY TO SEAL FILTER | no data | FUEL GAS COMPRESSOR "C" | no data | no data | FGS | no data | OPEN | no data | no data | no data | no data
no data | 01-nodata | GAS COMPRESSOR"C" DISCHARGE CONTROL VALVE BLEED | no data | FUEL GAS COMPRESSOR "C" | no data | no data | FGS | no data | CLOSED | no data | no data | no data | no data
no data | 02-nodata | GAS COMPRESSOR"C" DISCHARGE CONTROL VALVE BLEED | no data | FUEL GAS COMPRESSOR "C" | no data | no data | FGS | no data | CLOSED | no data | no data | no data | no data
no data | 01-nodata | GAS COMPRESSOR"C" OUTLET BLOCK VALVE | no data | FUEL GAS COMPRESSOR "C" | no data | no data | FGS | no data | OPEN | no data | no data | no data | no data
no data | 02-nodata | GAS COMPRESSOR"C" OUTLET BLOCK VALVE | no data | FUEL GAS COMPRESSOR "C" | no data | no data | FGS | no data | OPEN | no data | no data | no data | no data
no data | 01-nodata | GAS COMPRESSOR"C" SEAL SUPPLY FLOW VALVE | no data | FUEL GAS COMPRESSOR "C" | no data | no data | FGS | no data | OPEN | no data | no data | no data | no data
no data | 02-nodata | GAS COMPRESSOR"C" SEAL SUPPLY FLOW VALVE | no data | FUEL GAS COMPRESSOR "C" | no data | no data | FGS | no data | OPEN | no data | no data | no data | no data
no data | 01-nodata | GAS COMPRESSOR"C" SEAL SUPPLY BLOCK VALVE | no data | FUEL GAS COMPRESSOR "C" | no data | no data | FGS | no data | OPEN | no data | no data | no data | no data
no data | 02-nodata | GAS COMPRESSOR"C" SEAL SUPPLY BLOCK VALVE | no data | FUEL GAS COMPRESSOR "C" | no data | no data | FGS | no data | OPEN | no data | no data | no data | no data
no data | 01-nodata | NITROGEN SUPPLY TO SEAL BLOCK VALVE | no data | FUEL GAS COMPRESSOR "C" | no data | no data | FGS | no data | Open | no data | no data | no data | no data
no data | 02-nodata | NITROGEN SUPPLY TO SEAL BLOCK VALVE | no data | FUEL GAS COMPRESSOR "C" | no data | no data | FGS | no data | Open | no data | no data | no data | no data
no data | 01-nodata | GAS COMPRESSOR"C" LUBE OIL FILTER PRESSURE EQUALIZATION VALVE | no data | FUEL GAS COMPRESSOR "C" | no data | no data | FGS | no data | CLOSED | no data | no data | no data | no data
no data | 02-nodata | GAS COMPRESSOR"C" LUBE OIL FILTER PRESSURE EQUALIZATION VALVE | no data | FUEL GAS COMPRESSOR "C" | no data | no data | FGS | no data | CLOSED | no data | no data | no data | no data
no data | 01-nodata | GAS COMPRESSOR"C" 227A OIL FILTER VENT VALVE | no data | FUEL GAS COMPRESSOR "C" | no data | no data | FGS | no data | CLOSED | no data | no data | no data | no data
no data | 02-nodata | GAS COMPRESSOR"C" 227A OIL FILTER VENT VALVE | no data | FUEL GAS COMPRESSOR "C" | no data | no data | FGS | no data | CLOSED | no data | no data | no data | no data
no data | 01-nodata | GAS COMPRESSOR"C" 227B OIL FILTER VENT VALVE | no data | FUEL GAS COMPRESSOR "C" | no data | no data | FGS | no data | CLOSED | no data | no data | no data | no data
no data | 02-nodata | GAS COMPRESSOR"C" 227B OIL FILTER VENT VALVE | no data | FUEL GAS COMPRESSOR "C" | no data | no data | FGS | no data | CLOSED | no data | no data | no data | no data
no data | 01-nodata | GAS COMPRESSOR"C" CONTROL OIL TO VALVE 00-PSV-FGS-421 ISOLATION | no data | FUEL GAS COMPRESSOR "C" | no data | no data | FGS | no data | OPEN | no data | no data | no data | no data
no data | 02-nodata | GAS COMPRESSOR"C" CONTROL OIL TO VALVE 00-PSV-FGS-421 ISOLATION | no data | FUEL GAS COMPRESSOR "C" | no data | no data | FGS | no data | OPEN | no data | no data | no data | no data
no data | 01-nodata | GAS COMPRESSOR"C" OIL RESERVOIR DRAIN | no data | FUEL GAS COMPRESSOR "C" | no data | no data | FGS | no data | CLOSED | no data | no data | no data | no data
no data | 02-nodata | GAS COMPRESSOR"C" OIL RESERVOIR DRAIN | no data | FUEL GAS COMPRESSOR "C" | no data | no data | FGS | no data | CLOSED | no data | no data | no data | no data
no data | 00-VFGS304 | FG Nitrogen Supply Isolation (A compressor) | no data | FUEL GAS COMPRESSOR "C" | no data | no data | FGS | no data | OPEN | no data | no data | no data | no data
no data | 01-nodata | GAS COMPRESSOR "C" COMPRESSOR DISCHARGE PRESSURE TRANSMITER | no data | FUEL GAS COMPRESSOR "C" | no data | no data | FGS | no data | OPEN | no data | no data | no data | no data
no data | 02-nodata | GAS COMPRESSOR "C" COMPRESSOR DISCHARGE PRESSURE TRANSMITER | no data | FUEL GAS COMPRESSOR "C" | no data | no data | FGS | no data | OPEN | no data | no data | no data | no data
no data | 01-nodata | GAS COMPRESSOR "C" COMPRESSOR INLET PRESSURE TRANSMITER | no data | FUEL GAS COMPRESSOR "C" | no data | no data | FGS | no data | OPEN | no data | no data | no data | no data
no data | 02-nodata | GAS COMPRESSOR "C" COMPRESSOR INLET PRESSURE TRANSMITER | no data | FUEL GAS COMPRESSOR "C" | no data | no data | FGS | no data | OPEN | no data | no data | no data | no data
no data | 01-nodata | GAS COMPRESSOR "C" FLOW METER HIGH SIDE ISOLATION | no data | FUEL GAS COMPRESSOR "C" | no data | no data | FGS | no data | OPEN | no data | no data | no data | no data
no data | 02-nodata | GAS COMPRESSOR "C" FLOW METER HIGH SIDE ISOLATION | no data | FUEL GAS COMPRESSOR "C" | no data | no data | FGS | no data | OPEN | no data | no data | no data | no data
no data | 01-nodata | GAS COMPRESSOR "C" FLOW METER LOW SIDE ISOLATION | no data | FUEL GAS COMPRESSOR "C" | no data | no data | FGS | no data | OPEN | no data | no data | no data | no data
no data | 02-nodata | GAS COMPRESSOR "C" FLOW METER LOW SIDE ISOLATION | no data | FUEL GAS COMPRESSOR "C" | no data | no data | FGS | no data | OPEN | no data | no data | no data | no data
no data | 01-nodata | GAS COMPRESSOR "C" SEAL GAS SUPPLY FILTER DP TRANSMITTER HIGH SIDE | no data | FUEL GAS COMPRESSOR "C" | no data | no data | FGS | no data | OPEN | no data | no data | no data | no data
no data | 02-nodata | GAS COMPRESSOR "C" SEAL GAS SUPPLY FILTER DP TRANSMITTER HIGH SIDE | no data | FUEL GAS COMPRESSOR "C" | no data | no data | FGS | no data | OPEN | no data | no data | no data | no data
no data | 01-nodata | GAS COMPRESSOR "C" SEAL GAS SUPPLY FILTER DP TRANSMITTER LOW SIDE | no data | FUEL GAS COMPRESSOR "C" | no data | no data | FGS | no data | OPEN | no data | no data | no data | no data
no data | 02-nodata | GAS COMPRESSOR "C" SEAL GAS SUPPLY FILTER DP TRANSMITTER LOW SIDE | no data | FUEL GAS COMPRESSOR "C" | no data | no data | FGS | no data | OPEN | no data | no data | no data | no data
no data | 01-nodata | GAS COMPRESSOR "C" SEAL VENT PRESSURE TRANSMITTER ISOLATION | no data | FUEL GAS COMPRESSOR "C" | no data | no data | FGS | no data | OPEN | no data | no data | no data | no data
no data | 02-nodata | GAS COMPRESSOR "C" SEAL VENT PRESSURE TRANSMITTER ISOLATION | no data | FUEL GAS COMPRESSOR "C" | no data | no data | FGS | no data | OPEN | no data | no data | no data | no data
no data | 00-VFGS147 | GAS COMPRESSOR "C" LUBE OIL SUPPLY DRAIN | no data | FUEL GAS COMPRESSOR "C" | no data | no data | FGS | no data | CLOSED | no data | no data | no data | no data
no data | 00-VFGS146 | GAS COMPRESSOR "C" LUBE OIL RETURN DRAIN | no data | FUEL GAS COMPRESSOR "C" | no data | no data | FGS | no data | CLOSED | no data | no data | no data | no data
no data | 00-VFGS800A | NITROGEN GENERATOR"A" INLET | no data | NITROGEN GENERATOR | no data | no data | FGS | no data | OPEN | no data | no data | no data | no data
no data | 00-FCV-FGS800A | NITROGEN GENERATOR"A" OUTLET FLOW CONTROL VALVE | no data | NITROGEN GENERATOR | no data | no data | FGS | no data | THROTTLED | no data | no data | no data | no data
no data | 00-VFGS801A | NITROGEN GENERATOR"A" OUTLET BLOCK VALVE | no data | NITROGEN GENERATOR | no data | no data | FGS | no data | OPEN | no data | no data | no data | no data
no data | 00-VFGS800B | NITROGEN GENERATOR"B" INLET | no data | NITROGEN GENERATOR | no data | no data | FGS | no data | OPEN | no data | no data | no data | no data
no data | 00-FCV-FGS-800B | NITROGEN GENERATOR"B" OUTLET FLOW CONTROL VALVE | no data | NITROGEN GENERATOR | no data | no data | FGS | no data | THROTTLED | no data | no data | no data | no data
no data | 00-VFGS801B | NITROGEN GENERATOR"B" OUTLET BLOCK VALVE | no data | NITROGEN GENERATOR | no data | no data | FGS | no data | OPEN | no data | no data | no data | no data
no data | 00-VFGS301 | COMON GT GAS HEADER NITROGEN PURGE/VENT | no data | COMMON GT HEADER | no data | no data | FGS | no data | CLOSED | no data | no data | no data | no data
no data | 00-VFGS101 | COMON GT GAS HEADER PRESSURE TRANSMITTER ISOLATION | no data | COMMON GT HEADER | no data | no data | FGS | no data | OPEN | no data | no data | no data | no data
no data | 00-VFGS102 | COMON GT GAS HEADER PRESSURE TRANSMITTER ISOLATION | no data | COMMON GT HEADER | no data | no data | FGS | no data | OPEN | no data | no data | no data | no data
no data | 01-VFGS113 | UNIT 1 GAS FLOW METER INLET | no data | UNIT 1 GT HEADER | no data | no data | FGS | no data | OPEN | no data | no data | no data | no data
no data | 01-VFGS124 | UNIT 1 GAS FLOW METER OUTLET | no data | UNIT 1 GT HEADER | no data | no data | FGS | no data | OPEN | no data | no data | no data | no data
no data | 01-VFGS122 | UNIT 1 GAS FLOW METER BYPASS | no data | UNIT 1 GT HEADER | no data | no data | FGS | no data | CLOSED | no data | no data | no data | no data
no data | 01-VFGS116 | UNIT 1 GAS FLOW METER VENT | no data | UNIT 1 GT HEADER | no data | no data | FGS | no data | OPEN | no data | no data | no data | no data
no data | 01MBP01AA801 | UNIT 1 GAS FLOW METER PRESSURE TRANSMITTER ISOLATION | no data | UNIT 1 GT HEADER | no data | no data | FGS | no data | OPEN | no data | no data | no data | no data
no data | 01MBP01AA802 | UNIT 1 GAS FLOW METER PRESSURE TRANSMITTER ISOLATION | no data | UNIT 1 GT HEADER | no data | no data | FGS | no data | OPEN | no data | no data | no data | no data
no data | 01-VFGS128 | UNIT 1 GAS PERFORMASE HEATER LT DRAIN VESSEL 1 | no data | UNIT 1 GT HEADER | no data | no data | FGS | no data | CLOSED | no data | no data | no data | no data
no data | 01MBP01AA922 | UPPER ISOLTION FOR VESSEL LEVEL TRANSMITTER | no data | UNIT 1 GT HEADER | no data | no data | FGS | no data | OPEN | no data | no data | no data | no data
no data | 01MBP01AA924 | LOWER ISOLTION FOR VESSEL LEVEL TRANSMITTER | no data | UNIT 1 GT HEADER | no data | no data | FGS | no data | OPEN | no data | no data | no data | no data
no data | 01MBP01AA820 | UPPER TRANSMITTER ISOLATION 01MBP01CL121 | no data | UNIT 1 GT HEADER | no data | no data | FGS | no data | OPEN | no data | no data | no data | no data
no data | 01MBP01AA821 | LOWER TRANSMITTER ISOLATION 01MBP01CL121 | no data | UNIT 1 GT HEADER | no data | no data | FGS | no data | OPEN | no data | no data | no data | no data
no data | 01MBP01AA822 | UPPER TRANSMITTER ISOLATION 01MBPCL122 | no data | UNIT 1 GT HEADER | no data | no data | FGS | no data | OPEN | no data | no data | no data | no data
no data | 01MBP01AA823 | LOWER TRANSMITTER ISOLATION 01MBPCL122 | no data | UNIT 1 GT HEADER | no data | no data | FGS | no data | OPEN | no data | no data | no data | no data
no data | 01-VFGS134 | UNIT 1 GAS PERFORMASE HEATER DRAIN LT VESSEL 2 | no data | UNIT 1 GT HEADER | no data | no data | FGS | no data | CLOSED | no data | no data | no data | no data
no data | 01MBP01AA932 | UPPER ISOLTION FOR VESSEL LEVEL TRANSMITTER | no data | UNIT 1 GT HEADER | no data | no data | FGS | no data | OPEN | no data | no data | no data | no data
no data | 01MBP01AA934 | LOWER ISOLTION FOR VESSEL LEVEL TRANSMITTER | no data | UNIT 1 GT HEADER | no data | no data | FGS | no data | OPEN | no data | no data | no data | no data
no data | 01MBP01AA830 | UPPER TRANSMITTER ISOLATION 01MBP01CL131 | no data | UNIT 1 GT HEADER | no data | no data | FGS | no data | OPEN | no data | no data | no data | no data
no data | 01MBP01AA831 | LOWER TRANSMITTER ISOLATION 01MBP01CL131 | no data | UNIT 1 GT HEADER | no data | no data | FGS | no data | OPEN | no data | no data | no data | no data
no data | 01MBP01AA832 | UPPER TRANSMITTER ISOLATION 01MBPCL132 | no data | UNIT 1 GT HEADER | no data | no data | FGS | no data | OPEN | no data | no data | no data | no data
no data | 01MBP01AA833 | LOWER TRANSMITTER ISOLATION 01MBPCL132 | no data | UNIT 1 GT HEADER | no data | no data | FGS | no data | OPEN | no data | no data | no data | no data
no data | 01-VFGS130 | UNIT 1 FUEAL GAS PERFORMANCE HEATER ISOLATION TO AUTOMATIC VENT | no data | UNIT 1 GT HEADER | no data | no data | FGS | no data | OPEN | no data | no data | no data | no data
no data | 01-VFGS123 | UNIT 1 BYPASS FUEL GAS PERFORMANCE HEATER VENT VALVE | no data | UNIT 1 GT HEADER | no data | no data | FGS | no data | CLOSED | no data | no data | no data | no data
no data | 01-VFGS115 | UNIT 1 FUEAL GAS PERFORMANCE HEATER NITROGEN PURGE/VENT | no data | UNIT 1 GT HEADER | no data | no data | FGS | no data | CLOSED | no data | no data | no data | no data
no data | 01-VFGS174 | UNIT 1 GT FUEL GAS FILTER INLET | no data | UNIT 1 GT HEADER | no data | no data | FGS | no data | OPEN | no data | no data | no data | no data
no data | 01-VFGS192 | UNIT 1 GT FUEL GAS FILTER OUTLET | no data | UNIT 1 GT HEADER | no data | no data | FGS | no data | OPEN | no data | no data | no data | no data
no data | 01-VFGS143 | UNIT 1 GT FUEL GAS FILTER NITROGEN SUPPLY | no data | UNIT 1 GT HEADER | no data | no data | FGS | no data | CLOSED | no data | no data | no data | no data
no data | 01-VFGS193 | UNIT 1 GT FUEL GAS FILTER INLET | no data | UNIT 1 GT HEADER | no data | no data | FGS | no data | OPEN | no data | no data | no data | no data
no data | 01MBP01AA907 | UNIT 1 FILTER DRAIN | no data | UNIT 1 GT HEADER | no data | no data | FGS | no data | CLOSED | no data | no data | no data | no data
no data | 01MBP01AA908 | UNIT 1 FILTER DRAIN | no data | UNIT 1 GT HEADER | no data | no data | FGS | no data | CLOSED | no data | no data | no data | no data
no data | 01MBP01AA911 | UNIT 1 FILTER DRAIN | no data | UNIT 1 GT HEADER | no data | no data | FGS | no data | CLOSED | no data | no data | no data | no data
no data | 01MBP01AA842 | UNIT 1 FILTER DP HIGH SIDE ISOLATION | no data | UNIT 1 GT HEADER | no data | no data | FGS | no data | OPEN | no data | no data | no data | no data
no data | 01MBP01AA843 | UNIT 1 FILTER DP HIGH SIDE ISOLATION | no data | UNIT 1 GT HEADER | no data | no data | FGS | no data | OPEN | no data | no data | no data | no data
no data | 01MBP01AA844 | UNIT 1 FILTER DP LOW SIDE ISOLATION | no data | UNIT 1 GT HEADER | no data | no data | FGS | no data | OPEN | no data | no data | no data | no data
no data | 01MBP01AA845 | UNIT 1 FILTER DP LOW SIDE ISOLATION | no data | UNIT 1 GT HEADER | no data | no data | FGS | no data | OPEN | no data | no data | no data | no data
no data | 01MBP01AA909 | UNIT 1 FILTER NITROGEN PURGE/DRAIN | no data | UNIT 1 GT HEADER | no data | no data | FGS | no data | CLOSED | no data | no data | no data | no data
no data | 01MBP01AA910 | UNIT 1 FILTER NITROGEN PURGE/DRAIN | no data | UNIT 1 GT HEADER | no data | no data | FGS | no data | CLOSED | no data | no data | no data | no data
no data | 01MBP01AA912 | UNIT 1 FILTER NITROGEN PURGE/DRAIN | no data | UNIT 1 GT HEADER | no data | no data | FGS | no data | CLOSED | no data | no data | no data | no data
no data | 01MBP01AA907 | UNIT 1 FILTER NITROGEN PURGE/DRAIN | no data | UNIT 1 GT HEADER | no data | no data | FGS | no data | CLOSED | no data | no data | no data | no data
no data | 01MBP01AA908 | UNIT 1 FILTER NITROGEN PURGE/DRAIN | no data | UNIT 1 GT HEADER | no data | no data | FGS | no data | CLOSED | no data | no data | no data | no data
no data | 01MBP01AA911 | UNIT 1 FILTER NITROGEN PURGE/DRAIN | no data | UNIT 1 GT HEADER | no data | no data | FGS | no data | CLOSED | no data | no data | no data | no data
no data | 01-VFGS147 | PRESSURE TRANSMITTER 01MBP01CP110 ISOLATION | no data | UNIT 1 GT HEADER | no data | no data | FGS | no data | OPEN | no data | no data | no data | no data
no data | 01-VFGS148 | PRESSURE TRANSMITTER 01MBP01CP110 ISOLATION | no data | UNIT 1 GT HEADER | no data | no data | FGS | no data | OPEN | no data | no data | no data | no data
no data | 01-VFGS157 | PRESSURE TRANSMITTER 01MBP01CP111 ISOLATION | no data | UNIT 1 GT HEADER | no data | no data | FGS | no data | OPEN | no data | no data | no data | no data
no data | 01-VFGS158 | PRESSURE TRANSMITTER 01MBP01CP111 ISOLATION | no data | UNIT 1 GT HEADER | no data | no data | FGS | no data | OPEN | no data | no data | no data | no data
no data | 01-VFGS177 | UNIT 1 GT DOWNSTREAM PURGE CREDIT VALVE NITROGEN PURGE/VENT | no data | UNIT 1 GT HEADER | no data | no data | FGS | no data | CLOSED | no data | no data | no data | no data
no data | 01-VFGS178 | UNIT 1 GT DOWNSTREAM PURGE CREDIT VALVE NITROGEN PURGE/VENT | no data | UNIT 1 GT HEADER | no data | no data | FGS | no data | CLOSED | no data | no data | no data | no data
no data | 01-VFGS184 | UNIT 1 GT DOWNSTREAM PURGE CREDIT VALVE NITROGEN PURGE/VENT | no data | UNIT 1 GT HEADER | no data | no data | FGS | no data | CLOSED | no data | no data | no data | no data
no data | 01MBP02AA807 | UNIT 1 GAS HEADER INLET PRESSURE TRANSMITTER 01MBP02CP141 ISOLATION | no data | UNIT 1 GT HEADER | no data | no data | FGS | no data | OPEN | no data | no data | no data | no data
no data | 01MBP02AA808 | UNIT 1 GAS HEADER INLET PRESSURE TRANSMITTER 01MBP02CP141 ISOLATION | no data | UNIT 1 GT HEADER | no data | no data | FGS | no data | OPEN | no data | no data | no data | no data
no data | 01MBP02AA801 | UNIT 1 GAS SUPPLY PRESSURE TRANSMITTER 01MBP02CP101 ISOLATION | no data | UNIT 1 GT HEADER | no data | no data | FGS | no data | OPEN | no data | no data | no data | no data
no data | 01MBP02AA802 | UNIT 1 GAS SUPPLY PRESSURE TRANSMITTER 01MBP02CP101 ISOLATION | no data | UNIT 1 GT HEADER | no data | no data | FGS | no data | OPEN | no data | no data | no data | no data
no data | 01MBP02AA803 | UNIT 1 GAS SUPPLY PRESSURE TRANSMITTER 01MBP02CP102 ISOLATION | no data | UNIT 1 GT HEADER | no data | no data | FGS | no data | OPEN | no data | no data | no data | no data
no data | 01MBP02AA804 | UNIT 1 GAS SUPPLY PRESSURE TRANSMITTER 01MBP02CP102 ISOLATION | no data | UNIT 1 GT HEADER | no data | no data | FGS | no data | OPEN | no data | no data | no data | no data
no data | 01MBP02AA805 | UNIT 1 GAS SUPPLY PRESSURE TRANSMITTER 01MBP02CP103 ISOLATION | no data | UNIT 1 GT HEADER | no data | no data | FGS | no data | OPEN | no data | no data | no data | no data
no data | 01MBP02AA806 | UNIT 1 GAS SUPPLY PRESSURE TRANSMITTER 01MBP02CP103 ISOLATION | no data | UNIT 1 GT HEADER | no data | no data | FGS | no data | OPEN | no data | no data | no data | no data
no data | 01MBP03AA825 | UNIT 1 MAIN "A" DP TRANSMITTER 01MBP03CP521 HIGH SIDE ISOLATION | no data | UNIT 1 GT HEADER | no data | no data | FGS | no data | OPEN | no data | no data | no data | no data
no data | 01MBP03AA826 | UNIT 1 MAIN "A" DP TRANSMITTER 01MBP03CP521 HIGH SIDE ISOLATION | no data | UNIT 1 GT HEADER | no data | no data | FGS | no data | OPEN | no data | no data | no data | no data
no data | 01MBP03AA827 | UNIT 1 MAIN "A" DP TRANSMITTER 01MBP03CP521 LOW SIDE ISOLATION | no data | UNIT 1 GT HEADER | no data | no data | FGS | no data | OPEN | no data | no data | no data | no data
no data | 01MBP03AA828 | UNIT 1 MAIN "A" DP TRANSMITTER 01MBP03CP521 LOW SIDE ISOLATION | no data | UNIT 1 GT HEADER | no data | no data | FGS | no data | OPEN | no data | no data | no data | no data
no data | 01MBP03AA821 | UNIT 1 MAIN "A" PRESSURE TRANSMITTER 01MBP03CP136 ISOLATION | no data | UNIT 1 GT HEADER | no data | no data | FGS | no data | OPEN | no data | no data | no data | no data
no data | 01MBP03AA822 | UNIT 1 MAIN "A" PRESSURE TRANSMITTER 01MBP03CP136 ISOLATION | no data | UNIT 1 GT HEADER | no data | no data | FGS | no data | OPEN | no data | no data | no data | no data
no data | 01MBP03AA910 | UNIT 1 MAIN "A" RING DRAIN | no data | UNIT 1 GT HEADER | no data | no data | FGS | no data | CLOSED | no data | no data | no data | no data
no data | 01MBP03AA911 | UNIT 1 MAIN "A" RING DRAIN | no data | UNIT 1 GT HEADER | no data | no data | FGS | no data | CLOSED | no data | no data | no data | no data
no data | 01MBP03AA835 | UNIT 1 MAIN "B" DP TRANSMITTER 01MBP03CP531 HIGH SIDE ISOLATION | no data | UNIT 1 GT HEADER | no data | no data | FGS | no data | OPEN | no data | no data | no data | no data
no data | 01MBP03AA836 | UNIT 1 MAIN "B" DP TRANSMITTER 01MBP03CP531 HIGH SIDE ISOLATION | no data | UNIT 1 GT HEADER | no data | no data | FGS | no data | OPEN | no data | no data | no data | no data
no data | 01MBP03AA837 | UNIT 1 MAIN "B" DP TRANSMITTER 01MBP03CP531 LOW SIDE ISOLATION | no data | UNIT 1 GT HEADER | no data | no data | FGS | no data | OPEN | no data | no data | no data | no data
no data | 01MBP03AA838 | UNIT 1 MAIN "B" DP TRANSMITTER 01MBP03CP531 LOW SIDE ISOLATION | no data | UNIT 1 GT HEADER | no data | no data | FGS | no data | OPEN | no data | no data | no data | no data
no data | 01MBP03AA831 | UNIT 1 MAIN "B" PRESSURE TRANSMITTER 01MBP03CP146 ISOLATION | no data | UNIT 1 GT HEADER | no data | no data | FGS | no data | OPEN | no data | no data | no data | no data
no data | 01MBP03AA832 | UNIT 1 MAIN "B" PRESSURE TRANSMITTER 01MBP03CP146 ISOLATION | no data | UNIT 1 GT HEADER | no data | no data | FGS | no data | OPEN | no data | no data | no data | no data
no data | 01MBP03AA920 | UNIT 1 MAIN "B" RING DRAIN | no data | UNIT 1 GT HEADER | no data | no data | FGS | no data | CLOSED | no data | no data | no data | no data
no data | 01MBP03AA921 | UNIT 1 MAIN "B" RING DRAIN | no data | UNIT 1 GT HEADER | no data | no data | FGS | no data | CLOSED | no data | no data | no data | no data
no data | 01MBP03AA815 | UNIT 1 PILOT "A" DP TRANSMITTER 01MBP03CP501 HIGH SIDE ISOLATION | no data | UNIT 1 GT HEADER | no data | no data | FGS | no data | OPEN | no data | no data | no data | no data
no data | 01MBP03AA816 | UNIT 1 PILOT "A" DP TRANSMITTER 01MBP03CP501 HIGH SIDE ISOLATION | no data | UNIT 1 GT HEADER | no data | no data | FGS | no data | OPEN | no data | no data | no data | no data
no data | 01MBP03AA817 | UNIT 1 PILOT "A" DP TRANSMITTER 01MBP03CP501 LOW SIDE ISOLATION | no data | UNIT 1 GT HEADER | no data | no data | FGS | no data | OPEN | no data | no data | no data | no data
no data | 01MBP03AA818 | UNIT 1 PILOT "A" DP TRANSMITTER 01MBP03CP501 LOW SIDE ISOLATION | no data | UNIT 1 GT HEADER | no data | no data | FGS | no data | OPEN | no data | no data | no data | no data
no data | 01MBP03AA811 | UNIT 1 PILOT "A" PRESSURE TRANSMITTER 01MBP03CP126 ISOLATION | no data | UNIT 1 GT HEADER | no data | no data | FGS | no data | OPEN | no data | no data | no data | no data
no data | 01MBP03AA812 | UNIT 1 PILOT "A" PRESSURE TRANSMITTER 01MBP03CP126 ISOLATION | no data | UNIT 1 GT HEADER | no data | no data | FGS | no data | OPEN | no data | no data | no data | no data
no data | 01MBP03AA900 | UNIT 1 PILOT "A" RING DRAIN | no data | UNIT 1 GT HEADER | no data | no data | FGS | no data | CLOSED | no data | no data | no data | no data
no data | 01MBP03AA901 | UNIT 1 PILOT "A" RING DRAIN | no data | UNIT 1 GT HEADER | no data | no data | FGS | no data | CLOSED | no data | no data | no data | no data
no data | 01MBP03AA845 | UNIT 1 PILOT "B" DP TRANSMITTER 01MBP03CP511 HIGH SIDE ISOLATION | no data | UNIT 1 GT HEADER | no data | no data | FGS | no data | OPEN | no data | no data | no data | no data
no data | 01MBP03AA846 | UNIT 1 PILOT "B" DP TRANSMITTER 01MBP03CP511 HIGH SIDE ISOLATION | no data | UNIT 1 GT HEADER | no data | no data | FGS | no data | OPEN | no data | no data | no data | no data
no data | 01MBP03AA847 | UNIT 1 PILOT "B" DP TRANSMITTER 01MBP03CP511 LOW SIDE ISOLATION | no data | UNIT 1 GT HEADER | no data | no data | FGS | no data | OPEN | no data | no data | no data | no data
no data | 01MBP03AA848 | UNIT 1 PILOT "B" DP TRANSMITTER 01MBP03CP511 LOW SIDE ISOLATION | no data | UNIT 1 GT HEADER | no data | no data | FGS | no data | OPEN | no data | no data | no data | no data
no data | 01MBP03AA841 | UNIT 1 PILOT "B" PRESSURE TRANSMITTER 01MBP03CP156 ISOLATION | no data | UNIT 1 GT HEADER | no data | no data | FGS | no data | OPEN | no data | no data | no data | no data
no data | 01MBP03AA842 | UNIT 1 PILOT "B" PRESSURE TRANSMITTER 01MBP03CP156 ISOLATION | no data | UNIT 1 GT HEADER | no data | no data | FGS | no data | OPEN | no data | no data | no data | no data
no data | 01MBP03AA930 | UNIT 1 PILOT "B" RING DRAIN | no data | UNIT 1 GT HEADER | no data | no data | FGS | no data | CLOSED | no data | no data | no data | no data
no data | 01MBP03AA931 | UNIT 1 PILOT "B" RING DRAIN | no data | UNIT 1 GT HEADER | no data | no data | FGS | no data | CLOSED | no data | no data | no data | no data
no data | 01MBP03AA855 | UNIT 1 PILOT TOPHAT DP TRANSMITTER 01MBP03CP541 HIGH SIDE ISOLATION | no data | UNIT 1 GT HEADER | no data | no data | FGS | no data | OPEN | no data | no data | no data | no data
no data | 01MBP03AA856 | UNIT 1 PILOT TOPHAT DP TRANSMITTER 01MBP03CP541 HIGH SIDE ISOLATION | no data | UNIT 1 GT HEADER | no data | no data | FGS | no data | OPEN | no data | no data | no data | no data
no data | 01MBP03AA857 | UNIT 1 PILOT TOPHAT DP TRANSMITTER 01MBP03CP541 LOW SIDE ISOLATION | no data | UNIT 1 GT HEADER | no data | no data | FGS | no data | OPEN | no data | no data | no data | no data
no data | 01MBP03AA858 | UNIT 1 PILOT TOPHAT DP TRANSMITTER 01MBP03CP541 LOW SIDE ISOLATION | no data | UNIT 1 GT HEADER | no data | no data | FGS | no data | OPEN | no data | no data | no data | no data
no data | 01MBP03AA851 | UNIT 1 PILOT TOPHAT PRESSURE TRANSMITTER 01MBP03CP166 ISOLATION | no data | UNIT 1 GT HEADER | no data | no data | FGS | no data | OPEN | no data | no data | no data | no data
no data | 01MBP03AA852 | UNIT 1 PILOT TOPHAT PRESSURE TRANSMITTER 01MBP03CP166 ISOLATION | no data | UNIT 1 GT HEADER | no data | no data | FGS | no data | OPEN | no data | no data | no data | no data
no data | 01MBP03AA940 | UNIT 1 PILOT TOPHAT RING DRAIN | no data | UNIT 1 GT HEADER | no data | no data | FGS | no data | CLOSED | no data | no data | no data | no data
no data | 01MBP03AA941 | UNIT 1 PILOT TOPHAT RING DRAIN | no data | UNIT 1 GT HEADER | no data | no data | FGS | no data | CLOSED | no data | no data | no data | no data
no data | 02-VFGS113 | UNIT 2 GAS FLOW METER INLET | no data | UNIT 2 GT HEADER | no data | no data | FGS | no data | OPEN | no data | no data | no data | no data
no data | 02-VFGS124 | UNIT 2 GAS FLOW METER OUTLET | no data | UNIT 2 GT HEADER | no data | no data | FGS | no data | OPEN | no data | no data | no data | no data
no data | 02-VFGS122 | UNIT 2 GAS FLOW METER BYPASS | no data | UNIT 2 GT HEADER | no data | no data | FGS | no data | CLOSED | no data | no data | no data | no data
no data | 02-VFGS116 | UNIT 2 GAS FLOW METER VENT | no data | UNIT 2 GT HEADER | no data | no data | FGS | no data | OPEN | no data | no data | no data | no data
no data | 02MBP01AA801 | UNIT 2 GAS FLOW METER PRESSURE TRANSMITTER ISOLATION | no data | UNIT 2 GT HEADER | no data | no data | FGS | no data | OPEN | no data | no data | no data | no data
no data | 02MBP01AA802 | UNIT 2 GAS FLOW METER PRESSURE TRANSMITTER ISOLATION | no data | UNIT 2 GT HEADER | no data | no data | FGS | no data | OPEN | no data | no data | no data | no data
no data | 02-VFGS128 | UNIT 2 GAS PERFORMASE HEATER LT DRAIN VESSEL 1 | no data | UNIT 2 GT HEADER | no data | no data | FGS | no data | CLOSED | no data | no data | no data | no data
no data | 02MBP02AA922 | UPPER ISOLTION FOR VESSEL LEVEL TRANSMITTER | no data | UNIT 2 GT HEADER | no data | no data | FGS | no data | OPEN | no data | no data | no data | no data
no data | 02MBP02AA924 | LOWER ISOLTION FOR VESSEL LEVEL TRANSMITTER | no data | UNIT 2 GT HEADER | no data | no data | FGS | no data | OPEN | no data | no data | no data | no data
no data | 02MBP02AA820 | UPPER TRANSMITTER ISOLATION 02MBP01CL121 | no data | UNIT 2 GT HEADER | no data | no data | FGS | no data | OPEN | no data | no data | no data | no data
no data | 02MBP02AA821 | LOWER TRANSMITTER ISOLATION 02MBP01CL121 | no data | UNIT 2 GT HEADER | no data | no data | FGS | no data | OPEN | no data | no data | no data | no data
no data | 02MBP02AA822 | UPPER TRANSMITTER ISOLATION 02MBP01CL122 | no data | UNIT 2 GT HEADER | no data | no data | FGS | no data | OPEN | no data | no data | no data | no data
no data | 02MBP02AA823 | LOWER TRANSMITTER ISOLATION 02MBP01CL122 | no data | UNIT 2 GT HEADER | no data | no data | FGS | no data | OPEN | no data | no data | no data | no data
no data | 02-VFGS134 | UNIT 2 GAS PERFORMASE HEATER DRAIN LT VESSEL 2 | no data | UNIT 2 GT HEADER | no data | no data | FGS | no data | CLOSED | no data | no data | no data | no data
no data | 02MBP02AA932 | UPPER ISOLTION FOR VESSEL LEVEL TRANSMITTER | no data | UNIT 2 GT HEADER | no data | no data | FGS | no data | OPEN | no data | no data | no data | no data
no data | 02MBP02AA934 | LOWER ISOLTION FOR VESSEL LEVEL TRANSMITTER | no data | UNIT 2 GT HEADER | no data | no data | FGS | no data | OPEN | no data | no data | no data | no data
no data | 02MBP02AA830 | UPPER TRANSMITTER ISOLATION 02MBP01CL131 | no data | UNIT 2 GT HEADER | no data | no data | FGS | no data | OPEN | no data | no data | no data | no data
no data | 02MBP02AA831 | LOWER TRANSMITTER ISOLATION 02MBP01CL131 | no data | UNIT 2 GT HEADER | no data | no data | FGS | no data | OPEN | no data | no data | no data | no data
no data | 02MBP02AA832 | UPPER TRANSMITTER ISOLATION 02MBPCL132 | no data | UNIT 2 GT HEADER | no data | no data | FGS | no data | OPEN | no data | no data | no data | no data
no data | 02MBP02AA833 | LOWER TRANSMITTER ISOLATION 02MBPCL132 | no data | UNIT 2 GT HEADER | no data | no data | FGS | no data | OPEN | no data | no data | no data | no data
no data | 02-VFGS130 | UNIT 2 FUEAL GAS PERFORMANCE HEATER ISOLATION TO AUTOMATIC VENT | no data | UNIT 2 GT HEADER | no data | no data | FGS | no data | OPEN | no data | no data | no data | no data
no data | 02-VFGS123 | UNIT 2 BYPASS FUEL GAS PERFORMANCE HEATER VENT VALVE | no data | UNIT 2 GT HEADER | no data | no data | FGS | no data | CLOSED | no data | no data | no data | no data
no data | 02-VFGS115 | UNIT 2 FUEAL GAS PERFORMANCE HEATER NITROGEN PURGE/VENT | no data | UNIT 2 GT HEADER | no data | no data | FGS | no data | CLOSED | no data | no data | no data | no data
no data | 02-VFGS174 | UNIT 2 GT FUEL GAS FILTER INLET | no data | UNIT 2 GT HEADER | no data | no data | FGS | no data | OPEN | no data | no data | no data | no data
no data | 02-VFGS192 | UNIT 2 GT FUEL GAS FILTER OUTLET | no data | UNIT 2 GT HEADER | no data | no data | FGS | no data | OPEN | no data | no data | no data | no data
no data | 02-VFGS143 | UNIT 2 GT FUEL GAS FILTER NITROGEN SUPPLY | no data | UNIT 2 GT HEADER | no data | no data | FGS | no data | CLOSED | no data | no data | no data | no data
no data | 02-VFGS193 | UNIT 2 GT FUEL GAS FILTER INLET | no data | UNIT 2 GT HEADER | no data | no data | FGS | no data | OPEN | no data | no data | no data | no data
no data | 02MBP01AA907 | UNIT 2 FILTER DRAIN | no data | UNIT 2 GT HEADER | no data | no data | FGS | no data | CLOSED | no data | no data | no data | no data
no data | 02MBP01AA908 | UNIT 2 FILTER DRAIN | no data | UNIT 2 GT HEADER | no data | no data | FGS | no data | CLOSED | no data | no data | no data | no data
no data | 02MBP01AA911 | UNIT 2 FILTER DRAIN | no data | UNIT 2 GT HEADER | no data | no data | FGS | no data | CLOSED | no data | no data | no data | no data
no data | 02MBP01AA842 | UNIT 2 FILTER DP HIGH SIDE ISOLATION | no data | UNIT 2 GT HEADER | no data | no data | FGS | no data | OPEN | no data | no data | no data | no data
no data | 02MBP01AA843 | UNIT 2 FILTER DP HIGH SIDE ISOLATION | no data | UNIT 2 GT HEADER | no data | no data | FGS | no data | OPEN | no data | no data | no data | no data
no data | 02MBP01AA844 | UNIT 2 FILTER DP LOW SIDE ISOLATION | no data | UNIT 2 GT HEADER | no data | no data | FGS | no data | OPEN | no data | no data | no data | no data
no data | 02MBP01AA845 | UNIT 2 FILTER DP LOW SIDE ISOLATION | no data | UNIT 2 GT HEADER | no data | no data | FGS | no data | OPEN | no data | no data | no data | no data
no data | 02MBP01AA909 | UNIT 2 FILTER NITROGEN PURGE/DRAIN | no data | UNIT 2 GT HEADER | no data | no data | FGS | no data | CLOSED | no data | no data | no data | no data
no data | 02MBP01AA910 | UNIT 2 FILTER NITROGEN PURGE/DRAIN | no data | UNIT 2 GT HEADER | no data | no data | FGS | no data | CLOSED | no data | no data | no data | no data
no data | 02MBP01AA912 | UNIT 2 FILTER NITROGEN PURGE/DRAIN | no data | UNIT 2 GT HEADER | no data | no data | FGS | no data | CLOSED | no data | no data | no data | no data
no data | 02MBP01AA907 | UNIT 2 FILTER NITROGEN PURGE/DRAIN | no data | UNIT 2 GT HEADER | no data | no data | FGS | no data | CLOSED | no data | no data | no data | no data
no data | 02MBP01AA908 | UNIT 2 FILTER NITROGEN PURGE/DRAIN | no data | UNIT 2 GT HEADER | no data | no data | FGS | no data | CLOSED | no data | no data | no data | no data
no data | 02MBP01AA911 | UNIT 2 FILTER NITROGEN PURGE/DRAIN | no data | UNIT 2 GT HEADER | no data | no data | FGS | no data | CLOSED | no data | no data | no data | no data
no data | 02-VFGS147 | PRESSURE TRANSMITTER 02MBP01CP110 ISOLATION | no data | UNIT 2 GT HEADER | no data | no data | FGS | no data | OPEN | no data | no data | no data | no data
no data | 02-VFGS148 | PRESSURE TRANSMITTER 02MBP01CP110 ISOLATION | no data | UNIT 2 GT HEADER | no data | no data | FGS | no data | OPEN | no data | no data | no data | no data
no data | 02-VFGS157 | PRESSURE TRANSMITTER 02MBP01CP111 ISOLATION | no data | UNIT 2 GT HEADER | no data | no data | FGS | no data | OPEN | no data | no data | no data | no data
no data | 02-VFGS158 | PRESSURE TRANSMITTER 02MBP01CP111 ISOLATION | no data | UNIT 2 GT HEADER | no data | no data | FGS | no data | OPEN | no data | no data | no data | no data
no data | 02-VFGS177 | UNIT 2 GT DOWNSTREAM PURGE CREDIT VALVE NITROGEN PURGE/VENT | no data | UNIT 2 GT HEADER | no data | no data | FGS | no data | CLOSED | no data | no data | no data | no data
no data | 02-VFGS178 | UNIT 2 GT DOWNSTREAM PURGE CREDIT VALVE NITROGEN PURGE/VENT | no data | UNIT 2 GT HEADER | no data | no data | FGS | no data | CLOSED | no data | no data | no data | no data
no data | 02-VFGS184 | UNIT 2 GT DOWNSTREAM PURGE CREDIT VALVE NITROGEN PURGE/VENT | no data | UNIT 2 GT HEADER | no data | no data | FGS | no data | CLOSED | no data | no data | no data | no data
no data | 02MBP02AA807 | UNIT 2 GAS HEADER INLET PRESSURE TRANSMITTER 02MBP02CP141 ISOLATION | no data | UNIT 2 GT HEADER | no data | no data | FGS | no data | OPEN | no data | no data | no data | no data
no data | 02MBP02AA808 | UNIT 2 GAS HEADER INLET PRESSURE TRANSMITTER 02MBP02CP141 ISOLATION | no data | UNIT 2 GT HEADER | no data | no data | FGS | no data | OPEN | no data | no data | no data | no data
no data | 02MBP02AA801 | UNIT 2 GAS SUPPLY PRESSURE TRANSMITTER 01MBP02CP101 ISOLATION | no data | UNIT 2 GT HEADER | no data | no data | FGS | no data | OPEN | no data | no data | no data | no data
no data | 02MBP02AA802 | UNIT 2 GAS SUPPLY PRESSURE TRANSMITTER 01MBP02CP101 ISOLATION | no data | UNIT 2 GT HEADER | no data | no data | FGS | no data | OPEN | no data | no data | no data | no data
no data | 02MBP02AA803 | UNIT 2 GAS SUPPLY PRESSURE TRANSMITTER 02MBP02CP102 ISOLATION | no data | UNIT 2 GT HEADER | no data | no data | FGS | no data | OPEN | no data | no data | no data | no data
no data | 02MBP02AA804 | UNIT 2 GAS SUPPLY PRESSURE TRANSMITTER 02MBP02CP102 ISOLATION | no data | UNIT 2 GT HEADER | no data | no data | FGS | no data | OPEN | no data | no data | no data | no data
no data | 02MBP02AA805 | UNIT 2 GAS SUPPLY PRESSURE TRANSMITTER 02MBP02CP103 ISOLATION | no data | UNIT 2 GT HEADER | no data | no data | FGS | no data | OPEN | no data | no data | no data | no data
no data | 02MBP02AA806 | UNIT 2 GAS SUPPLY PRESSURE TRANSMITTER 02MBP02CP103 ISOLATION | no data | UNIT 2 GT HEADER | no data | no data | FGS | no data | OPEN | no data | no data | no data | no data
no data | 02MBP03AA825 | UNIT 2 MAIN "A" DP TRANSMITTER 02MBP03CP521 HIGH SIDE ISOLATION | no data | UNIT 2 GT HEADER | no data | no data | FGS | no data | OPEN | no data | no data | no data | no data
no data | 02MBP03AA826 | UNIT 2 MAIN "A" DP TRANSMITTER 02MBP03CP521 HIGH SIDE ISOLATION | no data | UNIT 2 GT HEADER | no data | no data | FGS | no data | OPEN | no data | no data | no data | no data
no data | 02MBP03AA827 | UNIT 2 MAIN "A" DP TRANSMITTER 02MBP03CP521 LOW SIDE ISOLATION | no data | UNIT 2 GT HEADER | no data | no data | FGS | no data | OPEN | no data | no data | no data | no data
no data | 02MBP03AA828 | UNIT 2 MAIN "A" DP TRANSMITTER 02MBP03CP521 LOW SIDE ISOLATION | no data | UNIT 2 GT HEADER | no data | no data | FGS | no data | OPEN | no data | no data | no data | no data
no data | 02MBP03AA821 | UNIT 2 MAIN "A" PRESSURE TRANSMITTER 02MBP03CP136 ISOLATION | no data | UNIT 2 GT HEADER | no data | no data | FGS | no data | OPEN | no data | no data | no data | no data
no data | 02MBP03AA822 | UNIT 2 MAIN "A" PRESSURE TRANSMITTER 02MBP03CP136 ISOLATION | no data | UNIT 2 GT HEADER | no data | no data | FGS | no data | OPEN | no data | no data | no data | no data
no data | 02MBP03AA910 | UNIT 2 MAIN "A" RING DRAIN | no data | UNIT 2 GT HEADER | no data | no data | FGS | no data | CLOSED | no data | no data | no data | no data
no data | 02MBP03AA911 | UNIT 2 MAIN "A" RING DRAIN | no data | UNIT 2 GT HEADER | no data | no data | FGS | no data | CLOSED | no data | no data | no data | no data
no data | 02MBP03AA835 | UNIT 2 MAIN "B" DP TRANSMITTER 02MBP03CP531 HIGH SIDE ISOLATION | no data | UNIT 2 GT HEADER | no data | no data | FGS | no data | OPEN | no data | no data | no data | no data
no data | 02MBP03AA836 | UNIT 2 MAIN "B" DP TRANSMITTER 02MBP03CP531 HIGH SIDE ISOLATION | no data | UNIT 2 GT HEADER | no data | no data | FGS | no data | OPEN | no data | no data | no data | no data
no data | 02MBP03AA837 | UNIT 2 MAIN "B" DP TRANSMITTER 02MBP03CP531 LOW SIDE ISOLATION | no data | UNIT 2 GT HEADER | no data | no data | FGS | no data | OPEN | no data | no data | no data | no data
no data | 02MBP03AA838 | UNIT 2 MAIN "B" DP TRANSMITTER 02MBP03CP531 LOW SIDE ISOLATION | no data | UNIT 2 GT HEADER | no data | no data | FGS | no data | OPEN | no data | no data | no data | no data
no data | 02MBP03AA831 | UNIT 2 MAIN "B" PRESSURE TRANSMITTER 02MBP03CP146 ISOLATION | no data | UNIT 2 GT HEADER | no data | no data | FGS | no data | OPEN | no data | no data | no data | no data
no data | 02MBP03AA832 | UNIT 2 MAIN "B" PRESSURE TRANSMITTER 02MBP03CP146 ISOLATION | no data | UNIT 2 GT HEADER | no data | no data | FGS | no data | OPEN | no data | no data | no data | no data
no data | 02MBP03AA920 | UNIT 2 MAIN "B" RING DRAIN | no data | UNIT 2 GT HEADER | no data | no data | FGS | no data | CLOSED | no data | no data | no data | no data
no data | 02MBP03AA921 | UNIT 2 MAIN "B" RING DRAIN | no data | UNIT 2 GT HEADER | no data | no data | FGS | no data | CLOSED | no data | no data | no data | no data
no data | 02MBP03AA815 | UNIT 2 PILOT "A" DP TRANSMITTER 02MBP03CP501 HIGH SIDE ISOLATION | no data | UNIT 2 GT HEADER | no data | no data | FGS | no data | OPEN | no data | no data | no data | no data
no data | 02MBP03AA816 | UNIT 2 PILOT "A" DP TRANSMITTER 02MBP03CP501 HIGH SIDE ISOLATION | no data | UNIT 2 GT HEADER | no data | no data | FGS | no data | OPEN | no data | no data | no data | no data
no data | 02MBP03AA817 | UNIT 2 PILOT "A" DP TRANSMITTER 02MBP03CP501 LOW SIDE ISOLATION | no data | UNIT 2 GT HEADER | no data | no data | FGS | no data | OPEN | no data | no data | no data | no data
no data | 02MBP03AA818 | UNIT 2 PILOT "A" DP TRANSMITTER 02MBP03CP501 LOW SIDE ISOLATION | no data | UNIT 2 GT HEADER | no data | no data | FGS | no data | OPEN | no data | no data | no data | no data
no data | 02MBP03AA811 | UNIT 2 PILOT "A" PRESSURE TRANSMITTER 02MBP03CP126 ISOLATION | no data | UNIT 2 GT HEADER | no data | no data | FGS | no data | OPEN | no data | no data | no data | no data
no data | 02MBP03AA812 | UNIT 2 PILOT "A" PRESSURE TRANSMITTER 02MBP03CP126 ISOLATION | no data | UNIT 2 GT HEADER | no data | no data | FGS | no data | OPEN | no data | no data | no data | no data
no data | 02MBP03AA900 | UNIT 2 PILOT "A" RING DRAIN | no data | UNIT 2 GT HEADER | no data | no data | FGS | no data | CLOSED | no data | no data | no data | no data
no data | 02MBP03AA902 | UNIT 2 PILOT "A" RING DRAIN | no data | UNIT 2 GT HEADER | no data | no data | FGS | no data | CLOSED | no data | no data | no data | no data
no data | 02MBP03AA845 | UNIT 2 PILOT "B" DP TRANSMITTER 02MBP03CP511 HIGH SIDE ISOLATION | no data | UNIT 2 GT HEADER | no data | no data | FGS | no data | OPEN | no data | no data | no data | no data
no data | 02MBP03AA846 | UNIT 2 PILOT "B" DP TRANSMITTER 02MBP03CP511 HIGH SIDE ISOLATION | no data | UNIT 2 GT HEADER | no data | no data | FGS | no data | OPEN | no data | no data | no data | no data
no data | 02MBP03AA847 | UNIT 2 PILOT "B" DP TRANSMITTER 02MBP03CP511 LOW SIDE ISOLATION | no data | UNIT 2 GT HEADER | no data | no data | FGS | no data | OPEN | no data | no data | no data | no data
no data | 02MBP03AA848 | UNIT 2 PILOT "B" DP TRANSMITTER 02MBP03CP511 LOW SIDE ISOLATION | no data | UNIT 2 GT HEADER | no data | no data | FGS | no data | OPEN | no data | no data | no data | no data
no data | 02MBP03AA841 | UNIT 2 PILOT "B" PRESSURE TRANSMITTER 02MBP03CP156 ISOLATION | no data | UNIT 2 GT HEADER | no data | no data | FGS | no data | OPEN | no data | no data | no data | no data
no data | 02MBP03AA842 | UNIT 2 PILOT "B" PRESSURE TRANSMITTER 02MBP03CP156 ISOLATION | no data | UNIT 2 GT HEADER | no data | no data | FGS | no data | OPEN | no data | no data | no data | no data
no data | 02MBP03AA930 | UNIT 2 PILOT "B" RING DRAIN | no data | UNIT 2 GT HEADER | no data | no data | FGS | no data | CLOSED | no data | no data | no data | no data
no data | 02MBP03AA931 | UNIT 2 PILOT "B" RING DRAIN | no data | UNIT 2 GT HEADER | no data | no data | FGS | no data | CLOSED | no data | no data | no data | no data
no data | 02MBP03AA855 | UNIT 2 PILOT TOPHAT DP TRANSMITTER 01MBP03CP541 HIGH SIDE ISOLATION | no data | UNIT 2 GT HEADER | no data | no data | FGS | no data | OPEN | no data | no data | no data | no data
no data | 02MBP03AA856 | UNIT 2 PILOT TOPHAT DP TRANSMITTER 02MBP03CP541 HIGH SIDE ISOLATION | no data | UNIT 2 GT HEADER | no data | no data | FGS | no data | OPEN | no data | no data | no data | no data
no data | 02MBP03AA857 | UNIT 2 PILOT TOPHAT DP TRANSMITTER 02MBP03CP541 LOW SIDE ISOLATION | no data | UNIT 2 GT HEADER | no data | no data | FGS | no data | OPEN | no data | no data | no data | no data
no data | 02MBP03AA858 | UNIT 2 PILOT TOPHAT DP TRANSMITTER 02MBP03CP541 LOW SIDE ISOLATION | no data | UNIT 2 GT HEADER | no data | no data | FGS | no data | OPEN | no data | no data | no data | no data
no data | 02MBP03AA851 | UNIT 2 PILOT TOPHAT PRESSURE TRANSMITTER 02MBP03CP166 ISOLATION | no data | UNIT 2 GT HEADER | no data | no data | FGS | no data | OPEN | no data | no data | no data | no data
no data | 02MBP03AA852 | UNIT 2 PILOT TOPHAT PRESSURE TRANSMITTER 02MBP03CP166 ISOLATION | no data | UNIT 2 GT HEADER | no data | no data | FGS | no data | OPEN | no data | no data | no data | no data
no data | 02MBP03AA940 | UNIT 2 PILOT TOPHAT RING DRAIN | no data | UNIT 2 GT HEADER | no data | no data | FGS | no data | CLOSED | no data | no data | no data | no data
no data | 02MBP03AA941 | UNIT 2 PILOT TOPHAT RING DRAIN | no data | UNIT 2 GT HEADER | no data | no data | FGS | no data | CLOSED | no data | no data | no data | no data
no data | 00-VFGS300 | Common header nitrogen purge/vent | no data | FG SUPPLY TO DUCT BURNERS/BUILDING HEATERS | no data | no data | FGS | no data | CLOSED | no data | no data | no data | no data
no data | 00-VFGS227 | AUX BOILER REGULATION SKID ISOLATION | no data | FG SUPPLY TO DUCT BURNERS/BUILDING HEATERS | no data | no data | FGS | no data | OPEN | no data | no data | no data | no data
no data | 00-VFGS309 | AUX BOILER REG STATION VENT | no data | FG SUPPLY TO DUCT BURNERS/BUILDING HEATERS | no data | no data | FGS | no data | CLOSED | no data | no data | no data | no data
no data | 00-VFGS310 | BUILDING HEAT SUPPLY HEADER VENT BEFORE ISOLATOIN | no data | FG SUPPLY TO DUCT BURNERS/BUILDING HEATERS | no data | no data | FGS | no data | CLOSED | no data | no data | no data | no data
no data | 00-VFGS264 | BUILDING HEAT GAS SUPPLY ISOLATION | no data | FG SUPPLY TO DUCT BURNERS/BUILDING HEATERS | no data | no data | FGS | no data | OPEN | no data | no data | no data | no data
no data | 00-VFGS311 | AUX BUILDING HEAT SUPPLY HEADER VENT BEFORE ISOLATOIN | no data | FG SUPPLY TO DUCT BURNERS/BUILDING HEATERS | no data | no data | FGS | no data | CLOSED | no data | no data | no data | no data
no data | 00-VFGS265 | AUX BUILDING HEAT GAS SUPPLY ISOLATION | no data | FG SUPPLY TO DUCT BURNERS/BUILDING HEATERS | no data | no data | FGS | no data | OPEN | no data | no data | no data | no data
no data | 00-VFGS-YV-905 | DRAIN VALVE FOR YV-905 | no data | FG SUPPLY TO DUCT BURNERS/BUILDING HEATERS | no data | no data | FGS | no data | CLOSED | no data | no data | no data | no data
no data | 00-VFGS906 | AUX BOILER HEADER DRAIN BEFORE CONTROL VLV | no data | FG SUPPLY TO DUCT BURNERS/BUILDING HEATERS | no data | no data | FGS | no data | CLOSED | no data | no data | no data | no data
no data | 00-VFGS908 | PRESSURE TRANSMITER ISOLATION INNERSTAGE | no data | FG SUPPLY TO DUCT BURNERS/BUILDING HEATERS | no data | no data | FGS | no data | OPEN | no data | no data | no data | no data
no data | 00-VFGS909 | PRESSURE TRANSMITER ISOLATION INNERSTAGE | no data | FG SUPPLY TO DUCT BURNERS/BUILDING HEATERS | no data | no data | FGS | no data | OPEN | no data | no data | no data | no data
no data | 00-VFGS915 | AUX BOILER INNERSTAGE PRESSURE REGULATION VENT | no data | FG SUPPLY TO DUCT BURNERS/BUILDING HEATERS | no data | no data | FGS | no data | CLOSED | no data | no data | no data | no data
no data | 00-VFGS911 | PRESSURE TRANSMITER ISOLATION AFTER REGULATION VALVE | no data | FG SUPPLY TO DUCT BURNERS/BUILDING HEATERS | no data | no data | FGS | no data | OPEN | no data | no data | no data | no data
no data | 00-VFGS914 | PRESSURE TRANSMITER ISOLATION AFTER REGULATION VALVE | no data | FG SUPPLY TO DUCT BURNERS/BUILDING HEATERS | no data | no data | FGS | no data | OPEN | no data | no data | no data | no data
no data | 00-VFGS312 | AUX BOILER HEADER NITROGEN PURGE/VENT | no data | FG SUPPLY TO DUCT BURNERS/BUILDING HEATERS | no data | no data | FGS | no data | CLOSED | no data | no data | no data | no data
no data | 00-VFGS228 | AUX BOILER GAS SUPPLY ISOLATION | no data | FG SUPPLY TO DUCT BURNERS/BUILDING HEATERS | no data | no data | FGS | no data | OPEN | no data | no data | no data | no data
no data | 00-VFGS917 | SUPPLY PRESSURE TRANSMITTER BUILDING HEAT | no data | FG SUPPLY TO DUCT BURNERS/BUILDING HEATERS | no data | no data | FGS | no data | OPEN | no data | no data | no data | no data
no data | 00-VFGS913 | SUPPLY PRESSURE TRANSMITTER BUILDING HEAT | no data | FG SUPPLY TO DUCT BURNERS/BUILDING HEATERS | no data | no data | FGS | no data | OPEN | no data | no data | no data | no data
no data | 00-VFGS904 | ORDERIZER RAW GAS SUPPLY ISOLATION TO ODORIZER PANEL | no data | FG SUPPLY TO DUCT BURNERS/BUILDING HEATERS | no data | no data | FGS | no data | OPEN | no data | no data | no data | no data
no data | 00-VFGSXXX | ORDERIZER ORDERANT SUPPLY ISOLATION | no data | FG SUPPLY TO DUCT BURNERS/BUILDING HEATERS | no data | no data | FGS | no data | OPEN | no data | no data | no data | no data
no data | 00-VFGSXXX | ORDERISER PANEL ORDERIZED GAS OUTLET | no data | FG SUPPLY TO DUCT BURNERS/BUILDING HEATERS | no data | no data | FGS | no data | OPEN | no data | no data | no data | no data
no data | 00-VFGSXXX | ORDERIZER INJECTION POINT ISOLATION | no data | FG SUPPLY TO DUCT BURNERS/BUILDING HEATERS | no data | no data | FGS | no data | OPEN | no data | no data | no data | no data
no data | 00-VFGS912 | ORDERIZED GAS TO AUX BOILER BUILDING DRAIN BEFORE REGULATING VALVE | no data | FG SUPPLY TO DUCT BURNERS/BUILDING HEATERS | no data | no data | FGS | no data | CLOSED | no data | no data | no data | no data
no data | 00-VFGS920 | ORDERIZED GAS TO AUX BOILER BUILDING DRAIN INNERSTAGE REGULATING VALVE | no data | FG SUPPLY TO DUCT BURNERS/BUILDING HEATERS | no data | no data | FGS | no data | CLOSED | no data | no data | no data | no data
no data | 01-VFGS244 | UNIT 1 TURBINE BUILDING GAS ISOLATION | no data | FG SUPPLY TO DUCT BURNERS/BUILDING HEATERS | no data | no data | FGS | no data | OPEN | no data | no data | no data | no data
no data | 02-VFGS241 | UNIT 2 TURBINE BUILDING GAS ISOLATION | no data | FG SUPPLY TO DUCT BURNERS/BUILDING HEATERS | no data | no data | FGS | no data | OPEN | no data | no data | no data | no data
no data | 01-VFGS941 | UNIT 1 TURBINE BUILING SUPPLY INTERSTAGE REGULATION VALVE VENT | no data | FG SUPPLY TO DUCT BURNERS/BUILDING HEATERS | no data | no data | FGS | no data | CLOSED | no data | no data | no data | no data
no data | 01-VFGS946 | UNIT 1 TURBINE BUILING HEAT REGULATION VALVE ISOLATION PCV-946 | no data | FG SUPPLY TO DUCT BURNERS/BUILDING HEATERS | no data | no data | FGS | no data | OPEN | no data | no data | no data | no data
no data | 01-VFGS950 | UNIT 1 TURBINE BUILING HEAT REGULATION VALVE ISOLATION PCV-950 | no data | FG SUPPLY TO DUCT BURNERS/BUILDING HEATERS | no data | no data | FGS | no data | OPEN | no data | no data | no data | no data
no data | 00-VFGS272 | UNIT 1 TURBINE BUILDING HEAT REGULATION SKID OUTLET | no data | FG SUPPLY TO DUCT BURNERS/BUILDING HEATERS | no data | no data | FGS | no data | OPEN | no data | no data | no data | no data
no data | 00-VFGS313 | UNIT 1 TURBINE BUILDING HEAT REGULATION SKID VENT BEFORE REGULATION | no data | FG SUPPLY TO DUCT BURNERS/BUILDING HEATERS | no data | no data | FGS | no data | CLOSED | no data | no data | no data | no data
no data | 00-VFGS314 | UNIT 1 TURBINE BUILDING HEAT REGULATION SKID VENT AFTER REGULATION | no data | FG SUPPLY TO DUCT BURNERS/BUILDING HEATERS | no data | no data | FGS | no data | CLOSED | no data | no data | no data | no data
no data | 02-VFGS941 | UNIT 2 TURBINE BUILING SUPPLY INTERSTAGE REGULATION VALVE VENT | no data | FG SUPPLY TO DUCT BURNERS/BUILDING HEATERS | no data | no data | FGS | no data | CLOSED | no data | no data | no data | no data
no data | 02-VFGS946 | UNIT 2 TURBINE BUILING HEAT REGULATION VALVE ISOLATION PCV-946 | no data | FG SUPPLY TO DUCT BURNERS/BUILDING HEATERS | no data | no data | FGS | no data | OPEN | no data | no data | no data | no data
no data | 02-VFGS950 | UNIT 2 TURBINE BUILING HEAT REGULATION VALVE ISOLATION PCV-950 | no data | FG SUPPLY TO DUCT BURNERS/BUILDING HEATERS | no data | no data | FGS | no data | OPEN | no data | no data | no data | no data
no data | 00-VFGS273 | UNIT 2 TURBINE BUILDING HEAT REGULATION SKID OUTLET | no data | FG SUPPLY TO DUCT BURNERS/BUILDING HEATERS | no data | no data | FGS | no data | OPEN | no data | no data | no data | no data
no data | 00-VFGS315 | UNIT 2 TURBINE BUILDING HEAT REGULATION SKID VENT BEFORE REGULATION | no data | FG SUPPLY TO DUCT BURNERS/BUILDING HEATERS | no data | no data | FGS | no data | CLOSED | no data | no data | no data | no data
no data | 00-VFGS316 | UNIT 2 TURBINE BUILDING HEAT REGULATION SKID VENT AFTER REGULATION | no data | FG SUPPLY TO DUCT BURNERS/BUILDING HEATERS | no data | no data | FGS | no data | CLOSED | no data | no data | no data | no data
no data | 01-VFGS176 | UNIT 1 DUCT BURNER REGULATION SKID ISOLATION | no data | UNIT 1 DUCT BURNER | no data | no data | FGS | no data | OPEN | no data | no data | no data | no data
no data | 01-VFGS217 | UNIT 1 DUCT BURNER SKID VENT AFTER ISOLATION | no data | UNIT 1 DUCT BURNER | no data | no data | FGS | no data | OPEN | no data | no data | no data | no data
no data | 01-VFGS-YV-922 | DRAIN ON STOP VALVE YV-922 | no data | UNIT 1 DUCT BURNER | no data | no data | FGS | no data | CLOSED | no data | no data | no data | no data
no data | 01-VFGS923 | UNIT 1 DUCT BURNER DRAIN BEFORE PRESSURE CONTROL VALVE | no data | UNIT 1 DUCT BURNER | no data | no data | FGS | no data | CLOSED | no data | no data | no data | no data
no data | 01-VFGS932 | UNIT 1 DUCT BURNER INTERSTAGE VENT | no data | UNIT 1 DUCT BURNER | no data | no data | FGS | no data | CLOSED | no data | no data | no data | no data
no data | 01-VFGS925 | UNIT 1 DUCT BURNER INNERSTAGE PRESSURE TRANSMITTER ISOLATION | no data | UNIT 1 DUCT BURNER | no data | no data | FGS | no data | OPEN | no data | no data | no data | no data
no data | 01-VFGS926 | UNIT 1 DUCT BURNER INNERSTAGE PRESSURE TRANSMITTER ISOLATION | no data | UNIT 1 DUCT BURNER | no data | no data | FGS | no data | OPEN | no data | no data | no data | no data
no data | 01-VFGS928 | UNIT 1 DUCT BURNER PRESSURE TRANSMITTER ISOLATION AFTER REGULATION | no data | UNIT 1 DUCT BURNER | no data | no data | FGS | no data | OPEN | no data | no data | no data | no data
no data | 01-VFGS929 | UNIT 1 DUCT BURNER PRESSURE TRANSMITTER ISOLATION AFTER REGULATION | no data | UNIT 1 DUCT BURNER | no data | no data | FGS | no data | OPEN | no data | no data | no data | no data
no data | 01-VFGS179 | UNIT 1 DUCT BURNER PRESSURE REGULATION OUTLET | no data | UNIT 1 DUCT BURNER | no data | no data | FGS | no data | OPEN | no data | no data | no data | no data
no data | 01-VFGS120 | UNIT 1 DUCT BURNER SUPPLY VENT AFTER REGULATION SKID | no data | UNIT 1 DUCT BURNER | no data | no data | FGS | no data | CLOSED | no data | no data | no data | no data
no data | 01-V-BUR800 | DUCT BURNER ISOLATION | no data | UNIT 1 DUCT BURNER | no data | no data | FGS | no data | OPEN | no data | no data | no data | no data
no data | 01-V-BUR803 | GAS FLOW INDICATING TRANSMITTER ISOLATION | no data | UNIT 1 DUCT BURNER | no data | no data | FGS | no data | OPEN | no data | no data | no data | no data
no data | 01-V-BUR804 | GAS FLOW INDICATING TRANSMITTER ISOLATION | no data | UNIT 1 DUCT BURNER | no data | no data | FGS | no data | OPEN | no data | no data | no data | no data
no data | 01-V-BUR810 | PURGE ISOLATION | no data | UNIT 1 DUCT BURNER | no data | no data | FGS | no data | CLOSED | no data | no data | no data | no data
no data | 01-V-BUR811 | PRESSURE INDCATING TRANSMITTER | no data | UNIT 1 DUCT BURNER | no data | no data | FGS | no data | OPEN | no data | no data | no data | no data
no data | 01-V-BUR812 | PRESSURE INDCATING TRANSMITTER | no data | UNIT 1 DUCT BURNER | no data | no data | FGS | no data | OPEN | no data | no data | no data | no data
no data | 01-V-BUR820 | PRESSURE INDICATION TRANSMITTER AFTER STOP VALVE | no data | UNIT 1 DUCT BURNER | no data | no data | FGS | no data | OPEN | no data | no data | no data | no data
no data | 01-V-BUR845 | DRAIN AFTER STOP VALVE | no data | UNIT 1 DUCT BURNER | no data | no data | FGS | no data | CLOSED | no data | no data | no data | no data
no data | 01-V-BUR827 | DP TRANSMITTER HIGH SIDE STOP VALVE | no data | UNIT 1 DUCT BURNER | no data | no data | FGS | no data | OPEN | no data | no data | no data | no data
no data | 01-V-BUR828 | DP TRANSMITTER LOW SIDE STOP VALVE | no data | UNIT 1 DUCT BURNER | no data | no data | FGS | no data | OPEN | no data | no data | no data | no data
no data | 01-V-BUR846 | DUCT BURNER HEADER DRAIN | no data | UNIT 1 DUCT BURNER | no data | no data | FGS | no data | CLOSED | no data | no data | no data | no data
no data | 01-V-BUR835 | PRESSURE AFTER CONTROL VALVE TRANSMITTER | no data | UNIT 1 DUCT BURNER | no data | no data | FGS | no data | OPEN | no data | no data | no data | no data
no data | 01-V-BUR836 | PRESSURE AFTER CONTROL VALVE TRANSMITTER | no data | UNIT 1 DUCT BURNER | no data | no data | FGS | no data | OPEN | no data | no data | no data | no data
no data | 01-FG-V-0942 | DRAIN AFTER FLOW CONTROL VALVE | no data | UNIT 1 DUCT BURNER | no data | no data | FGS | no data | CLOSED | no data | no data | no data | no data
no data | 01-V-BUR860 | PILOT GAS SUPPLY ISOLATION | no data | UNIT 1 DUCT BURNER | no data | no data | FGS | no data | OPEN | no data | no data | no data | no data
no data | 01-V-BUR866 | PILOT GAS PRESSURE TRANSMITTER ISOLATION | no data | UNIT 1 DUCT BURNER | no data | no data | FGS | no data | OPEN | no data | no data | no data | no data
no data | 01-V-BUR886 | PILIOT HEADER DRAIN BETWEEN PRIMARY STOP VALVES | no data | UNIT 1 DUCT BURNER | no data | no data | FGS | no data | CLOSED | no data | no data | no data | no data
no data | 01-V-BUR870 | PILOT HEADER STOP VALVE PRESSURE DP HIGH SIDE | no data | UNIT 1 DUCT BURNER | no data | no data | FGS | no data | OPEN | no data | no data | no data | no data
no data | 01-V-BUR871 | PILOT HEADER STOP VALVE PRESSURE DP LOW SIDE | no data | UNIT 1 DUCT BURNER | no data | no data | FGS | no data | OPEN | no data | no data | no data | no data
no data | 01-V-BUR887 | PILOT HEADER DRAIN BETWEEN STOP VALVES SECONDARY | no data | UNIT 1 DUCT BURNER | no data | no data | FGS | no data | CLOSED | no data | no data | no data | no data
no data | 01-FG-V-0943 | PILOT HEADER DRAIN AFTER LAST STOP VALVE | no data | UNIT 1 DUCT BURNER | no data | no data | FGS | no data | CLOSED | no data | no data | no data | no data
no data | 01-V-BUR955 | FLAME SCANNER BLOWER DISCHARGE PRESSURE TRANSMITTER | no data | UNIT 1 DUCT BURNER | no data | no data | FGS | no data | OPEN | no data | no data | no data | no data
no data | 01-V-BUR956 | FLAME SCANNER BLOWER DISCHARGE PRESSURE TRANSMITTER | no data | UNIT 1 DUCT BURNER | no data | no data | FGS | no data | OPEN | no data | no data | no data | no data
no data | 01-V-BURXXX | FLAME SCANNER BLOWER DISCHARGE DRAIN VALVE | no data | UNIT 1 DUCT BURNER | no data | no data | FGS | no data | CLOSED | no data | no data | no data | no data
no data | 02-VFGS176 | UNIT 2 DUCT BURNER REGULATION SKID ISOLATION | no data | UNIT 2 DUCT BURNER | no data | no data | FGS | no data | OPEN | no data | no data | no data | no data
no data | 02-VFGS217 | UNIT 2 DUCT BURNER SKID VENT AFTER ISOLATION | no data | UNIT 2 DUCT BURNER | no data | no data | FGS | no data | OPEN | no data | no data | no data | no data
no data | 02-VFGS-YV-922 | DRAIN ON STOP VALVE YV-922 | no data | UNIT 2 DUCT BURNER | no data | no data | FGS | no data | CLOSED | no data | no data | no data | no data
no data | 02-VFGS923 | UNIT 2 DUCT BURNER DRAIN BEFORE PRESSURE CONTROL VALVE | no data | UNIT 2 DUCT BURNER | no data | no data | FGS | no data | CLOSED | no data | no data | no data | no data
no data | 02-VFGS932 | UNIT 2 DUCT BURNER INTERSTAGE VENT | no data | UNIT 2 DUCT BURNER | no data | no data | FGS | no data | CLOSED | no data | no data | no data | no data
no data | 02-VFGS925 | UNIT 2 DUCT BURNER INNERSTAGE PRESSURE TRANSMITTER ISOLATION | no data | UNIT 2 DUCT BURNER | no data | no data | FGS | no data | OPEN | no data | no data | no data | no data
no data | 02-VFGS926 | UNIT 2 DUCT BURNER INNERSTAGE PRESSURE TRANSMITTER ISOLATION | no data | UNIT 2 DUCT BURNER | no data | no data | FGS | no data | OPEN | no data | no data | no data | no data
no data | 02-VFGS928 | UNIT 2 DUCT BURNER PRESSURE TRANSMITTER ISOLATION AFTER REGULATION | no data | UNIT 2 DUCT BURNER | no data | no data | FGS | no data | OPEN | no data | no data | no data | no data
no data | 02-VFGS929 | UNIT 2 DUCT BURNER PRESSURE TRANSMITTER ISOLATION AFTER REGULATION | no data | UNIT 2 DUCT BURNER | no data | no data | FGS | no data | OPEN | no data | no data | no data | no data
no data | 02-VFGS179 | UNIT 2 DUCT BURNER PRESSURE REGULATION OUTLET | no data | UNIT 2 DUCT BURNER | no data | no data | FGS | no data | OPEN | no data | no data | no data | no data
no data | 02-VFGS120 | UNIT 2 DUCT BURNER SUPPLY VENT AFTER REGULATION SKID | no data | UNIT 2 DUCT BURNER | no data | no data | FGS | no data | CLOSED | no data | no data | no data | no data
no data | 02-V-BUR800 | DUCT BURNER ISOLATION | no data | UNIT 2 DUCT BURNER | no data | no data | FGS | no data | OPEN | no data | no data | no data | no data
no data | 02-V-BUR803 | GAS FLOW INDICATING TRANSMITTER ISOLATION | no data | UNIT 2 DUCT BURNER | no data | no data | FGS | no data | OPEN | no data | no data | no data | no data
no data | 02-V-BUR804 | GAS FLOW INDICATING TRANSMITTER ISOLATION | no data | UNIT 2 DUCT BURNER | no data | no data | FGS | no data | OPEN | no data | no data | no data | no data
no data | 02-V-BUR810 | PURGE ISOLATION | no data | UNIT 2 DUCT BURNER | no data | no data | FGS | no data | CLOSED | no data | no data | no data | no data
no data | 02-V-BUR811 | PRESSURE INDCATING TRANSMITTER | no data | UNIT 2 DUCT BURNER | no data | no data | FGS | no data | OPEN | no data | no data | no data | no data
no data | 02-V-BUR812 | PRESSURE INDCATING TRANSMITTER | no data | UNIT 2 DUCT BURNER | no data | no data | FGS | no data | OPEN | no data | no data | no data | no data
no data | 02-V-BUR820 | PRESSURE INDICATION TRANSMITTER AFTER STOP VALVE | no data | UNIT 2 DUCT BURNER | no data | no data | FGS | no data | OPEN | no data | no data | no data | no data
no data | 02-V-BUR845 | DRAIN AFTER STOP VALVE | no data | UNIT 2 DUCT BURNER | no data | no data | FGS | no data | CLOSED | no data | no data | no data | no data
no data | 02-V-BUR827 | DP TRANSMITTER HIGH SIDE STOP VALVE | no data | UNIT 2 DUCT BURNER | no data | no data | FGS | no data | OPEN | no data | no data | no data | no data
no data | 02-V-BUR828 | DP TRANSMITTER LOW SIDE STOP VALVE | no data | UNIT 2 DUCT BURNER | no data | no data | FGS | no data | OPEN | no data | no data | no data | no data
no data | 02-V-BUR846 | DUCT BURNER HEADER DRAIN | no data | UNIT 2 DUCT BURNER | no data | no data | FGS | no data | CLOSED | no data | no data | no data | no data
no data | 02-V-BUR835 | PRESSURE AFTER CONTROL VALVE TRANSMITTER | no data | UNIT 2 DUCT BURNER | no data | no data | FGS | no data | OPEN | no data | no data | no data | no data
no data | 02-V-BUR836 | PRESSURE AFTER CONTROL VALVE TRANSMITTER | no data | UNIT 2 DUCT BURNER | no data | no data | FGS | no data | OPEN | no data | no data | no data | no data
no data | 02-FG-V-0942 | DRAIN AFTER FLOW CONTROL VALVE | no data | UNIT 2 DUCT BURNER | no data | no data | FGS | no data | CLOSED | no data | no data | no data | no data
no data | 02-V-BUR860 | PILOT GAS SUPPLY ISOLATION | no data | UNIT 2 DUCT BURNER | no data | no data | FGS | no data | OPEN | no data | no data | no data | no data
no data | 02-V-BUR866 | PILOT GAS PRESSURE TRANSMITTER ISOLATION | no data | UNIT 2 DUCT BURNER | no data | no data | FGS | no data | OPEN | no data | no data | no data | no data
no data | 02-V-BUR886 | PILIOT HEADER DRAIN BETWEEN PRIMARY STOP VALVES | no data | UNIT 2 DUCT BURNER | no data | no data | FGS | no data | CLOSED | no data | no data | no data | no data
no data | 02-V-BUR870 | PILOT HEADER STOP VALVE PRESSURE DP HIGH SIDE | no data | UNIT 2 DUCT BURNER | no data | no data | FGS | no data | OPEN | no data | no data | no data | no data
no data | 02-V-BUR871 | PILOT HEADER STOP VALVE PRESSURE DP LOW SIDE | no data | UNIT 2 DUCT BURNER | no data | no data | FGS | no data | OPEN | no data | no data | no data | no data
no data | 02-V-BUR887 | PILOT HEADER DRAIN BETWEEN STOP VALVES SECONDARY | no data | UNIT 2 DUCT BURNER | no data | no data | FGS | no data | CLOSED | no data | no data | no data | no data
no data | 02-FG-V-0943 | PILOT HEADER DRAIN AFTER LAST STOP VALVE | no data | UNIT 2 DUCT BURNER | no data | no data | FGS | no data | CLOSED | no data | no data | no data | no data
no data | 02-V-BUR955 | FLAME SCANNER BLOWER DISCHARGE PRESSURE TRANSMITTER | no data | UNIT 2 DUCT BURNER | no data | no data | FGS | no data | OPEN | no data | no data | no data | no data
no data | 02-V-BUR956 | FLAME SCANNER BLOWER DISCHARGE PRESSURE TRANSMITTER | no data | UNIT 2 DUCT BURNER | no data | no data | FGS | no data | OPEN | no data | no data | no data | no data
no data | 02-V-BURXXX | FLAME SCANNER BLOWER DISCHARGE DRAIN VALVE | no data | UNIT 2 DUCT BURNER | no data | no data | FGS | no data | CLOSED | no data | no data | no data | no data

## OLD LOTO
Rec ID | Description | ID | Location | Type | Iso Pos | Normal Pos | Extra Info | System | P&ID | Fluid | Size | Unit | Equipment
1 | DEMIN PUMP MIN FLOW RECIRC | 00-FCV-DWS111 | DEMIN TANK AREA | no data | CLOSED | OPEN
2 | POTABLE WATER MAKEUP CV | 00-FCV-SWS101 | SERVICE WATER TANK AREA | no data | CLOSED | OPEN
3 | SERVICE WATER PUMP RECIRC CONTROL VALVE | 00-FCV-SWS112 | SERVICE WATER TANK AREA | no data | CLOSED | OPEN
4 | AUX BOILER BACK PRESSURE CONTROL VALVE | 00-PCV-AXS113 | AUX BOILER AREA | no data | CLOSED | OPEN
5 | NITROGEN STORAGE CYLINDER RACK OUTLET | 00-PRV-CMG603 | GAS YARD AREA | no data | CLOSED | CLOSED
6 | NITROGEN STORAGE CYLINDER RACK OUTLET | 00-PRV-CMG604 | GAS YARD AREA | no data | CLOSED | CLOSED
7 | BEARING FLUSH PRESSURE REGULATOR | 00-PRV-SWS677 | WASTE WATER SUMP AREA | no data | CLOSED | OPEN
8 | FREE CHLORINE PRESSURE REGULATOR | 00-PRV-SWS678 | SERVICE WATER TANK AREA | no data | CLOSED | OPEN
9 | WASTEWATER QUENCH CONTROL VALVE | 00-TV-SWS721 | WASTE WATER SUMP AREA | no data | CLOSED | OPEN
10 | TANK 2 UNLOADING STATION ISOLATION VALVE | 00-VAQA600 | AMMONIA TANK AREA | no data | CLOSED | CLOSED
11 | TANK 2 UNLOADING STATION VAPOR RETURN ISOLATION VALVE | 00-VAQA601 | AMMONIA TANK AREA | no data | CLOSED | CLOSED
12 | AQA TANK 1 DRAIN ISOLATION VALVE | 00-VAQA602 | AMMONIA TANK AREA | no data | OPEN | CLOSED
13 | TANK 2 DRAIN ISOLATION VALVE | 00-VAQA603 | AMMONIA TANK AREA | no data | OPEN | CLOSED
14 | AQA TANK 1 FORWARDING PUMPS ISOLATION VALVE UPSTREAM OF DRAIN | 00-VAQA605 | AMMONIA TANK AREA | no data | CLOSED | OPEN
15 | TANK 1 FORWARDING PUMPS ISOLATION VALVE DOWNSTREAM OF DRAIN | 00-VAQA606 | AMMONIA TANK AREA | no data | CLOSED | OPEN
16 | AQA TANK 1 FORWARDING PUMPS DRAIN ISOLATION VALVE | 00-VAQA607 | AMMONIA TANK AREA | no data | OPEN | CLOSED
17 | LEVEL GAUGE 109 ISOLATION VALVE | 00-VAQA609 | AMMONIA TANK AREA | no data | CLOSED | OPEN
18 | LEVEL GAUGE 109 ISOLATION VALVE | 00-VAQA610 | AMMONIA TANK AREA | no data | CLOSED | OPEN
19 | TANK 1 UNLOADING STATION ISOLATION VALVE | 00-VAQA611 | AMMONIA TANK AREA | no data | CLOSED | CLOSED
20 | TANK 1 PUMP RECIRC ISOLATION VALVE DOWNSTREAM OF DRAIN | 00-VAQA612 | AMMONIA TANK AREA | no data | CLOSED | OPEN
21 | AQA FORWARDING PUMP SKID ISOLATION VALVE | 00-VAQA617 | AMMONIA TANK AREA | no data | CLOSED | OPEN
22 | TANK 1 PUMP RECIRC ISOLATION VALVE UPSTREAM OF DRAIN | 00-VAQA621 | AMMONIA TANK AREA | no data | CLOSED | OPEN
23 | TANK 1 PUMP RECIRC DRAIN ISOLATION VALVE | 00-VAQA625 | AMMONIA TANK AREA | no data | OPEN | CLOSED
24 | PIT AQA101 ISOLATION VALVE | 00-VAQA628 | AMMONIA TANK AREA | no data | CLOSED | OPEN
25 | TANK 2 PUMP RECIRC DRAIN ISOLATION VALVE | 00-VAQA631 | AMMONIA TANK AREA | no data | OPEN | CLOSED
26 | TANK 1 UNLOADING STATION VAPOR RETURN ISOLATION VALVE | 00-VAQA636 | AMMONIA TANK AREA | no data | CLOSED | CLOSED
27 | TANK 1 PUMP RECIRC VENT ISOLATION VALVE | 00-VAQA640 | AMMONIA TANK AREA | no data | OPEN | CLOSED
28 | TANK 2 FORWARDING PUMPS ISOLATION VALVE UPSTREAM OF DRAIN | 00-VAQA643 | AMMONIA TANK AREA | no data | CLOSED | OPEN
29 | TANK 2 LEVEL GAUGE 209 ISOLATION VALVE | 00-VAQA660 | AMMONIA TANK AREA | no data | CLOSED | OPEN
30 | TANK 2 LEVEL GAUGE 209 ISOLATION VALVE | 00-VAQA665 | AMMONIA TANK AREA | no data | CLOSED | OPEN
31 | TANK 2 FORWARDING PUMPS ISOLATION VALVE DOWNSTREAM OF DRAIN | 00-VAQA680 | AMMONIA TANK AREA | no data | CLOSED | OPEN
32 | TANK 2 PUMP RECIRC VENT ISOLATION VALVE | 00-VAQA681 | AMMONIA TANK AREA | no data | OPEN | CLOSED
33 | TANK 2 PUMP RECIRC ISOLATION VALVE UPSTREAM OF DRAIN | 00-VAQA685 | AMMONIA TANK AREA | no data | CLOSED | OPEN
34 | TANK 2 PUMP RECIRC ISOLATION VALVE DOWNSTREAM OF DRAIN | 00-VAQA687 | AMMONIA TANK AREA | no data | CLOSED | OPEN
35 | TANK 2 FORWARDING PUMP LINE DRAIN ISOLATION VALVE | 00-VAQA690 | AMMONIA TANK AREA | no data | OPEN | CLOSED
36 | AUX BOILER BACK PRESSURE CONTROL VALVE ISOLATION | 00-VAXS623 | AUX BOILER AREA | no data | CLOSED | OPEN
37 | AUX BOILER BACK PRESSURE CONTROL VALVE BYPASS | 00-VAXS624 | AUX BOILER AREA | no data | CLOSED | CLOSED
38 | DOWN STREAM AUX BOILER BACK PRESSURE CONTROL VALVE ISOLATION | 00-VAXS625 | AUX BOILER AREA | no data | CLOSED | OPEN
39 | HRSG SUMP BLOWDOWN TO SWS TANK ISOLATION | 00-VBDN613 | SERVICE WATER TANK AREA | no data | CLOSED | OPEN
40 | HRSG SUMPS BLOWDOWN TO WDR SUMP ISOLATION | 00-VBDN687 | WASTE WATER SUMP AREA | no data | CLOSED | OPEN
41 | AUX BOILER AMMONIA SKID ISOLATION | 00-VCCF102 | AUX BOILER AREA | no data | CLOSED | OPEN
42 | COMMON H2 ISOLATION VENT | 00-VCMG600 | HYDROGEN TRAILER AREA | no data | OPEN | CLOSED
43 | N2 PURGE CONNECTION | 00-VCMG601 | HYDROGEN TRAILER AREA | no data | CLOSED | CLOSED
44 | COMMON H2 DOWNSTREAM ISOLATION | 00-VCMG603 | HYDROGEN TRAILER AREA | no data | CLOSED | OPEN
45 | COMMON H2 ISOLATION | 00-VCMG610 | HYDROGEN TRAILER AREA | no data | CLOSED | OPEN
46 | DEMIN OUTLET TANK ISOLATION | 00-VDWS605 | DEMIN TANK AREA | no data | CLOSED | OPEN
47 | UPSTREAM DEMIN SUPPLY CONTROL VALVE ISOLATION | 00-VDWS613 | DEMIN TANK AREA | no data | CLOSED | OPEN
48 | DEMIN TANK ISOLATION | 00-VDWS614 | DEMIN TANK AREA | no data | CLOSED | OPEN
49 | DOWN STREAM DEMIN SUPPLY CONTROL VALVE ISOLATION | 00-VDWS615 | DEMIN TANK AREA | no data | CLOSED | OPEN
50 | CIP TANK ISOLATION | 00-VDWS616 | RO BUILDING AREA | no data | CLOSED | CLOSED
51 | DEMIN LEVEL INDICATOR TRANSMITTER DWS101A | 00-VDWS632 | DEMIN TANK AREA | no data | CLOSED | OPEN
52 | DEMIN LEVEL INDICATOR TRANSMITTER DWS101B | 00-VDWS633 | DEMIN TANK AREA | no data | CLOSED | OPEN
53 | DEMIN SUPPYLY CONTROL VALVE BYPASS | 00-VDWS634 | DEMIN TANK AREA | no data | CLOSED | CLOSED
54 | DEMIN TANK DRAIN | 00-VDWS640 | DEMIN TANK AREA | no data | OPEN | CLOSED
55 | RO SKID A SUPPLY ISOLATION | 00-VDWS646 | RO BUILDING AREA | no data | CLOSED | OPEN
56 | RO SKID A SUPPLY ISOLATION | 00-VDWS647 | RO BUILDING AREA | no data | CLOSED | OPEN
57 | DEMIN TRAILER DRAIN/REJECT ISOLATION VALVE | 00-VDWT603 | RO BUILDING AREA | no data | CLOSED | CLOSED
58 | DEMIN TRAILER DRAIN/REJECT ISOLATION VALVE | 00-VDWT604 | RO BUILDING AREA | no data | CLOSED | CLOSED
59 | RO B OUTLET VENT | 00-VDWT605 | RO BUILDING AREA | no data | OPEN | CLOSED
60 | RO A INLET VENT | 00-VDWT606 | RO BUILDING AREA | no data | OPEN | CLOSED
61 | RO B INLET VENT | 00-VDWT607 | RO BUILDING AREA | no data | OPEN | CLOSED
62 | MIXED BED EFFLUENT HEADER (C/D SIDE) ISOLATION VALVE | 00-VDWT608 | RO BUILDING AREA | no data | CLOSED | OPEN
63 | MIXED BED EFFLUENT HEADER (A/B SIDE) ISOLATION VALVE | 00-VDWT609 | RO BUILDING AREA | no data | CLOSED | OPEN
64 | MIXED BED C INLET ISOLATION VALVE | 00-VDWT610 | RO BUILDING AREA | no data | CLOSED | OPEN
65 | MIXED BED B INLET ISOLATION VALVE | 00-VDWT611 | RO BUILDING AREA | no data | CLOSED | OPEN
66 | MIXED BED INTERPASS (A/B SIDE) ISOLATION VALVE | 00-VDWT612 | RO BUILDING AREA | no data | CLOSED | OPEN
67 | MIXED BED INTERPASS (C/D SIDE) ISOLATION VALVE | 00-VDWT613 | RO BUILDING AREA | no data | CLOSED | OPEN
68 | MIXED BED INTERPASS (A/B SIDE) ISOLATION VALVE | 00-VDWT614 | RO BUILDING AREA | no data | CLOSED | OPEN
69 | MIXED BED INTERPASS (C/D SIDE) ISOLATION VALVE | 00-VDWT615 | RO BUILDING AREA | no data | CLOSED | OPEN
70 | MIXED BED INLET VENT | 00-VDWT616 | RO BUILDING AREA | no data | OPEN | CLOSED
71 | MIXED BED MANIFOLD INLET ISOLATION VALVE | 00-VDWT617 | RO BUILDING AREA | no data | CLOSED | OPEN
72 | MIXED BED INLET HEADER (C/D SIDE) ISOLATION VALVE | 00-VDWT620 | RO BUILDING AREA | no data | CLOSED | OPEN
73 | MIXED BED INLET HEADER (A/B SIDE) ISOLATION VALVE | 00-VDWT621 | RO BUILDING AREA | no data | CLOSED | OPEN
74 | MIXED BED A INLET ISOLATION VALVE | 00-VDWT622 | RO BUILDING AREA | no data | CLOSED | OPEN
75 | MIXED BED D INLET ISOLATION VALVE | 00-VDWT623 | RO BUILDING AREA | no data | CLOSED | OPEN
76 | MIXED BED A EFFLUENT ISOLATION VALVE | 00-VDWT624 | RO BUILDING AREA | no data | CLOSED | OPEN
77 | MIXED BED B EFFLUENT ISOLATION VALVE | 00-VDWT625 | RO BUILDING AREA | no data | CLOSED | OPEN
78 | MIXED BED D EFFLUENT ISOLATION VALVE | 00-VDWT626 | RO BUILDING AREA | no data | CLOSED | OPEN
79 | MIXED BED OUTLET VENT | 00-VDWT627 | RO BUILDING AREA | no data | OPEN | CLOSED
80 | MIXED BED C EFFLUENT ISOLATION VALVE | 00-VDWT628 | RO BUILDING AREA | no data | CLOSED | OPEN
81 | FIT-DWT119 LOW SIDE ISO | 00-VDWT629 | RO BUILDING AREA | no data | CLOSED | OPEN
82 | DEMIN TRAILER EFFLUENT ISOLATION VALVE | 00-VDWT630 | RO BUILDING AREA | no data | CLOSED | CLOSED
83 | DEMIN TRAILER EFFLUENT ISOLATION VALVE | 00-VDWT631 | RO BUILDING AREA | no data | CLOSED | CLOSED
84 | DWT ANALYSIS PANEL ISOLATION VALVE | 00-VDWT636 | RO BUILDING AREA | no data | CLOSED | OPEN
85 | FIT-DWT119 HIGH SIDE ISO | 00-VDWT637 | RO BUILDING AREA | no data | CLOSED | OPEN
86 | MIXED BED MANIFOLD EFFLUENT ISOLATION VALVE | 00-VDWT638 | RO BUILDING AREA | no data | CLOSED | OPEN
87 | DEMIN SYSTEM EFFLUENT ISOLATION VALVE | 00-VDWT639 | RO BUILDING AREA | no data | CLOSED | OPEN
88 | DEMIN DUMP ISOLATION VALVE | 00-VDWT640 | RO BUILDING AREA | no data | CLOSED | OPEN
89 | DEMIN TRAILER FEED ISOLATION VALVE | 00-VDWT641 | RO BUILDING AREA | no data | CLOSED | CLOSED
90 | DEMIN TRAILER FEED ISOLATION VALVE | 00-VDWT642 | RO BUILDING AREA | no data | CLOSED | CLOSED
91 | WT BUILDING SUMP PUMP A EFFLUENT ISOLATION VALVE | 00-VDWT644 | RO BUILDING AREA | no data | CLOSED | OPEN
92 | WT BUILDING SUMP PUMP B EFFLUENT CHECK VALVE | 00-VDWT645 | RO BUILDING AREA | no data | CLOSED | OPEN
93 | WT BUILDING SUMP PUMP B EFFLUENT ISOLATION VALVE | 00-VDWT646 | RO BUILDING AREA | no data | CLOSED | OPEN
94 | DWT SUMP PUMP DISCHARGE VENT VALVE | 00-VDWT647 | RO BUILDING AREA | no data | OPEN | CLOSED
95 | DWT INLET FROM SWS ISOLATION VALVE | 00-VDWT651 | RO BUILDING AREA | no data | CLOSED | OPEN
96 | RO A INLET ISOLATION VALVE | 00-VDWT656 | RO BUILDING AREA | no data | CLOSED | OPEN
97 | RO A INLET ISOLATION | 00-VDWT658 | RO BUILDING AREA | no data | CLOSED | OPEN
98 | RO A PERMEATE ISOLATION | 00-VDWT662 | RO BUILDING AREA | no data | CLOSED | OPEN
99 | RO A PERMEATE ISOLATION | 00-VDWT663 | RO BUILDING AREA | no data | CLOSED | OPEN
100 | RO INLET ISOLATION FROM SWS | 00-VDWT665 | RO BUILDING AREA | no data | CLOSED | OPEN
101 | INLET TO INTERSTAGE SILCA ANALYZER | 00-VDWT666 | RO BUILDING AREA | no data | CLOSED | OPEN
102 | DEMIN STORAGE TANK ISOLATION VALVE | 00-VDWT674 | DEMIN TANK AREA | no data | CLOSED | OPEN
103 | ROOT VALVE TO PT FGS370 | 00-VFGS101 | FUEL GAS YARD AREA | no data | CLOSED | OPEN
104 | BLOCK VALVE FGS370 | 00-VFGS102 | FUEL GAS YARD AREA | no data | CLOSED | OPEN
105 | GT FUEL GAS CALORIE METER SAMPLE TUBING ISOLATION | 00-VFGS133 | FUEL GAS YARD AREA | no data | CLOSED | OPEN
106 | GT FUEL GAS CALORIE METER SAMPLE TUBING ISOLATION | 00-VFGS136 | FUEL GAS YARD AREA | no data | CLOSED | OPEN
107 | GT FUEL GAS CALORIE METER SAMPLE TUBING ISOLATION | 00-VFGS137 | FUEL GAS YARD AREA | no data | CLOSED | OPEN
108 | FIN FAN "C" DISCHARGE LUBE OIL DRAIN | 00-VFGS144 | FUEL GAS YARD AREA | no data | OPEN | CLOSED
109 | FIN FAN "C" INLET LUBE OIL DRAIN | 00-VFGS145 | FUEL GAS YARD AREA | no data | OPEN | CLOSED
110 | FIN FAN "B" DISCHARGE LUBE OIL DRAIN | 00-VFGS146 | FUEL GAS YARD AREA | no data | OPEN | CLOSED
111 | FIN FAN "B" INLET LUBE OIL DRAIN | 00-VFGS147 | FUEL GAS YARD AREA | no data | OPEN | CLOSED
112 | FIN FAN "A" DISCHARGE LUBE OIL DRAIN | 00-VFGS148 | FUEL GAS YARD AREA | no data | OPEN | CLOSED
113 | FIN FAN "A" INLET LUBE OIL DRAIN | 00-VFGS149 | FUEL GAS YARD AREA | no data | OPEN | CLOSED
114 | GLYCOL RECIRC PUMP DISCHARGE VENT | 00-VFGS150 | FUEL GAS YARD AREA | no data | OPEN | CLOSED
115 | GLYCOL HEATER DISCHARGE VENT | 00-VFGS151 | FUEL GAS YARD AREA | no data | OPEN | CLOSED
116 | GLYCOL PUMP INLET VENT | 00-VFGS152 | FUEL GAS YARD AREA | no data | OPEN | CLOSED
117 | ALLIANCE HP REGULATING TO CT HEADER ISO | 00-VFGS200 | FUEL GAS YARD AREA | no data | CLOSED | OPEN
118 | ANR TO LP ELECTRIC HEATER ISO | 00-VFGS201 | FUEL GAS YARD AREA | no data | CLOSED | OPEN
119 | ANR HP REGULATING TO CT HEADER ISO | 00-VFGS210 | FUEL GAS YARD AREA | no data | CLOSED | OPEN
121 | ANR VENT BEFORE EMRGENCY SHUTOFF | 00-VFGS221 | FUEL GAS YARD AREA | no data | OPEN | CLOSED
122 | ALLIANCE VENT BEFORE EMRGENCY SHUTOFF | 00-VFGS222 | FUEL GAS YARD AREA | no data | OPEN | CLOSED
123 | ALLIANCE DEWPOINT HEATER GLYCL BYPASS | 00-VFGS224 | FUEL GAS YARD AREA | no data | CLOSED | OPEN
124 | ALLIANCE DEWPOINT HEATER GLYCL INLET | 00-VFGS225 | FUEL GAS YARD AREA | no data | CLOSED | OPEN
125 | ALLIANCE DEWPOINT HEATER GLYCL OUTLET | 00-VFGS226 | FUEL GAS YARD AREA | no data | CLOSED | OPEN
126 | AUX BOILER SUPPLY TO AUX BOILER PRESSURE SKID | 00-VFGS227 | AUX BOILER AREA | no data | CLOSED | OPEN
128 | LP GAS HEADER TO GLYCOL HEATER ISO | 00-VFGS229 | FUEL GAS YARD AREA | no data | CLOSED | OPEN
129 | ALLIANCE EMERGENCY SHUT OFF VALVE MANUAL ISO | 00-VFGS230 | FUEL GAS YARD AREA | no data | CLOSED | OPEN
130 | ANR DEWPOINT HEATER GLYCOL INLET | 00-VFGS238 | FUEL GAS YARD AREA | no data | CLOSED | OPEN
131 | ANR DEWPOINT HEATER GLYCOL OUTLET | 00-VFGS239 | FUEL GAS YARD AREA | no data | CLOSED | OPEN
132 | ANR DEWPOINT HEATER GLYCOL BYPASS | 00-VFGS240 | FUEL GAS YARD AREA | no data | CLOSED | OPEN
133 | STEAM TURBINE BLDG 2 SUPPLY ISOLATION | 00-VFGS241 | FUEL GAS YARD AREA | no data | CLOSED | OPEN
134 | STEAM TURBINE BLDG 1 SUPPLY ISOLATION | 00-VFGS244 | FUEL GAS YARD AREA | no data | CLOSED | OPEN
135 | GLYCOL RECIRC PUMP SKID INLET ISO | 00-VFGS246 | FUEL GAS YARD AREA | no data | CLOSED | OPEN
136 | ALLIANCE HP REGULATING TO FG COMPRESSOR ISO | 00-VFGS253 | FUEL GAS YARD AREA | no data | CLOSED | OPEN
137 | ALLIANCE HP REGULATING STATION INLET VENT | 00-VFGS254 | FUEL GAS YARD AREA | no data | OPEN | CLOSED
138 | ANR HP REGULATING TO FG COMPRESSOR ISO | 00-VFGS257 | FUEL GAS YARD AREA | no data | CLOSED | OPEN
139 | ANR HP REGULATING STATION INLET VENT | 00-VFGS258 | FUEL GAS YARD AREA | no data | OPEN | CLOSED
140 | ALLIANCE TO LP ELECTRIC HEATER | 00-VFGS259 | FUEL GAS YARD AREA | no data | CLOSED | OPEN
141 | LP ELECTRIC HEATER INLET ISO VALVE | 00-VFGS260 | FUEL GAS YARD AREA | no data | CLOSED | OPEN
142 | LP ELECTRIC HEATER INLET VENT | 00-VFGS261 | FUEL GAS YARD AREA | no data | OPEN | CLOSED
143 | LP ELECTRIC HEATER OUTLET VENT | 00-VFGS262 | FUEL GAS YARD AREA | no data | OPEN | CLOSED
144 | LP ELECTRIC HEATER OUTLET | 00-VFGS263 | FUEL GAS YARD AREA | no data | CLOSED | OPEN
145 | BUILDING SUPPLY HEADER ISOLATION | 00-VFGS264 | AUX BOILER AREA | no data | CLOSED | OPEN
146 | TURBINE BUILDING 1 HEATER ISO | 00-VFGS272 | EAST UNIT 1 TURBINE BUILDING | no data | CLOSED | OPEN
147 | TURBINE BUILDING 2 HEATER ISO | 00-VFGS273 | EAST UNIT 2 TURBINE BUILDING | no data | CLOSED | OPEN
148 | ANR/NB ISO TO CHROMATOGRAPH | 00-VFGS278 | FUEL GAS YARD AREA | no data | CLOSED | OPEN
149 | BLENDED FUEL GAS ISO TO CHROMATOGRPAH | 00-VFGS279 | FUEL GAS YARD AREA | no data | CLOSED | OPEN
150 | ALLIANCE ISO TO CHROMATOGRPAH | 00-VFGS280 | FUEL GAS YARD AREA | no data | CLOSED | OPEN
151 | A GAS COMPRESSOR OUTLET VENT | 00-VFGS281 | FUEL GAS COMPRESSOR AREA | no data | OPEN | CLOSED
152 | B GAS COMPRESSOR OUTLET VENT | 00-VFGS282 | FUEL GAS COMPRESSOR AREA | no data | OPEN | OPEN
153 | C GAS COMPRESSOR OUTLET VENT | 00-VFGS283 | FUEL GAS COMPRESSOR AREA | no data | OPEN | CLOSED
154 | LP GAS HEADER VENT | 00-VFGS300 | FUEL GAS YARD AREA | no data | OPEN | CLOSED
155 | FUEL GAS TO UNITS CT GAS VENT | 00-VFGS301 | FUEL GAS YARD AREA | no data | OPEN | CLOSED
156 | A FG COMPRESSOR NITROGEN SUPPLY ISOLATION | 00-VFGS302 | FUEL GAS COMPRESSOR AREA | no data | CLOSED | OPEN
157 | B FG COMPRESSOR NITROGEN SUPPLY ISOLATION | 00-VFGS303 | FUEL GAS COMPRESSOR AREA | no data | CLOSED | OPEN
158 | C FG COMPRESSOR NITROGEN SUPPLY ISOLATION | 00-VFGS304 | FUEL GAS COMPRESSOR AREA | no data | CLOSED | OPEN
159 | INLET TO AUX BOILER ODORIZER VENT | 00-VFGS309 | AUX BOILER BUILDING AREA | no data | OPEN | CLOSED
160 | AUX BOILER BUILDING HEAT SUPPLY HEADER ISOLATION | 00-VFGS310 | AUX BOILER BUILDING AREA | no data | CLOSED | OPEN
161 | OUTLET OF AUX BOILER ODORIZER VENT | 00-VFGS311 | AUX BOILER BIULDING AREA | no data | OPEN | CLOSED
162 | MAIN GAS HEADER TO AUX BOILER VENT | 00-VFGS312 | AUX BOILER BUILDING AREA | no data | OPEN | CLOSED
163 | STEAM TURBINE BLDG 1 SUPPLY ISOLATION | 00-VFGS313 | EAST UNIT 1 TURBINE BUILDING | no data | CLOSED | OPEN
164 | TURBINE BUILDING 1 HEATER VENT | 00-VFGS314 | EAST UNIT 1 TURBINE BUILDING | no data | OPEN | CLOSED
165 | STEAM TURBINE BLDG 2 SUPPLY ISOLATION | 00-VFGS315 | EAST UNIT 2 TURBINE BUILDING | no data | CLOSED | OPEN
166 | TURBINE BUILDING 2 HEATER VENT | 00-VFGS316 | EAST UNIT 2 TURBINE BUILDING | no data | OPEN | CLOSED
167 | UNIT 1 NORTHEAST HYDRANT ISOLATION | 00-VFPS601 | GAS COMPRESSOR AREA | no data | CLOSED | OPEN
168 | UNIT 1 EAST HYDRANT ISOLATION | 00-VFPS604 | UNIT 1 OILY WATER SEPERATOR AREA | no data | CLOSED | OPEN
169 | UNIT 1 ACC NORTHWEST HYDRANT ISOLATION | 00-VFPS612 | SWITCHYARD GATE AREA | no data | CLOSED | OPEN
170 | AUX BOILER NORTH HYDRANT ISOLATION | 00-VFPS615 | AUX BOILER AREA | no data | CLOSED | OPEN
171 | UNIT 1 ACC NORTHEAST HYDRANT ISOLATION | 00-VFPS622 | HYDROGEN TRAILER AREA | no data | CLOSED | OPEN
172 | UNIT 2 NORTHEAST HYDRANT ISOLATION | 00-VFPS625 | FIRE PUMP HOUSE AREA | no data | CLOSED | OPEN
173 | DIESEL FIRE PUMP WATER SUPPLY ISO | 00-VFPS635 | SERVICE WATER TANK AREA | no data | CLOSED | OPEN
174 | PARKING AREA HYDRANT ISOLATION | 00-VFPS640 | EAST OF RO BUILDING | no data | CLOSED | OPEN
175 | UNIT 1 NORTH HYDRANT ISOLATION | 00-VFPS642 | GAS SCRUBBER AREA | no data | CLOSED | OPEN
176 | UNIT 2 ACC SOUTHWEST HYDRANT ISOLATION | 00-VFPS648 | SOUTH GUT ROAD | no data | CLOSED | OPEN
177 | UNIT 2 EAST HYDRANT ISOLATION | 00-VFPS652 | UNIT 2 CCW AREA | no data | CLOSED | OPEN
178 | FIRE WATER PUMP RECIRC ISO | 00-VFPS656 | SERVICE WATER TANK AREA | no data | CLOSED | OPEN
179 | UNIT 2 SOUTHEAST HYDRANT ISOLATION | 00-VFPS670 | EAST OF UNIT 2 ACC | no data | CLOSED | OPEN
180 | UNIT 1 ACC SOUTHWEST HYDRANT ISOLATION | 00-VFPS672 | UNIT 1 ACC SOUTHWEST | no data | CLOSED | OPEN
181 | UNIT 2 ACC SOUTHEAST HYDRANT ISOLATION | 00-VFPS675 | UNIT 2 ACC SOUTHEAST | no data | CLOSED | OPEN
182 | ELECTRIC FIRE PUMP WATER SUPPLY ISO | 00-VFPS680 | SERVICE WATER TANK AREA | no data | CLOSED | OPEN
183 | UNIT 1 WEST HYDRANT ISOLATION | 00-VFPS682 | NORTH OF SWITCHYARD | no data | CLOSED | OPEN
184 | INA DRAIN FROM AUX BOILER FUEL SKID | 00-VINA128 | AUX BOILER BUILDING AREA | no data | OPEN | CLOSED
185 | INA DRAIN FROM AUX BOILER FUEL SKID | 00-VINA189 | AUX BOILER BUILDING AREA | no data | OPEN | CLOSED
186 | UNIT 2 PULSE AIR RECEIVER INLET ISOLATION | 00-VINA390 | UNIT 2 INLET AREA | no data | CLOSED | OPEN
187 | UNIT 2 PULSE AIR RECEIVER OUTLET ISOLATION | 00-VINA391 | UNIT 2 INLET AREA | no data | CLOSED | OPEN
188 | UNIT 2 PULSE AIR RECEIVER INLET DRAIN | 00-VINA392 | UNIT 2 INLET AREA | no data | OPEN | CLOSED
189 | UNIT 2 PULSE AIR RECEIVER OUTLET DRAIN | 00-VINA393 | UNIT 2 INLET AREA | no data | OPEN | CLOSED
190 | UNIT 2 PULSE AIR RECEIVER BYPASS | 00-VINA394 | UNIT 2 INLET AREA | no data | CLOSED | CLOSED
191 | UNIT 1 PULSE AIR RECIVER PI INA005 ISO | 00-VINA395 | UNIT 1 INLET AREA | no data | CLOSED | OPEN
192 | UNIT 2 PULSE AIR RECEIVER DRAIN ISOLATION | 00-VINA396 | UNIT 2 INLET AREA | no data | OPEN | CLOSED
193 | UNIT 2 PULSE AIR RECEIVER AUTOMATED DRAIN BYPASS | 00-VINA397 | UNIT 2 INLET AREA | no data | CLOSED | CLOSED
194 | UNIT 1 PULSE AIR RECEIVER BYPASS | 00-VINA403 | UNIT 1 INLET AREA | no data | CLOSED | CLOSED
195 | UNIT 1 PULSE AIR RECEIVER INLET ISOLATION | 00-VINA404 | UNIT 1 INLET AREA | no data | CLOSED | OPEN
196 | UNIT 1 PULSE AIR RECEIVER OUTLET ISOLATION | 00-VINA405 | UNIT 1 INLET AREA | no data | CLOSED | OPEN
197 | UNIT 1 PULSE AIR RECEIVER OUTLET DRAIN | 00-VINA406 | UNIT 1 INLET AREA | no data | OPEN | CLOSED
198 | UNIT 1 PULSE AIR RECEIVER INLET DRAIN | 00-VINA407 | UNIT 1 INLET AREA | no data | OPEN | CLOSED
199 | UNIT 1 PULSE AIR RECEIVER DRAIN ISOLATION | 00-VINA408 | UNIT 1 INLET AREA | no data | OPEN | CLOSED
200 | UNIT 1 PULSE AIR RECEIVER AUTOMATED DRAIN BYPASS | 00-VINA409 | UNIT 1 INLET AREA | no data | OPEN | CLOSED
201 | UNIT 2 PULSE AIR RECIVER PI INA003 ISO | 00-VINA410 | UNIT 1 INLET AREA | no data | CLOSED | OPEN
202 | UNIT 2 HRSG AREA SOUTHEAST INA STUB ISO VALVE | 00-VINA601 | UNIT 2 ECA COMPRESSOR AREA | no data | CLOSED | CLOSED
203 | UNIT 2 HRSG AREA NORTHEAST INA STUB ISO VALVE | 00-VINA603 | UNIT 2 HRSG NITROGEN AREA | no data | CLOSED | CLOSED
204 | UNIT 2 CT COMPRESSOR BLADE WASH UNIT STUB ISO VALVE | 00-VINA604 | UNIT 2 CT BLADE WASH AREA | no data | CLOSED | CLOSED
205 | HRSG BD TO WASTEWATER CV321 INA SUPPLY ISO | 00-VINA605 | WASTE WATER SUMP AREA | no data | CLOSED | OPEN
206 | WASTE WATER QUENCH TCV-SWS721 INA SUPPLY ISO | 00-VINA606 | WASTE WATER SUMP AREA | no data | CLOSED | OPEN
207 | TANK FARM AREA SOUTHEAST INA STUB ISO VALVE | 00-VINA609 | SERVICE WATER TANK AREA | no data | CLOSED | CLOSED
208 | AIR TO ADMIN BUILDING FIRE PROTECTION RISER | 00-VINA611 | CAGE AREA IN MAITENANCE SHOP | no data | CLOSED | OPEN
209 | WAREHOUSE BUILDING SOUTH STUB ISO VALVE | 00-VINA613 | WATER TREATMENT BLDG SOUTH | no data | CLOSED | CLOSED
210 | STUB-UP ISOLATION UNIT 1 STG BUILDING SOUTHWEST | 00-VINA614 | UNIT 1 STG BUILDING SOUTHWEST | no data | CLOSED | CLOSED
211 | COMPRESED AIR DRAIN | 00-VINA615 | AIR COMPRESSOR AREA | no data | OPEN | CLOSED
212 | AIR ISO TO UNIT 1 ST DRAINS TANK AREA | 00-VINA616 | SOUTH OF LP DRAIN TANK PIT | no data | CLOSED | OPEN
213 | WATER TREATMENT BUILDING SOUTH STUB ISOLATION | 00-VINA617 | WATER TREATMENT BUILDING SOUTH | no data | CLOSED | CLOSED
214 | 02B DUAL PASS RO SKID INA DRAIN | 00-VINA618 | WATER TREATMENT BUILDING | no data | OPEN | CLOSED
215 | 02A DUAL PASS RO SKID INA DRAIN | 00-VINA619 | WATER TREATMENT BUILDING | no data | OPEN | CLOSED
216 | U1 CHEM SHACK INA STUB UP | 00-VINA620 | U1 CHEM SHACK AREA | no data | CLOSED | CLOSED
217 | DISEL FIRE PUMP INA STUB UP | 00-VINA621 | DIESEL FIRE PUMP BUILDING | no data | CLOSED | CLOSED
218 | END USER ISOLATION | 00-VINA623 |  | no data | CLOSED | OPEN
219 | U2 2C COOLER INA STUB UP | 00-VINA625 | U2 STG BUILDING | no data | CLOSED | CLOSED
220 | U2 CCW INA STUB UP | 00-VINA627 | U2 CCW AREA | no data | CLOSED | CLOSED
221 | NH3 TANK FARM INA STUB UP | 00-VINA629 | NH3 AMMONIA OFFLOAD AREA | no data | CLOSED | CLOSED
222 | WET AIR RECEIVER AUTOMATED DRAIN BYPASS | 00-VINA631 | AIR COMPRESSOR AREA | no data | CLOSED | CLOSED
223 | NORTH WATERTREATMENT INA STUB UP | 00-VINA632 | WATER TREATMENT BUILDING NORTH | no data | CLOSED | CLOSED
224 | AUX BOILER NORTHEAST INA STUBUP | 00-VINA633 | AUX BOILER BLDG | no data | CLOSED | CLOSED
225 | AUX BOILER WEST INA STUBUP | 00-VINA635 | AUX BOILER BLDG | no data | CLOSED | CLOSED
226 | AIR COMPRESSOR 01A ISOLATION | 00-VINA636 | AIR COMPRESSOR AREA | no data | CLOSED | OPEN
227 | SOUTH GAS COMPRESSOR INA STUB UP | 00-VINA637 | GAS COMPRESSOR AREA | no data | CLOSED | CLOSED
228 | NW WASTERWATER SUMP INA STUB UP | 00-VINA639 | WASTE WATER SUMP AREA | no data | CLOSED | CLOSED
229 | NORTH GAS YARD REGULATING STATION INA STUB UP | 00-VINA643 | GAS YARD AREA | no data | CLOSED | CLOSED
230 | TEMPORARY AIR COMPRESSOR CONNECTION ISOLATION | 00-VINA644 | AIR COMPRESSOR AREA | no data | CLOSED | CLOSED
231 | U1 EAST VACUUM PUMP AREA INA STUB UP | 00-VINA645 | VACUUM PUMP AREA | no data | CLOSED | CLOSED
232 | U2 SOUTH CONDENSATE STRAINER INA STUB UP | 00-VINA647 | U2 CONDENSATE RECIEVER AREA | no data | CLOSED | CLOSED
233 | AIR COMPRESSOR 01B ISOLATION | 00-VINA648 | AIR COMPRESSOR AREA | no data | CLOSED | OPEN
234 | DRY AIR RECEIVER DRAIN ISOLATION | 00-VINA649 | AIR COMPRESSOR AREA | no data | OPEN | CLOSED
235 | U2 NORTH CONDENSATE STRAINER INA STUB UP | 00-VINA651 | U2 CONDENSATE RECIEVER AREA | no data | CLOSED | CLOSED
236 | NORTH WATERTREATMENT INA DRAIN | 00-VINA652 | WATER TREATMENT BUILDING | no data | OPEN | CLOSED
237 | U2 SOUTH OF DRAINS TANK PITS INA STUB UP | 00-VINA653 | U2 DRAINS TANK AREA | no data | CLOSED | CLOSED
238 | U2 SOUTH WEST STG BUILDING INA STUB UP | 00-VINA655 | U2 STG BUILDING | no data | CLOSED | CLOSED
239 | U2 NW STG BUILDING INA STUB UP | 00-VINA657 | U2 STG BUILDING | no data | CLOSED | CLOSED
240 | U2 WEST FILTER HOUSE INA STUB UP | 00-VINA659 | U2 FILTER HOUSE AREA | no data | CLOSED | CLOSED
241 | WET AIR RECEIVER ISOLATION | 00-VINA660 | AIR COMPRESSOR AREA | no data | CLOSED | OPEN
242 | U2 INLET PERFORMANCE HEATER INA STUB UP | 00-VINA661 | U2 PERFORMANCE HEATER AREA | no data | CLOSED | CLOSED
243 | WET AIR RECEIVER BYPASS | 00-VINA662 | AIR COMPRESSOR AREA | no data | CLOSED | CLOSED
244 | U2 WEST BFP INA STUB UP | 00-VINA663 | U2 BFP AREA | no data | CLOSED | CLOSED
245 | WET AIR RECEIVER DRAIN ISOLATION | 00-VINA664 | AIR COMPRESSOR AREA | no data | OPEN | CLOSED
246 | U1 INLET PERFORMANCE HEATER INA STUB UP | 00-VINA665 | U1 PERFORMANCE HEATER AREA | no data | CLOSED | CLOSED
247 | DRY RECIEVER INSTRUMENT | 00-VINA666 | AIR COMPRESSOR AREA | no data | CLOSED | OPEN
248 | DRY AIR RECEIVER ISOLATION | 00-VINA668 | AIR COMPRESSOR AREA | no data | CLOSED | OPEN
249 | U1 NW STG BUILDING INA STUB UP | 00-VINA669 | U1 STG BUILDING AREA | no data | CLOSED | CLOSED
250 | INSTURMENT AIR DRAIN | 00-VINA670 | AIR COMPRESSOR AREA | no data | OPEN | CLOSED
251 | U1 WEST FILTER HOUSE INA STUB UP | 00-VINA671 | U1 FILTER HOUSE AREA | no data | CLOSED | CLOSED
252 | WET RECIEVER TANK INSTRUMENT | 00-VINA672 | AIR COMPRESSOR AREA | no data | CLOSED | OPEN
253 | SERVICE WATER TANK INA DRAIN | 00-VINA673 | SERVICE WATER TANK AREA | no data | OPEN | CLOSED
254 | WET AIR RECEIVER ISOLATION | 00-VINA674 | AIR COMPRESSOR AREA | no data | CLOSED | OPEN
255 | WET RECIEVER DRAIN | 00-VINA675 | AIR COMPRESSOR AREA | no data | OPEN | CLOSED
256 | AIR TO DRYERS INA DRAIN | 00-VINA676 | AIR COMPRESSOR AREA | no data | OPEN | CLOSED
257 | U2 EAST VACUUM PUMP AREA INA STUB UP | 00-VINA677 | VACUUM PUMP AREA | no data | CLOSED | CLOSED
258 | DRY AIR RECEIVER ISOLATION | 00-VINA678 | AIR COMPRESSOR AREA | no data | CLOSED | OPEN
259 | INSTURMENT AIR OUTLET INSTURMENT ISO | 00-VINA680 | AIR COMPRESSOR AREA | no data | CLOSED | OPEN
260 | U1 NORTH CONDENSATE STRAINER INA STUB UP | 00-VINA681 | U2 CONDENSATE RECIEVER AREA | no data | CLOSED | CLOSED
261 | DRY AIR RECEIVER AUTOMATED DRAIN BYPASS | 00-VINA682 | AIR COMPRESSOR AREA | no data | CLOSED | CLOSED
262 | INSTRUMENT AIR STUB UP | 00-VINA683 | AIR COMPRESSOR AREA | no data | CLOSED | CLOSED
263 | U1 CALCITE FILTER INA STUB UP | 00-VINA684 | U1 CALCITE AREA | no data | CLOSED | CLOSED
264 | U1 2C COOLER INA STUB UP | 00-VINA685 | U1 2C COOLER ARA | no data | CLOSED | CLOSED
265 | OUTLET AIR COMPRESSOR DRAIN | 00-VINA686 | AIR COMPRESSOR AREA | no data | OPEN | CLOSED
266 | U1 CCW INA STUB UP | 00-VINA687 | U1 CCW AREA | no data | CLOSED | CLOSED
267 | ISTRUMENT AIR INLET TO A COOLER DRAIN | 00-VINA688 | AIR COMPRESSOR AREA | no data | OPEN | CLOSED
268 | U1 ECA COMPRESSOR INA STUB UP ISO | 00-VINA689 | U2 ECA COMPRESSOR AREA | no data | CLOSED | CLOSED
269 | ISTRUMENT AIR INLET TO B COOLER DRAIN | 00-VINA690 | AIR COMPRESSOR AREA | no data | OPEN | CLOSED
270 | U1 EAST HRSG INA STUB UP ISO | 00-VINA691 | U1 HRSG NITROGEN AREA | no data | CLOSED | CLOSED
271 | INLET WET RECIEVER TANK DRAIN | 00-VINA692 | AIR COMPRESSOR AREA | no data | OPEN | CLOSED
272 | OUTLET B AIR COOLER INA DRAIN | 00-VINA693 | AIR COMPRESSOR AREA | no data | OPEN | CLOSED
273 | OUTLET DRY TANK INA DRAIN | 00-VINA694 | AIR COMPRESSOR AREA | no data | OPEN | CLOSED
274 | GAS YARD REGULATING STATION INA STUB UP | 00-VINA695 | GAS YARD AREA | no data | CLOSED | CLOSED
275 | DRY AIR RECEIVER BYPASS | 00-VINA696 | AIR COMPRESSOR AREA | no data | CLOSED | CLOSED
276 | U1 CHEM SHACK INA STUB UP | 00-VINA697 | S U2 CHEM SHACK | no data | CLOSED | CLOSED
277 | U1 WEST BFP INA STUB UP | 00-VINA698 | U1 BFP AREA | no data | CLOSED | CLOSED
278 | U1 SOUTH CONDENSATE STRAINER INA STUB UP | 00-VINA699 | U1 CONDENSATE RECIEVER AREA | no data | CLOSED | CLOSED
279 | ALLIANCE GAS LINE INA STUB UP | 00-VINA702 | ALLIANCE MAIN FEED | no data | CLOSED | CLOSED
280 | ANR/NB GAS LINE INA STUB UP | 00-VINA703 | ANR/NB MAIN FEED | no data | CLOSED | CLOSED
281 | CALORIE METER INA ISO | 00-VINA704 | CALORIE METER | no data | CLOSED | OPEN
282 | WATER WASH INA ISO | 00-VINA706 | U2 STG BUILDING | no data | CLOSED | OPEN
283 | INLET B AIR DRYER INA DRAIN | 00-VINA716 | AIR COMPRESSOR AREA | no data | OPEN | CLOSED
284 | CALORIE METER INA DRAIN | 00-VINA718 | CALORIE METER | no data | OPEN | CLOSED
285 | GAS YARD REGULATING STATION INA DRAIN | 00-VINA719 | GAS YARD AREA | no data | OPEN | CLOSED
286 | AUX BOILER INA ISOLATION | 00-VINA720 | AUX BOILER BUILDING | no data | CLOSED | OPEN
287 | INA SUPPLY TO FCS-AXS938 | 00-VINA721 | AUX BOILER BUILDING | no data | CLOSED | OPEN
288 | AUX BOILER BLDG EAST INA ISO | 00-VINA722 | AUX BOILER BUILDING | no data | CLOSED | OPEN
289 | AUX BOILER GAS REGULATING SKID INA ISO | 00-VINA723 | AUX BOILER BUILDING | no data | CLOSED | OPEN
290 | INA SUPPLY TO FCS-AXS900 | 00-VINA725 | AUX BOILER BLDG | no data | CLOSED | OPEN
291 | AUX BOILER BLDG SOUTH INA ISO | 00-VINA726 | AUX BOILER BLDG | no data | CLOSED | OPEN
292 | AUX BOILER INA DRAIN | 00-VINA728 | AUX BOILER FEED PUMP AREA | no data | OPEN | CLOSED
293 | LP ELECTRIC HEATER INA DRAIN | 00-VINA729 | GAS YARD AREA | no data | OPEN | CLOSED
294 | NITROGEN GENERATOR INA ISO | 00-VINA730 | GAS COMPRESSOR AREA | no data | CLOSED | OPEN
295 | FUEL GAS COMPRESSOR 01A INA ISO | 00-VINA731 | GAS COMPRESSOR AREA | no data | CLOSED | OPEN
296 | FUEL GAS COMPRESSOR 01B INA ISO | 00-VINA732 | GAS COMPRESSOR AREA | no data | CLOSED | OPEN
297 | FUEL GAS COMPRESSOR 01C INA ISO | 00-VINA733 | GAS COMPRESSOR AREA | no data | CLOSED | OPEN
298 | GLYCOL HEATER INA DRAIN | 00-VINA734 | GAS YARD AREA | no data | OPEN | CLOSED
299 | ALLIANCE REGULATING STATION INA ISO | 00-VINA735 | GAS YARD AREA | no data | CLOSED | OPEN
300 | ANR/NB REGULATING STATION INA ISO | 00-VINA736 | GAS YARD AREA | no data | CLOSED | OPEN
301 | FUEL GAS DEW POINT HEATER INA ISO | 00-VINA737 | GAS YARD AREA | no data | CLOSED | OPEN
302 | GAS CHROMATOGRAPH BLDG INA ISO | 00-VINA738 | GAS YARD AREA | no data | CLOSED | OPEN
303 | ALLIANCE FLOW METERING STATION INA ISO | 00-VINA739 | GAS YARD AREA | no data | CLOSED | OPEN
304 | ANR/NB FLOW METERING STATION INA ISO | 00-VINA740 | GAS YARD AREA | no data | CLOSED | OPEN
305 | FUEL GAS COALESCING FILTER SKID INA ISO | 00-VINA741 | GAS YARD AREA | no data | CLOSED | OPEN
306 | LP ELECTRIC HEATER INA ISO | 00-VINA742 | GAS YARD AREA | no data | CLOSED | OPEN
307 | GLYCOL HEATER INA ISO | 00-VINA743 | GAS YARD AREA | no data | CLOSED | OPEN
308 | ANR/NB FLOW METERING STATION INA DRAIN | 00-VINA744 | GAS YARD AREA | no data | OPEN | CLOSED
309 | U2 INLET TO PUFFER INA | 00-VINA747 | U2 INLET AIR | no data | CLOSED | OPEN
310 | NITROGEN GENERATOR INA DRAIN | 00-VINA749 | GAS COMPRESSOR AREA | no data | OPEN | CLOSED
311 | U2 CHEM SHACK INA STUB UP | 00-VINA766 | U2 CHEM SHACK AREA | no data | CLOSED | CLOSED
312 | AUX BOILER INA DRAIN | 00-VINA767 | AUX BOILER BLDG | no data | OPEN | CLOSED
313 | FUEL GAS COALESCING FILTER SKID INA DRAIN | 00-VINA772 | GAS YARD AREA | no data | OPEN | CLOSED
314 | U1 INLET TO PUFFER INA | 00-VINA792 | U1 INLET AIR | no data | CLOSED | OPEN
315 | RO BRAVO INA ISO | 00-VINA805 | WATER TREATMENT BLDG | no data | CLOSED | OPEN
316 | RO ALPHA INA ISO | 00-VINA806 | WATER TREATMENT BLDG | no data | CLOSED | OPEN
317 | WATER TREARMENT BLDG NORTH INA ISO | 00-VINA807 | WATER TREATMENT BLDG | no data | CLOSED | OPEN
318 | RO BRAVO TRAILER INA ISO | 00-VINA808 | WATER TREATMENT BLDG | no data | CLOSED | OPEN
319 | RO ALPHA TRAILER INA ISO | 00-VINA809 | WATER TREATMENT BLDG | no data | CLOSED | OPEN
320 | DWS 111 DEMIN WATER RECIRC INA ISO | 00-VINA810 | DEMIN TANK AREA | no data | CLOSED | OPEN
321 | SWS 112 SERVICE WATER RECIRC INA ISO | 00-VINA811 | SERVICE WATER TANK AREA | no data | CLOSED | OPEN
322 | WET TANK INA DRAIN | 00-VINA812 | AIR COMPRESSOR AREA | no data | OPEN | CLOSED
323 | WAREHOUSE AREA SOUTH INA STUB UP | 00-VINA816 | WAREHOUSE AREA | no data | CLOSED | CLOSED
324 | FCV SWS 101 SERVICE WATER INLET INA ISO | 00-VINA817 | SERVICE WATER TANK AREA | no data | CLOSED | OPEN
325 | YV BDN 301 HRSG SUMP TO SERVICE WATER INA ISO | 00-VINA820 | SERVICE WATER TANK AREA | no data | CLOSED | OPEN
326 | AQUEOUS AMMONIA FORWARDING PUMPS INA ISO | 00-VINA824 | AMMONIA STOARGE TANKS AREA | no data | CLOSED | OPEN
327 | AMMONIA CONTAINMENT BUFFALO BOX UNDER STAIRS | 00-VPDR600 | AMMONIA STOARGE TANKS WEST | no data | OPEN | CLOSED
328 | FUEL GAS CONTAINMENT BUFFALO BOX | 00-VPDR601 | FUEL GAS CONTAIMENT EAST SIDE | no data | OPEN | CLOSED
329 | WATER TREATMENT TRENCH BUFFALO BOX | 00-VPDR602 | WEST SIDE DEMIN PLANT OUTSIDE/BIG DOOR | no data | OPEN | CLOSED
330 | U1 SAT BUFFALO BOX | 00-VPDR603 | SOUTH U1 GSU INGROUND | no data | OPEN | CLOSED
331 | MED VOLTAGE VAULT 02 SUMP PUMP "A" CHECK VALVE | 00-VPDR604 | UNDER MED VOLTAGE AREA | no data | OPEN | CLOSED
332 | MED VOLTAGE VAULT 02 SUMP PUMP "A" BLOCK VALVE | 00-VPDR605 | UNDER MED VOLTAGE AREA | no data | CLOSED | OPEN
333 | MED VOLTAGE VAULT 02 SUMP PUMP "B" CHECK VALVE | 00-VPDR606 | UNDER MED VOLTAGE AREA | no data | OPEN | CLOSED
334 | MED VOLTAGE VAULT 02 SUMP PUMP "B" BLOCK VALVE | 00-VPDR607 | UNDER MED VOLTAGE AREA | no data | CLOSED | OPEN
335 | MED VOLTAGE VAULT 01 SUMP PUMP "A" CHECK VALVE | 00-VPDR608 | UNDER MED VOLTAGE AREA | no data | OPEN | CLOSED
336 | MED VOLTAGE VAULT 01 SUMP PUMP "A" BLOCK VALVE | 00-VPDR609 | UNDER MED VOLTAGE AREA | no data | CLOSED | OPEN
337 | MED VOLTAGE VAULT 01 SUMP PUMP "B" CHECK VALVE | 00-VPDR610 | UNDER MED VOLTAGE AREA | no data | OPEN | CLOSED
338 | MED VOLTAGE VAULT 01 SUMP PUMP "B" BLOCK VALVE | 00-VPDR611 | UNDER MED VOLTAGE AREA | no data | CLOSED | OPEN
339 | CONSTRUCTION KIEWIT TRAILER TIE-IN BUFFALO BOX | 00-VPWS061 | SOUTH EAST SIDE KIEWIT TRAILERS | no data | OPEN | CLOSED
340 | CONSTRUCTION KIEWIT TRAILER TIE-IN BUFFALO BOX | 00-VPWS063 | NORTH EAST SIDE #2 GATE BY CARD READER | no data | OPEN | CLOSED
341 | RAW WTR DEMIN PLANT ADMIN FEED VENT | 00-VPWS601 | SOUTH SIDE OF DEMIN PLANT, ELWOOD SUPPLY | no data | OPEN | CLOSED
342 | RAW WTR DEMIN PLANT ADMIN FEED BLOCK VALVE | 00-VPWS605 | SOUTH SIDE OF DEMIN PLANT, ELWOOD SUPPLY | no data | CLOSED | OPEN
343 | EMERGENCY EYE WASH STATION DEMIN PLANT | 00-VPWS611 | DEMIN PLANT EYE WASH STAION | no data | CLOSED | OPEN
344 | EMERGENCY EYE WASH STATION U1 ECA COMP "A" | 00-VPWS612 | UNIT 1 ECA COMP "A" NORTH SIDE | no data | CLOSED | OPEN
345 | EMERGENCY EYE WASH STATION U1 CHEM SHACK ISO VALVE | 00-VPWS613 | UNIT 1 CHEM SHACK NORTH/EAST SIDE | no data | CLOSED | OPEN
346 | EMERGENCY EYE WASH STATION U1 SAMPLE BUILDING ISO VALVE | 00-VPWS614 | UNIT 1 SAMPLE BUILDING NORTH SIDE | no data | CLOSED | OPEN
347 | EMERGENCY EYE WASH STATION AMMONIA TANKS ISO VALVE | 00-VPWS615 | AMMONIA TANKS EAST SIDE | no data | CLOSED | OPEN
348 | EMERGENCY EYE WASH STATION AMMONIA TANKS ISO VALVE | 00-VPWS616 | AMMONIA TANKS WEST SIDE | no data | CLOSED | OPEN
349 | EMERGENCY EYE WASH STATION AUX BOILER ISO VALVE | 00-VPWS617 | AUX BOILER BUILDING | no data | CLOSED | OPEN
350 | EMERGENCY EYE WASH STATION U2 ECA COMP "A" ISO VALVE | 00-VPWS618 | UNIT 2 ECA COMP "A"NORTHSIDE | no data | CLOSED | OPEN
351 | EMERGENCY EYE WASH STATION U2 CHEM SHACK ISO VALVE | 00-VPWS619 | UNIT 2 CHEM SHACK NORTH EAST SIDE | no data | CLOSED | OPEN
352 | EMERGENCY EYE WASH STATION U2 SAMPLE PANEL BUILDING ISO VALVE | 00-VPWS620 | UNIT 2 SAMPLE PANEL BUILDING | no data | CLOSED | OPEN
353 | EMERGENCY EYE WASH STATION SWITCHYARD BUILDING ISO VALVE | 00-VPWS621 | SWITCHYARD BUILDING | no data | CLOSED | OPEN
354 | EMERGENCY EYE WASH STATION U2 CALCITE FILTERS ISO VALVE | 00-VPWS622 | UNIT 2 CALCITE FILTERS | no data | CLOSED | OPEN
355 | EMERGENCY EYE WASH STATION U1 TCP ISO VALVE | 00-VPWS623 | UNIT 1 TCP NORTH EAST SIDE | no data | CLOSED | OPEN
356 | EMERGENCY EYE WASH STATION MED VOLT BATT ROOMS ISO VALVE | 00-VPWS624 | MED VOLT BUILDING BATT ROOMS SOUTH | no data | CLOSED | OPEN
357 | EMERGENCY EYE WASH STATION U1 CALCITE FILTERS ISO VALVE | 00-VPWS625 | UNIT 1 CALCITE FILTERS | no data | CLOSED | OPEN
358 | EMERGENCY EYE WASH STATION U2 TCP ISO VALVE | 00-VPWS626 | UNIT 2 TCP NORTH EST SIDE | no data | CLOSED | OPEN
359 | MAIN ISOLATION FROM TEMPORARY LIFT STATION BUFFALO BOX | 00-VSDR600 | SOUTH EAST SIDE KIEWIT TRAILERS | no data | OPEN | CLOSED
360 | TEMPORARY LIFT STATION BRANCH ISOLATION BUFFALO BOX | 00-VSDR601 | SOUTH EAST SIDE KIEWIT TRAILERS | no data | OPEN | CLOSED
361 | AUX STEAM SAT STEAM SAMPLE PANEL LINE DRAIN VALVE | 00-VSMP108 | SAMPLE PANEL BUILDING U2 | no data | OPEN | CLOSED
362 | AUX STEAM DRUM SAMPLE PANEL LINE DRAIN VALVE | 00-VSMP109 | SAMPLE PANEL BUILDING U2 | no data | OPEN | CLOSED
363 | INA AIR FOR FIT TO AUX BLOWDOWN TANK QUENCH WTR ISO VLV | 00-VSWS554 | AUX BOILER BUILDING NORTH WALL | no data | CLOSED | OPEN
364 | INA AIR FOR FIT TO AUX BLOWDOWN TANK QUENCH WTR ISO VLV | 00-VSWS556 | AUX BOILER BUILDING NORTH WALL | no data | CLOSED | OPEN
365 | U2 ECA SERVICE WATER ISO | 00-VSWS601 | U2 ECA AREA | no data | CLOSED | OPEN
366 | SERVICE WATER TANK ISOLATION 3" SPARE | 00-VSWS602 | SERVICE WATER TANK AREA | no data | CLOSED | OPEN
367 | U2 HRSG NITORGEN SERVICE WATER ISO | 00-VSWS603 | U2 HRSG NITROGEN AREA | no data | CLOSED | OPEN
368 | 00-LIT SWS101B ISO | 00-VSWS604 | SERVICE WATER TANK AREA | no data | CLOSED | OPEN
369 | SWS TANK ISOLATION - PUMP RECIRC | 00-VSWS605 | SERVICE WATER TANK AREA | no data | CLOSED | OPEN
370 | 00-LIT SWS101A ISO | 00-VSWS606 | SERVICE WATER TANK AREA | no data | CLOSED | OPEN
371 | U2 CHEM SHACK SERVICE WATER ISO | 00-VSWS607 | SOUTH U2 CHEM SHACK | no data | CLOSED | OPEN
372 | DWT ANALYSIS PANEL ISO VALVE | 00-VSWS608 | SERVICE WATER TANK AREA | no data | CLOSED | OPEN
373 | SERVICE WATER TANK SW ISO | 00-VSWS609 | SERVICE WATER TANK AREA | no data | CLOSED | OPEN
374 | SWS TANK 6" DRAIN | 00-VSWS610 | SERVICE WATER TANK AREA | no data | OPEN | CLOSED
375 | SERVICE WATER ISO WAREHOUSE SOUTH | 00-VSWS611 | WAREHOUSE AREA | no data | CLOSED | OPEN
376 | SWS TANK ISOLATION 10" SPARE | 00-VSWS612 | SERVICE WATER TANK AREA | no data | CLOSED | OPEN
377 | SERVICE WATER ISO NORTH WAREHOUSE | 00-VSWS613 | WAREHOUSE AREA | no data | CLOSED | OPEN
378 | SERVICE WATER ISO SOUTH WATER TREATMENT | 00-VSWS614 | WATERTREATMENT AREA | no data | CLOSED | OPEN
379 | SWS TANK ISOLATION 12" SPARE | 00-VSWS615 | SERVICE WATER TANK AREA | no data | CLOSED | OPEN
380 | WASTEWATER SUMP PUMPS BEARING FLUSH ISOLATION | 00-VSWS616 | WASTE WATER AREA | no data | CLOSED | OPEN
381 | SERVICE WATER ISO NORTH WATER TREATMENT | 00-VSWS617 | WATERTREATMENT AREA | no data | CLOSED | OPEN
382 | SWS TANK ISOLATION - PUMP SUCTION | 00-VSWS618 | SERVICE WATER TANK AREA | no data | CLOSED | OPEN
383 | SERVICE WATER TO WASTE WATER QUENCH SPRAY DRAIN | 00-VSWS619 | WASTE WATER AREA | no data | OPEN | CLOSED
384 | SERVICE WATER TO WASTE WATER QUENCE SPRAY VENT | 00-VSWS620 | WASTE WATER AREA | no data | OPEN | CLOSED
385 | SERVICE WATER ISO TANK FARM NORTHWEST | 00-VSWS621 | SERVICE WATER TANK AREA | no data | CLOSED | OPEN
386 | POTABLE WATER MAKEUP CV BYPASS | 00-VSWS622 | SERVICE WATER TANK AREA | no data | CLOSED | CLOSED
387 | SERVICE WATER ISO UNIT 2 STG BUILDING SOUTHEAST | 00-VSWS623 | U2 STG BLDG | no data | CLOSED | OPEN
388 | POTABLE WATER MAKEUP CV ISOLATION | 00-VSWS624 | SERVICE WATER TANK AREA | no data | CLOSED | OPEN
389 | SERVICE WATER ISO STUB UP U1 NORTH SIDE OF STG BLDG | 00-VSWS625 | U1 STG BLDG | no data | CLOSED | OPEN
390 | SWS TO AUX BOILER BLOWDOWN QUENCH VENT | 00-VSWS626 | AUX BOILER BUILDING NORTH WALL | no data | OPEN | CLOSED
391 | SERVICE WATER ISO UNIT 2 STG BUILDING NORTHEAST | 00-VSWS627 | U2 STG BLDG | no data | CLOSED | OPEN
392 | SERVICE WATER ISO AMMONIA CONTAINMENT AREA | 00-VSWS629 | AMMONIA TANK AREA | no data | CLOSED | OPEN
393 | SERVICE WATER TO WASTEWATER SUMP | 00-VSWS630 | WASTE WATER AREA | no data | CLOSED | OPEN
394 | SERVICE WATER ISO AUX BOILER AREA NORTH | 00-VSWS633 | AUX BOILER BUILDING | no data | CLOSED | OPEN
395 | SERVICE WATER ISO AUX BOILER AREA SOUTH | 00-VSWS635 | AUX BOILER BUILDING | no data | CLOSED | OPEN
396 | SERVICE WATER ISO FUEL GAS COMPRESSOR | 00-VSWS637 | GAS YARD AREA | no data | CLOSED | OPEN
397 | SERVICE WATER STUB UP WASTE WATER AREA | 00-VSWS639 | WASTE WATER AREA | no data | CLOSED | CLOSED
398 | SERVICE WATER ISO UNIT 2 ACC AREA WEST | 00-VSWS649 | U2 ACC AREA | no data | CLOSED | OPEN
399 | SERVICE WATER ISO UNIT 2 ACC AREA NORTH | 00-VSWS651 | U2 ACC AREA | no data | CLOSED | OPEN
400 | SERVICE WATER ISO UNIT 2 ST DRAINS TANK AREA | 00-VSWS653 | U2 ST DRAINS TANK AREA | no data | CLOSED | OPEN
401 | SERVICE WATER ISO AIR COMPRESSOR | 00-VSWS654 | AIR COMPRESSOR AREA | no data | CLOSED | OPEN
402 | SERVICE WATER ISO UNIT 2 STG BUILDING SOUTHWEST | 00-VSWS655 | U2 STG BUILDING | no data | CLOSED | OPEN
403 | SERVICE WATER ISO UNIT 2 STG BUILDING NORTHWEST | 00-VSWS657 | U2 STG BUILDING | no data | CLOSED | OPEN
404 | SERVICE WATER ISO UNIT 2 CTG AIR INLET | 00-VSWS659 | CTG AIR INLET AREA | no data | CLOSED | OPEN
405 | SERVICE WATER UNIT 2 PERFORMANCE HEATER | 00-VSWS661 | U2 PERFORMANCE HEATER AREA | no data | CLOSED | OPEN
406 | SERVICE WATER UNIT 2 BFP WEST | 00-VSWS663 | U2 BFP AREA | no data | CLOSED | OPEN
407 | SERVICE WATER UNIT 1 PERFORMANCE HEATER | 00-VSWS665 | U21PERFORMANCE HEATER AREA | no data | CLOSED | OPEN
408 | SERVICE WATER ISO UNIT 1 STG BUILDING SOUTHWEST | 00-VSWS667 | U1 STG BLDG | no data | CLOSED | OPEN
409 | 00-PIT SWS107SERVICE WATER HEADER | 00-VSWS668 | SERVICE WATER TANK AREA | no data | CLOSED | OPEN
410 | SERVICE WATER ISO UNIT 1 STG BUILDING NORTHWEST | 00-VSWS669 | U1 STG BLDG | no data | CLOSED | OPEN
411 | UNIT 1 CTG AIR INLET AREA | 00-VSWS671 | U1 INLET AIR AREA | no data | CLOSED | OPEN
412 | RECIRC CV ISOLATION | 00-VSWS672 | SERVICE WATER TANK AREA | no data | CLOSED | OPEN
413 | UNIT 1 ST DRAINS TANK AREA | 00-VSWS673 | U1 ST DRAINS TANK AREA | no data | CLOSED | OPEN
414 | RECIRC CV ISOLATION | 00-VSWS676 | SERVICE WATER TANK AREA | no data | CLOSED | OPEN
415 | SERVICE WATER ISO FUEL GAS REGULATING STATION | 00-VSWS677 | GAS YARD AREA | no data | CLOSED | OPEN
416 | SERVICE WATER ISO UNIT 1 ACC AREA WEST | 00-VSWS679 | U1 ACC AREA | no data | CLOSED | OPEN
417 | RECIRC CV BYPASS | 00-VSWS680 | SERVICE WATER TANK AREA | no data | CLOSED | OPEN
418 | SERVICE WATER ISO UNIT 1 ACC AREA NORTH | 00-VSWS681 | U1 ACC AREA | no data | CLOSED | OPEN
419 | SERVICE WATER MIN FLOW TO TANK VENT | 00-VSWS682 | SERVICE WATER TANK AREA | no data | OPEN | CLOSED
420 | SERVICE WATER ISO U1 VACUUM PUMP | 00-VSWS683 | U1 VACUUM PUMP AREA | no data | CLOSED | OPEN
421 | SERVICE WATER ISO UNIT 1 STG BUILDING SOUTHEAST | 00-VSWS684 | U1 STG BLDG | no data | CLOSED | OPEN
422 | SERVICE WATER ISO UNIT STG BUILDING NORTHEAST | 00-VSWS685 | U1 STG BLDG | no data | CLOSED | OPEN
423 | RECIRC CV LINE DRAIN | 00-VSWS686 | SERVICE WATER TANK AREA | no data | OPEN | CLOSED
424 | SERVICE WATER ISO UNIT 1 ACHE | 00-VSWS687 | UNIT 1 ACHE AREA | no data | CLOSED | OPEN
425 | 01-HTT-HPL-1111 Brker 1/3 CB 01 | Brker 1/3 CB 01 | UNIT 1 ECA COMP AREA | no data | OPEN | CLOSED
426 | SERVICE WATER TANK ISOLATION 8" SPARE | 00-VSWS690 | SERVICE WATER TANK AREA | no data | CLOSED | OPEN
427 | U1 HRSG NITORGEN SERVICE WATER ISO | 00-VSWS691 | U1 HRSG NITROGEN AREA | no data | CLOSED | OPEN
428 | POTABLE WATER MAKEUP DRAIN VALVE | 00-VSWS692 | SERVICE WATER TANK AREA | no data | OPEN | CLOSED
429 | POTABLE WATER MAKEUP CV ISOLATION | 00-VSWS694 | SERVICE WATER TANK AREA | no data | CLOSED | OPEN
430 | SERVICE WATER ISO METERING STATION | 00-VSWS695 | GAS YARD AREA | no data | CLOSED | OPEN
431 | SERVICE WATER TANK ISOLATION - POTABLE MAKEUP | 00-VSWS696 | SERVICE WATER TANK AREA | no data | CLOSED | OPEN
432 | SERVICE WATER ISO UNIT 1 CHEM SHACK | 00-VSWS697 | U1 SOUTH OF CHEM SHACK | no data | CLOSED | OPEN
433 | SERVICE WATERISO UNIT 1 ACC AREA SOUTH | 00-VSWS698 | U1 ACC AREA | no data | CLOSED | OPEN
434 | SERVICE WATER U1 BFP WEST | 00-VSWS699 | U1 BFP AREA | no data | CLOSED | OPEN
435 | WASTE WATER OUTLET INSTURMENTATION ISO | 00-VWDR601 | WASTE WATER AREA | no data | CLOSED | OPEN
436 | WASTE WATER OUTLET FT ISO | 00-VWDR602 | WASTE WATER AREA | no data | CLOSED | OPEN
437 | WASTE WATER OUTLET FT ISO | 00-VWDR603 | WASTE WATER AREA | no data | CLOSED | OPEN
438 | FREE CHLORINE SAMPLE ISOLATION | 00-VWDR604 | WASTE WATER AREA | no data | CLOSED | OPEN
439 | FREE CHLORINE SAMPLE RETURN ISOLATION | 00-VWDR605 | WASTE WATER AREA | no data | CLOSED | OPEN
440 | WASTEWATER SUMP PUMP B CHECK VALVE | 00-VWDR633 | WASTE WATER AREA | no data | CLOSED | OPEN
441 | WASTEWATER SUMP PUMP B ISOLATION | 00-VWDR635 | WASTE WATER AREA | no data | CLOSED | OPEN
442 | WASTEWATER SUMP PUMP A CHECK VALVE | 00-VWDR673 | WASTE WATER AREA | no data | CLOSED | OPEN
443 | WASTEWATER SUMP PUMP A ISOLATION | 00-VWDR674 | WASTE WATER AREA | no data | CLOSED | OPEN
444 | BLOWDOWN DISCHARGE CONTROL VALVE TO SWS TANK | 00-YV-BDN301 | SERVICE WATER TANK AREA | no data | CLOSED | OPEN
445 | BLOWDOWN DISCHARGE CONTROL VALVE TO WDR SUMP | 00-YV-BDN321 | WASTE WATER AREA | no data | CLOSED | OPEN
446 | DEMIN SYSTEM EFFLUENT CV | 00-YV-DWT115 | WATERTREATMENT AREA | no data | CLOSED | OPEN
447 | DEMIN DUMP DIVERT VALVE | 00-YV-DWT125 | WATERTREATMENT AREA | no data | CLOSED | OPEN
448 | 01 BFP A HP DISCHARGE MIN FLOW CONTROL VALVE | 01-FCV-BFW147 | U1 CONDENSATE RECIEVER TANK AREA | no data | CLOSED | OPEN
449 | 01 BFP B HP DISCHARGE MIN FLOW CONTROL VALVE | 01-FCV-BFW187 | U1 CONDENSATE RECIEVER TANK AREA | no data | CLOSED | OPEN
450 | 01 CT TCA COOLER BFW TCV TO HRSG | 01-FCV-BFW343 | U1 1ST LEVEL PIPE RACK | no data | CLOSED | OPEN
451 | 01 CT TCA COOLER BFW TCV RECIRC TO ACC | 01-FCV-BFW359 | U1 CONDENSATE RECIEVER TANK AREA | no data | CLOSED | OPEN
452 | 01 PERFORMACE HEATER TO CONDENSATE IP FEEDWATER | 01-FCV-BFW459 | PERFORMANCE HEATER AREA | no data | CLOSED | OPEN
453 | 01 PERFORMACE HEATER TO ACC IP FEEDWATER | 01-FCV-BFW475 | U1 CONDENSATE RECIEVER TANK AREA | no data | CLOSED | OPEN
454 | U1 CONDENSATE MINIMUM RECIRC VALVE | 01-FCV-CND331 | U1 CONDENSATE RECIEVER TANK AREA | no data | CLOSED | OPEN
455 | U1 CONDENSATE RECIEVER MAKEUP LEVEL CONTROL | 01-LCV-DWS715 | U1 CONDENSATE RECIEVER TANK AREA | no data | CLOSED | OPEN
456 | U1 DRIP LEG DRAIN - AUTOMATED | 01-LV-CRH109 | U1 STG BLDG | no data | CLOSED | OPEN
457 | U1 DRIP LEG DRAIN - AUTOMATED | 01-LV-CRH110 | U1 STG BLDG | no data | CLOSED | OPEN
458 | U1 DRIP LEG DRAIN - AUTOMATED | 01-LV-CRH125 | U1 STG BLDG | no data | CLOSED | OPEN
459 | U1 DRIP LEG DRAIN - AUTOMATED | 01-LV-LPS115 | U1 STG BLDG | no data | CLOSED | OPEN
460 | U1 DRIP LEG DRAIN - AUTOMATED | 01-LV-LPS123 | U1 STG BLDG | no data | CLOSED | OPEN
461 | UNIT 1 AUX STEAM ISOLATION | 01-MOV-AXS321 | U1 2ND LEVEL PIPE RACK | no data | CLOSED | OPEN
462 | U1 BFP A IP DISCHARGE ISOLATION MOV | 01-MOV-BFW139 | U1 1ST LEVEL PIPE RACK | no data | CLOSED | OPEN
463 | U1 BFP A HP DISCHARGE MOV BLOCK VALVE | 01-MOV-BFW145 | U1 1ST LEVEL PIPE RACK | no data | CLOSED | OPEN
464 | U1 BFP B IP DISCHARGE ISOLATION MOV | 01-MOV-BFW179 | U1 1ST LEVEL PIPE RACK | no data | CLOSED | OPEN
465 | U1 BFP B HP DISCHARGE MOV BLOCK VALVE | 01-MOV-BFW185 | U1 1ST LEVEL PIPE RACK | no data | CLOSED | OPEN
466 | CONDENSATE IRON FILTER AUTOMATIC ISOLATION | 01-MOV-CND201 | U1 CONDENSATE RECIEVER TANK AREA | no data | CLOSED | OPEN
467 | CONDENSATE IRON FILTER AUTOMATIC ISOLATION | 01-MOV-CND211 | U1 CONDENSATE RECIEVER TANK AREA | no data | CLOSED | OPEN
468 | CONDENSATE IRON FILTER AUTOMATIC BYPASS | 01-MOV-CND221 | U1 CONDENSATE RECIEVER TANK AREA | no data | CLOSED | OPEN
469 | DA EJECTOR STEAM SUPPLY CONTROL VALVE | 01-PCV-AXS713 | U1 CONDENSATE RECIEVER TANK AREA | no data | CLOSED | OPEN
470 | SYSTEM BALANCING CONTROL VALVE | 01-PCV-CCW191 | U1 CCW AREA | no data | CLOSED | OPEN
471 | CO2 BACKPRESSURE REGULATOR | 01-PCV-CMG117 | U1 STG BLDG | no data | CLOSED | OPEN
472 | ACC DUCT CURTAIN SPRAY CONTROL VALVE | 01-PCV-CND289 | U1 STG BLDG | no data | CLOSED | OPEN
473 | CND SUCTION TO BFP CV | 01-PCV-CND423 | U1 1ST LEVEL PIPE RACK | no data | CLOSED | OPEN
474 | LP ECONOMIZER INLET PCV | 01-PCV-CND455 | U1 HRSG LOWER | no data | CLOSED | OPEN
475 | CRH TO AXS PRESSURE LETDOWN (LOW FLOW) | 01-PCV-CRH700 | U1 PIPE RACK TOP LEVEL | no data | CLOSED | OPEN
476 | CRH TO AXS PRESSURE LETDOWN (HIGH FLOW) | 01-PCV-CRH715 | U1 PIPE RACK TOP LEVEL | no data | CLOSED | OPEN
477 | HPS BYPASS VALVE | 01-PCV-HPS100 | U1 PIPE RACK TOP LEVEL | no data | CLOSED | OPEN
478 | HRH BYPASS VALVE | 01-PCV-HRH100 | U1 STG BLDG UPPER | no data | CLOSED | OPEN
479 | LPS BYPASS VALVE | 01-PCV-LPS100 | U1 STG BLDG UPPER | no data | CLOSED | OPEN
480 | NITROGEN STORAGE CYLINDER RACK OUTLET | 01-PRV-CMG101 | U1 HRSG EAST | no data | CLOSED | CLOSED
481 | NITROGEN STORAGE CYLINDER RACK OUTLET | 01-PRV-CMG102 | U1 STG BLDG | no data | CLOSED | CLOSED
482 | CO2 PRESSURE REGULATOR | 01-PRV-CMG115 | U1 STG BLDG | no data | CLOSED | OPEN
483 | STEAM DRAINS PUMP SEAL WATER PRV | 01-PRV-CND325 | U1 ST DRAINS PIT AREA | no data | CLOSED | OPEN
484 | STEAM DRAINS PUMP SEAL WATER PRV | 01-PRV-CND326 | U1 ST DRAINS PIT AREA | no data | CLOSED | OPEN
485 | EVAP COOLER PRESSURE REGULATOR | 01-PRV-CTP112 | U1 INLET AREA | no data | CLOSED | OPEN
486 | HRSG SUMP BEARING FLUSH PRESSURE REGULATOR | 01-PRV-SWS713 | U1 HRSG SUMP AREA | no data | CLOSED | OPEN
487 | AUX STEAM TO ELECTRIC SUPERHEATER RELIEF VALVE | 01-PSV-AXS311 | U1 STG BLDG LOWER | no data | CLOSED | CLOSED
488 | AUX STEAM HEADER SAFETY VALVE | 01-PSV-AXS325 | U1 ST DRAINS PIT PIPE RACK | no data | CLOSED | CLOSED
489 | FUEL GAS TO STARTUP HEAT EXCHANGER RELIEF VALVE | 01-PSV-AXS329 | 1ST LEVEL PIPE RACK | no data | CLOSED | CLOSED
490 | BFP SUCTION HEADER PSV | 01-PSV-BFW104 | 1ST LEVEL PIPE RACK | no data | CLOSED | CLOSED
491 | BFP A SUCTION OVERPRESSURE PROTECTION | 01-PSV-BFW105 | HRSG LOWER | no data | CLOSED | CLOSED
492 | BFP B SUCTION OVERPRESSURE PROTECTION | 01-PSV-BFW155 | HRSG LOWER | no data | CLOSED | CLOSED
493 | CT TCA COOLER OVERPRESSURE PROTECTION HP FEEDWATER | 01-PSV-BFW323 | TCA COOLER AREA | no data | CLOSED | CLOSED
494 | FG PERFORMANCE HEATER OVERPRESSURE PROTECTION | 01-PSV-BFW423 | U1 PERFORMANCE HEATER AREA | no data | CLOSED | CLOSED
495 | FG PERFORMANCE HEATER STARTUP HEATER PSV | 01-PSV-BFW463 | U1 PERFORMANCE HEATER AREA | no data | CLOSED | CLOSED
496 | FG PERFORMANCE HEATER OUTLET CND RETURN PSV | 01-PSV-BFW751 | U1 PERFORMANCE HEATER AREA | no data | CLOSED | CLOSED
497 | UNIT 1 ACHE B2-1 CELL RELIEF VALVE | 01-PSV-CCW213 | U1 NORTH ACHE AREA | no data | CLOSED | CLOSED
498 | UNIT 1 ACHE B2-2 CELL RELIEF VALVE | 01-PSV-CCW223 | U1 NORTH ACHE AREA | no data | CLOSED | CLOSED
499 | UNIT 1 ACHE B2-3 CELL RELIEF VALVE | 01-PSV-CCW233 | U1 NORTH ACHE AREA | no data | CLOSED | CLOSED
500 | UNIT 1 ACHE B2-4 CELL RELIEF VALVE | 01-PSV-CCW243 | U1 NORTH ACHE AREA | no data | CLOSED | CLOSED
501 | UNIT 1 ACHE B2-5 CELL RELIEF VALVE | 01-PSV-CCW253 | U1 NORTH ACHE AREA | no data | CLOSED | CLOSED
502 | 1B BFP CCW RELIEF VALVE | 01-PSV-CCW311 | U1 BFP AREA | no data | CLOSED | CLOSED
503 | 1A BFP CCW RELIEF VALVE | 01-PSV-CCW331 | U1 BFP AREA | no data | CLOSED | CLOSED
504 | SAMPLE PANEL CCW RELIEF VALVE | 01-PSV-CCW351 | U1 SAMPLE PANEL | no data | CLOSED | CLOSED
505 | LUBE OIL INLET CCW RELIEF VALVE | 01-PSV-CCW381 | U1 STG BLDG LOWER | no data | CLOSED | CLOSED
506 | LUBE OIL OUTLET CCW RELIEF VALVE | 01-PSV-CCW391 | U1 STG BLDG LOWER | no data | CLOSED | CLOSED
507 | PGE02108 GENERATOR CCW RELIEF VALVE | 01-PSV-CCW413 | U1 STG BLDG UPPER | no data | CLOSED | CLOSED
508 | PGE02107 GENERATOR CCW RELIEF VALVE | 01-PSV-CCW423 | U1 STG BLDG UPPER | no data | CLOSED | CLOSED
509 | PGE02106 GENERATOR CCW RELIEF VALVE | 01-PSV-CCW433 | U1 STG BLDG UPPER | no data | CLOSED | CLOSED
510 | PGE02105 GENERATOR CCW RELIEF VALVE | 01-PSV-CCW443 | U1 STG BLDG UPPER | no data | CLOSED | CLOSED
511 | PGE02104 GENERATOR CCW RELIEF VALVE | 01-PSV-CCW453 | U1 STG BLDG UPPER | no data | CLOSED | CLOSED
512 | PGE02103 GENERATOR CCW RELIEF VALVE | 01-PSV-CCW463 | U1 STG BLDG UPPER | no data | CLOSED | CLOSED
513 | PGE02102 GENERATOR CCW RELIEF VALVE | 01-PSV-CCW473 | U1 STG BLDG UPPER | no data | CLOSED | CLOSED
514 | PGE02101 GENERATOR CCW RELIEF VALVE | 01-PSV-CCW483 | U1 STG BLDG UPPER | no data | CLOSED | CLOSED
515 | A ECA COMPRESSOR CCW RELIEF VALVE | 01-PSV-CCW511 | U1 "A" ECA COMPRESSOR | no data | CLOSED | CLOSED
516 | B ECA COMPRESSOR CCW RELIEF VALVE | 01-PSV-CCW531 | U1 "B" ECA COMPRESSOR | no data | CLOSED | CLOSED
517 | NITROGEN OVERPRESSURE PROTECTION | 01-PSV-CMG116 | U1 HRSG LOWER | no data | CLOSED | CLOSED
518 | CO2 OVERPRESSURE PROTECTION | 01-PSV-CMG118 | U1 STG BLDG | no data | CLOSED | CLOSED
519 | NITROGEN OVERPRESSURE PROTECTION | 01-PSV-CMG126 | U1 GAS TURBINE | no data | CLOSED | CLOSED
520 | CND PUMP A SUCTION OVERPRESSURE PROTECTION | 01-PSV-CND101 | U1 CONDENSATE PUMP AREA | no data | CLOSED | CLOSED
521 | CND PUMP B SUCTION OVERPRESSURE PROTECTION | 01-PSV-CND121 | U1 CONDENSATE PUMP AREA | no data | CLOSED | CLOSED
522 | CND PUMP C SUCTION OVERPRESSURE PROTECTION | 01-PSV-CND141 | U1 CONDENSATE PUMP AREA | no data | CLOSED | CLOSED
523 | DEMIN FILL TO CND OVERPERSSURE PROTECTION | 01-PSV-CND255 | U1 CONDENSATE PUMP AREA | no data | CLOSED | CLOSED
524 | CONDENSATE FILL TO HP BFW OVERPRESSURE PROTECTION | 01-PSV-CND402 | PIPE RACK 1ST LEVEL WEST SIDE | no data | CLOSED | CLOSED
525 | CONDENSATE FILL TO IP BFW OVERPRESSURE PROTECTION | 01-PSV-CND403 | PIPE RACK 1ST LEVEL EASTSIDE | no data | CLOSED | CLOSED
526 | LP ECONOMIZER INLET OVERPRESSURE PROTECTION | 01-PSV-CND457 | U1 HRSG LOWER NORTH | no data | CLOSED | CLOSED
527 | ECA COOLER THERMAL RELIEF OVERPRESSURE PROTECTION | 01-PSV-CND519 | U1 ECA COOLER AREA | no data | CLOSED | CLOSED
528 | EVAP COOLER OVERPRESSURE PROTECTION | 01-PSV-CTP118 | U1 INLET AREA | no data | CLOSED | CLOSED
529 | CT CASING COOLING AIR PIPING PSV | 01-PSV-CTP128 | U1 TURBINE BLDG UPPER/CASING FAN | no data | CLOSED | CLOSED
530 | PERFORMANCE HEATER PSV | 01-PSV-FGS159 | U1 PERFORMANCE HEATER AREA | no data | CLOSED | CLOSED
531 | PUFFER AIR TANK RELIEF | 01-PSV-INA100 | UNIT 1 PUFFER AIR TANK RELIEF VALVE | no data | CLOSED | CLOSED
532 | ECA COMPRESSSOR "A" NORTHSIDE | 01-PSV-INA101 | UNIT 1 ECA COMPRESSOR "A" | no data | CLOSED | OPEN
533 | INSTA AIR RELIEF OUTSIDE GT ENCLOSURE WESTSIDE | 01-PSV-INA104 | UNIT 1 UNDER MAIN GAS TO GT ENCLOSURE | no data | CLOSED | CLOSED
534 | INSTA AIR RELIEF VALVE SOUTH OF 2B ECA ENCLOSURE | 01-PSV-INA105 | UNIT 1 SOUTHSIDE OF 2B ECA CMPRESSOR | no data | CLOSED | CLOSED
535 | GLAND STEAM PSV | 01-PSV-STP209 | U1 STG BUILDING UPPER | no data | CLOSED | CLOSED
536 | FG STARTUP FEEDWATER HX OUTLET CONTROL VALVE | 01-TCV-AXS371 | PIPE RACK 1ST LEVEL | no data | CLOSED | OPEN
537 | CONDENSATE TANK SPARGING STEAM CONTROL VALVE | 01-TCV-AXS711 | CONDENSATE RECIEVER TANK | no data | CLOSED | OPEN
538 | HPS FINAL ATTEMP CONTROL VALVE HP FEEDWATER | 01-TCV-BFW706 | PIPE RACK | no data | CLOSED | OPEN
539 | HPS BYPASS TO CRH ATTEMP CONTROL VALVE IP FEEDWATER | 01-TCV-BFW716 | PIPE RACK 2ND LEVEL SOUTH SIDE | no data | CLOSED | OPEN
540 | HRH FINAL ATTEMP CONTROL VALVE IP FEEDWATER | 01-TCV-BFW736 | PIPE RACK 2ND LEVEL SOUTH SIDE | no data | CLOSED | OPEN
541 | CRH LETDOWN ATTEMPERATOR SPRAY TCV | 01-TCV-BFW749 | PIPE RACK 2ND LEVEL SOUTH SIDE | no data | CLOSED | OPEN
542 | CRH LETDOWN ATTEMPERATOR SPRAY TCV | 01-TCV-BFW761 | PIPE RACK 2ND LEVEL SOUTH SIDE | no data | CLOSED | OPEN
543 | ACHE BYPASS CONTROL VALVE | 01-TCV-CCW181 | UNIT 1 SOUTHSIDE ACHE | no data | CLOSED | OPEN
544 | CRH VENTILATOR DSH SPRAY TCV | 01-TCV-CND706 | UNIT 1 CONDENSATE CORNER | no data | CLOSED | OPEN
545 | HRH BYPASS SPRAY TCV | 01-TCV-CND707 | UNIT 1 CONDENSATE CORNER | no data | CLOSED | OPEN
546 | HP DRAINS TANK QUENCH SPRAY TCV | 01-TCV-CND717 | UNIT 1 STEAM DRAINS PIT | no data | CLOSED | OPEN
547 | LP DRAINS TANK QUENCH SPRAY TCV | 01-TCV-CND718 | UNIT 1 STEAM DRAINS PIT | no data | CLOSED | OPEN
548 | LP BYPASS SPRAY TCV | 01-TCV-CND726 | UNIT 1 CONDENSATE CORNER | no data | CLOSED | OPEN
549 | DRIP LEG DRAIN - AUTOMATED | 01-TV-HPS123 | UNIT 1 EAST SIDE OF STEAM TURBINE GRD FLOOR | no data | CLOSED | OPEN
550 | DRIP LEG DRAIN - AUTOMATED | 01-TV-HRH117 | UNIT 1 SOUTHSIDE OF INLET DUCT | no data | CLOSED | OPEN
551 | HRSG SUMP QUENCH WATER | 01-TV-SWS717 | UNIT 1 EAST OF STACK | no data | CLOSED | OPEN
552 | UNIT 1 AFCU ISOLATION VALVE | 01-VAQA101 | UNIT 1 WEST OF "A" DILUTION AIR FAN | no data | CLOSED | OPEN
553 | AUX STEAM SEPERATOR TO ELECTRIC SUPERHEATER VENT VALVE | 01-VAXS101 | UNIT 1 GROUND FLOOR SOUTH OF ELECT SP HTR | no data | OPEN | CLOSED
554 | CONDENSATE TANK SPARGING STEAM PID REF LEG | 01-VAXS102 | UNIT 1 CONDENSATE RECIEVER TANK 2ND LEVEL | no data | CLOSED | OPEN
555 | 01-TRP-AXS151 AUX STEAM DRIP LEG STEAM TRAP ISO | 01-VAXS103 | UNIT 1 STEAM TRAP EAST OF LP STARTUP HTR | no data | CLOSED | OPEN
556 | 01-TRP-AXS100 ELECTRIC SUPERHEATER STEAM TRAP ISO | 01-VAXS104 | UNIT 1 GROUND FLOOR SOUTH OF ELECT SP HTR | no data | CLOSED | OPEN
557 | 01-TRP-AXS100 ELECTRIC SUPERHEATER STEAM TRAP ISO | 01-VAXS105 | UNIT 1 GROUND FLOOR SOUTH OF ELECT SP HTR | no data | CLOSED | OPEN
558 | 01-TRP-AXS100 ELECTRIC SUPERHEATER STEAM TRAP Y-STRAINER DRAIN | 01-VAXS106 | UNIT 1 GROUND FLOOR SOUTH OF ELECT SP HTR | no data | OPEN | CLOSED
559 | 01-TRP-AXS100 ELECTRIC SUPERHEATER STEAM TRAP BYPASS | 01-VAXS107 | UNIT 1 GROUND FLOOR SOUTH OF ELECT SP HTR | no data | CLOSED | OPEN
560 | AUXBOILER CROSS TIE VENT FOR UNIT 1 USERS | 01-VAXS108 | AUX BOILER BUILDING CROSS-TIE VENT | no data | CLOSED | CLOSED
561 | 01-LIT AXS303 ISO FOR FUEL GAS STARTUP HX | 01-VAXS109 | PIPE RACK 1ST LEVEL | no data | CLOSED | OPEN
562 | 01-LIT AXS303 ISO FOR FUEL GAS STARTUP HX | 01-VAXS110 | PIPE RACK 1ST LEVEL | no data | CLOSED | OPEN
563 | 01-TRP-AXS114 AUX STEAM DRIP LEG STEAM TRAP ISO | 01-VAXS112 | UNIT 1 TRENCH STEAM TRAP | no data | CLOSED | OPEN
564 | 01-TRP-AXS104 DRIPLEG TO LP EVAP STEAM TRAP DRAIN | 01-VAXS113 | UNIT 1 TRENCH STEAM TRAP | no data | OPEN | CLOSED
565 | 01-TRP-AXS114 AUX STEAM DRIP LEG STEAM TRAP ISO | 01-VAXS115 | UNIT 1 TRENCH STEAM TRAP | no data | CLOSED | OPEN
566 | 01-TRP-AXS114 AUX STEAM DRIP LEG STEAM TRAP Y-STRAINER DRAIN | 01-VAXS116 | UNIT 1 TRENCH STEAM TRAP | no data | OPEN | CLOSED
567 | 01-TRP-AXS103 AUX STEAM TO CONDENSOR STEAM TRAP ISO | 01-VAXS117 | UNIT 1 NORTH SIDE CONDENSATE RECIEVER TANK | no data | CLOSED | OPEN
568 | 01-TRP-AXS164 AUX STEAM DRIP LEG STEAM TRAP ISO | 01-VAXS118 | UNIT 1 NORTH SIDE CONDENSATE RECIEVER TANK | no data | CLOSED | OPEN
569 | 01-TRP-AXS103 AUX STEAM TO CONDENSOR STEAM TRAP ISO | 01-VAXS119 | UNIT 1 NORTH SIDE CONDENSATE RECIEVER TANK | no data | CLOSED | OPEN
570 | 01-TRP-AXS103 AUX STEAM TO CONDENSOR STEAM TRAP BYPASS ISO | 01-VAXS120 | UNIT 1 NORTH SIDE CONDENSATE RECIEVER TANK | no data | CLOSED | CLOSED
571 | AUX STEAM TO FUEL GAS STARTUP HX VENT | 01-VAXS121 | PIPE RACK 1ST LEVEL | no data | OPEN | CLOSED
572 | CONDENSATE TANK SPARGING STEAM PID REF LEG | 01-VAXS122 | UNIT 1 CONDENSATE RECIEVER TANK 2ND LEVEL | no data | CLOSED | OPEN
573 | FG STARTUP FEEDWATER HX OUTLET CHECK VALVE | 01-VAXS123 | UNIT 1 PIPE RACK IP FW STARTUP HTR | no data | CLOSED | OPEN
574 | FG STARTUP FEEDWATER HX OUTLET CONTROL VALVE ISOLATION | 01-VAXS124 | UNIT 1 PIPE RACK IP FW STARTUP HTR | no data | CLOSED | OPEN
575 | FG STARTUP FEEDWATER HX OUTLET CONTROL VALVE ISOLATION | 01-VAXS125 | UNIT 1 PIPE RACK IP FW STARTUP HTR | no data | CLOSED | OPEN
576 | FG STARTUP FEEDWATER HX OUTLET CONTROL VALVE DRAIN | 01-VAXS126 | UNIT 1 PIPE RACK IP FW STARTUP HTR | no data | OPEN | CLOSED
577 | FG STARTUP FEEDWATER HX OUTLET CONTROL VALVE BYPASS | 01-VAXS127 | UNIT 1 PIPE RACK IP FW STARTUP HTR | no data | CLOSED | CLOSED
578 | 01-TRP-AXS114 AUX STEAM DRIP LEG STEAM TRAP BYPASS | 01-VAXS129 | UNIT 1 NORTH SIDE CONDENSATE RECIEVER TANK | no data | CLOSED | CLOSED
579 | AUX STEAM DRIP LEG DRAIN | 01-VAXS130 | AUX BOILER WESTSIDE TRENCH TRAP | no data | OPEN | CLOSED
580 | AUX STEAM TO ELECTRIC SUPERHEATER VENT VALVE | 01-VAXS132 | UNIT 1 GROUND FLOOR SOUTH OF ELECT SP HTR | no data | OPEN | CLOSED
581 | SPARGING STEAM TO IP EVAP VENT | 01-VAXS133 | UNIT 1 HRSG IP AUX STEAM SPARGER TRAP | no data | OPEN | CLOSED
582 | 01-TRP-AXS104 DRIPLEG TO LP EVAP STEAM TRAP ISOLATION | 01-VAXS135 | UNIT 1 HRSG LP AUX STEAM SPARGER TRAP | no data | CLOSED | OPEN
583 | 01-TRP-AXS104 DRIPLEG TO LP EVAP STEAM TRAP ISOLATION | 01-VAXS136 | UNIT 1 HRSG LP AUX STEAM SPARGER TRAP | no data | CLOSED | OPEN
584 | 01-TRP-AXS104 DRIPLEG TO LP EVAP STEAM TRAP BYPASS ISOLATION | 01-VAXS137 | UNIT 1 HRSG LP AUX STEAM SPARGER TRAP | no data | CLOSED | OPEN
585 | 01-TRP-AXS104 DRIPLEG TO LP EVAP STEAM TRAP Y-STRAINER DRAIN | 01-VAXS138 | UNIT 1 HRSG LP AUX STEAM SPARGER TRAP | no data | OPEN | CLOSED
586 | 01-TRP-AXS142 DRIPLEG TO HP EVAP STEAM TRAP Y-STRAINER DRAIN | 01-VAXS144 | UNIT 1 HRSG HP AUX STEAM SPARGER TRAP | no data | OPEN | CLOSED
587 | CONDENSATE DA AIR EJECTOR AUX STEAM SUPPLY | 01-VAXS145 | UNIT 1 CONDENSATE RECIEVER TANK 2ND LEVEL | no data | CLOSED | OPEN
588 | CONDENSATE TANK SPARGING STEAM CONTROL VALVE BYPASS | 01-VAXS147 | UNIT 1 NORTH SIDE CONDENSATE RECIEVER TANK | no data | CLOSED | CLOSED
589 | SEAL STEAM REGULATION VALVE ISOLATION | 01-VAXS148 | UNIT 1 CONDENSATE CORNER | no data | CLOSED | OPEN
590 | SEAL STEAM REGULATION VALVE ISOLATION | 01-VAXS149 | UNIT 1 CONDENSATE CORNER | no data | CLOSED | OPEN
591 | DA EJECTOR SUPPLY CONTROL VALVE BYPASS | 01-VAXS152 | UNIT 1 CONDENSATE RECIEVER TANK 3ND LEVEL | no data | CLOSED | CLOSED
592 | DA EJECTOR SUPPLY CONTROL VALVE DRAIN | 01-VAXS153 | UNIT 1 CONDENSATE RECIEVER TANK 3ND LEVEL | no data | OPEN | CLOSED
593 | AUX STEAM DRIP LEG DRAIN | 01-VAXS155 | UNIT 1 TRENCH STEAM TRAP | no data | OPEN | CLOSED
594 | FG STARTUP FEEDWATER HX OUTLET CONTROL VALVE BYPASS | 01-VAXS156 | UNIT 1 PIPE RACK IP FW STARTUP HTR | no data | CLOSED | CLOSED
595 | 01-PI-AXS445 AUX STEAM AFTER FUEL GAS STARTUP HX | 01-VAXS157 | UNIT 1 PIPE RACK IP FW STARTUP HTR | no data | CLOSED | OPEN
596 | 01-PI-AXS441 AUX STEAM BEFORE FUEL GAS STARTUP HX | 01-VAXS158 | UNIT 1 PIPE RACK IP FW STARTUP HTR | no data | CLOSED | OPEN
597 | ELECTRIC SUPERHEATER/SEPARATOR ISOLATION | 01-VAXS159 | UNIT 1 GROUND FLOOR SOUTH OF ELECT SP HTR | no data | CLOSED | OPEN
598 | 01-TRP-AXS151 AUX STEAM DRIP LEG STEAM TRAP Y-STRAINER DRAIN | 01-VAXS160 | AUX BOILER WESTSIDE TRENCH TRAP | no data | OPEN | CLOSED
599 | 01-TRP-AXS151 AUX STEAM DRIP LEG STEAM TRAP ISO | 01-VAXS161 | AUX BOILER WESTSIDE TRENCH TRAP | no data | CLOSED | OPEN
600 | 01-TRP-AXS151 AUX STEAM DRIP LEG STEAM TRAP BYPASS ISO | 01-VAXS164 | AUX BOILER WESTSIDE TRENCH TRAP | no data | CLOSED | OPEN
601 | DA EJECTOR SUPPLY CONTROL VALVE BLOCK VALVE | 01-VAXS165 | UNIT 1 CONDENSATE RECIEVER TANK 2ND LEVEL | no data | CLOSED | OPEN
602 | AUX STEAM TRAP FOR AUX STEAM HEADER | 01-VAXS166 | UNIT 1 HRSG IP EVAP COOLER WESTSIDE AREA | no data | CLOSED | OPEN
603 | AUX STEAM TRAP FOR AUX STEAM HEADER | 01-VAXS167 | UNIT 1 HRSG IP EVAP COOLER WESTSIDE AREA | no data | CLOSED | OPEN
604 | AUX STEAM SUPPLY VALVE FOR CONDENSATE TANK SPARGER | 01-VAXS168 | UNIT 1 CONDENSATE RECIEVER TANK 2ND LEVEL | no data | CLOSED | OPEN
605 | IP FEEDWATER STARTUP HX/ SEPARATOR BLOCK VALVE | 01-VAXS171 | UNIT 1 PIPE RACK IP FW STARTUP HTR | no data | CLOSED | OPEN
606 | DA EJECTOR CONTROL VALVE ISOLATION ROOT VALVE | 01-VAXS174 | UNIT 1 CONDENSATE RECIEVER TANK 2ND LEVEL | no data | CLOSED | OPEN
607 | DA EJECTOR CONTROL VALVE ISOLATION BLOCK VALVE | 01-VAXS175 | UNIT 1 CONDENSATE RECIEVER TANK 2ND LEVEL | no data | CLOSED | OPEN
608 | CONDENSATE TANK AUX STEAM SPARGER VENT VALVE | 01-VAXS182 | UNIT 1 CONDENSATE RECIEVER TANK 2ND LEVEL | no data | OPEN | CLOSED
609 | CONDENSATE DA EJECTOR AUX STEAM VENT | 01-VAXS183 | UNIT 1 CONDENSATE RECIEVER TANK 2ND LEVEL | no data | OPEN | CLOSED
610 | CONDENSATE DA EJECTOR AUX STEAM VENT | 01-VAXS186 | UNIT 1 CONDENSATE RECIEVER TANK 2ND LEVEL | no data | OPEN | CLOSED
611 | 01-PIT-AXS401A ISO VALVE AUX STEAM TO ELECTRIC SUPERHEATER | 01-VAXS187 | UNIT 1 PIPE RACK 3RD LEVEL | no data | CLOSED | OPEN
612 | 01-PIT-AXS401B ISO VALVE AUX STEAM TO ELECTRIC SUPERHEATER | 01-VAXS188 | UNIT 1 PIPE RACK 3RD LEVEL | no data | CLOSED | OPEN
613 | 01-TRP-AXS142 DRIPLEG TO HP EVAP STEAM TRAP ISO | 01-VAXS189 | UNIT 1 HRSG HP AUX STEAM SPARGER TRAP | no data | CLOSED | OPEN
614 | AUX STEAM DRIP LEG DRAIN | 01-VAXS190 | UNIT 1 AUX STEAM ELECTRIC SPH AREA | no data | OPEN | CLOSED
615 | 01-TRP-AXS193 AUX STEAM DRIP LEG STEAM TRAP ISO | 01-VAXS191 | UNIT 1 FAR NORTH WALL CONDENSATE CORNER | no data | CLOSED | OPEN
616 | 01-TRP-AXS193 AUX STEAM DRIP LEG STEAM TRAP ISO | 01-VAXS194 | UNIT 1 FAR NORTH WALL CONDENSATE CORNER | no data | CLOSED | OPEN
617 | 01-TRP-AXS193 AUX STEAM DRIP LEG STEAM TRAP Y-STRAINER DRAIN | 01-VAXS195 | UNIT 1 FAR NORTH WALL CONDENSATE CORNER | no data | OPEN | CLOSED
618 | SEAL STEAM CONTROL VALVE WARMING LINE ISOLATION | 01-VAXS196 | UNIT 1 STEAM SEAL AREA | no data | CLOSED | OPEN
619 | SEAL STEAM CONTROL VALVE WARMING LINE THROTTLING | 01-VAXS197 | UNIT 1 STEAM SEAL AREA | no data | CLOSED | OPEN
620 | SEAL STEAM CONTROL VALVE WARMING LINE ISOLATION | 01-VAXS198 | UNIT 1 STEAM SEAL AREA | no data | CLOSED | OPEN
621 | AUX STEAM HEADER DRIP LEG DRAIN POT | 01-VAXS199 | UNIT 1 NORTH OF HP SPARGER CONTROL VLV | no data | CLOSED | OPEN
622 | AUX STEAM TO CONDENSOR DRIP LEG ISO | 01-VAXS200 | UNIT 1 NORTH SIDE CONDENSATE RECIEVER TANK | no data | CLOSED | OPEN
623 | 01-TRP-AXS103 AUX STEAM TO CONDENSOR STEAM TRAP ISO | 01-VAXS201 | UNIT 1 NORTH SIDE CONDENSATE RECIEVER TANK | no data | CLOSED | OPEN
624 | 01-TRP-AXS193 AUX STEAM DRIP LEG STEAM TRAP BYPASS ISO | 01-VAXS202 | UNIT 1 NORTH SIDE CONDENSATE RECIEVER TANK | no data | CLOSED | CLOSED
625 | 01-TRP-AXS164 AUX STEAM DRIP LEG STEAM TRAP Y-STRAINER DRAIN | 01-VAXS203 | UNIT 1 NORTH SIDE CONDENSATE RECIEVER TANK | no data | OPEN | CLOSED
626 | SEAL STEAM REGULATING VALVE BYPASS | 01-VAXS204 | U1 STG BLDG UPPER | no data | CLOSED | CLOSED
627 | 01-TRP-AXS142 DRIPLEG TO HP EVAP STEAM TRAP BYPASS ISO | 01-VAXS289 | UNIT 1 HRSG HP AUX STEAM SPARGER TRAP | no data | CLOSED | CLOSED
628 | 01-TRP-AXS142 DRIPLEG TO HP EVAP STEAM TRAP ISO | 01-VAXS290 | UNIT 1 HRSG HP AUX STEAM SPARGER TRAP | no data | CLOSED | OPEN
629 | 01-TRP-AXS142 DRIPLEG TO HP EVAP STEAM TRAP DRAIN | 01-VAXS291 | UNIT 1 HRSG HP AUX STEAM SPARGER TRAP | no data | OPEN | CLOSED
630 | UNIT 1 REF LEG FOR 01-FIT-BDN-133 | 01-VBDN100 | UNIT 1 HRSG SUMP AREA | no data | CLOSED | OPEN
631 | UNIT 1 REF LEG FOR 01-FIT-BDN-133 | 01-VBDN101 | UNIT 1 HRSG SUMP AREA | no data | CLOSED | OPEN
632 | VENT FOR BLOWDOWN DISCHARGE HEADER | 01-VBDN112 | UNIT 1 HRSG SUMP AREA | no data | OPEN | CLOSED
633 | UNIT 1 BDN PUMP B DISCHARGE CHECK | 01-VBDN119 | UNIT 1 HRSG SUMP | no data | CLOSED | OPEN
634 | UNIT 1 BDN PUMP A DISCHARGE CHECK | 01-VBDN120 | UNIT 1 HRSG SUMP | no data | CLOSED | OPEN
635 | UNIT 1 BDN PUMP B DISCHARGE ISOLATION | 01-VBDN123 | UNIT 1 HRSG SUMP | no data | CLOSED | OPEN
636 | UNIT 1 BDN PUMP A DISCHARGE ISOLATION | 01-VBDN124 | UNIT 1 HRSG SUMP | no data | CLOSED | OPEN
637 | SPRAY SUPPLY STRAINER DRAIN IP FEEDWATER | 01-VBFW101 | UNIT 1 PIPE RACK 1ST LEVEL | no data | CLOSED | CLOSED
638 | HRH FINAL ATTEMP SPRAY IP FEEDWATER DRAIN | 01-VBFW103 | UNIT 1 PIPE RACK 3RD LEVEL | no data | OPEN | CLOSED
639 | SHARED SPRAY SUPPLY STRAINER ISOLATION IP FEEDWATER | 01-VBFW105 | UNIT 1 PIPE RACK 1ST LEVEL | no data | CLOSED | OPEN
640 | SHARED SPRAY SUPPLY STRAINER ISOLATION IP FEEDWATER | 01-VBFW106 | UNIT 1 PIPE RACK 1ST LEVEL | no data | CLOSED | OPEN
641 | SHARED SPRAY SUPPLY STRAINER ISOLATION IP FEEDWATER | 01-VBFW107 | UNIT 1 PIPE RACK 1ST LEVEL | no data | CLOSED | OPEN
642 | SHARED SPRAY SUPPLY STRAINER ISOLATION IP FEEDWATER | 01-VBFW108 | UNIT 1 PIPE RACK 1ST LEVEL | no data | CLOSED | OPEN
643 | SHARED SPRAY SUPPLY STRAINER ISOLATION IP FEEDWATER | 01-VBFW109 | UNIT 1 PIPE RACK 1ST LEVEL | no data | CLOSED | OPEN
644 | STARTUP HEAT EXCHANGER VENT | 01-VBFW110 | PIPERACK DECK | no data | OPEN | CLOSED
645 | SHARED SPRAY SUPPLY STRAINER ISOLATION IP FEEDWATER | 01-VBFW111 | UNIT 1 PIPERACK DECK 1ST LEVEL | no data | CLOSED | OPEN
646 | 01-FE BFW714/A IP FEEDWATER | 01-VBFW112 | PIPERACK DECK | no data | CLOSED | OPEN
647 | SPRAY SUPPLY STRAINER DRAIN IP FEEDWATER | 01-VBFW113 | UNIT 1 PIPERACK DECK 1ST LEVEL | no data | CLOSED | CLOSED
648 | 01-FE BFW714/A IP FEEDWATER | 01-VBFW114 | PIPERACK DECK | no data | CLOSED | OPEN
649 | SPRAY SUPPLY STRAINER DRAIN IP FEEDWATER | 01-VBFW115 | PIPERACK DECK | no data | CLOSED | CLOSED
650 | HP BFW FILL FROM CONDENSATE DRAIN | 01-VBFW116 | UNIT 1 PIPERACK DECK 1ST LEVEL | no data | OPEN | CLOSED
651 | STARTUP HEAT EXCHANGER VENT | 01-VBFW117 | UNIT 1 PERFORMANCE HEATER AREA | no data | OPEN | CLOSED
652 | HRH FINAL ATTEMP SPRAY IP FEEDWATER ISOLATION | 01-VBFW118 | PIPERACK DECK | no data | CLOSED | OPEN
653 | HPS BYPASS SPRAY ATTEMP IP FEEDWATER DRAIN | 01-VBFW119 | PIPERACK DECK | no data | OPEN | CLOSED
654 | STARTUP HEAT EXCHANGER DRAIN | 01-VBFW120 | PIPERACK DECK | no data | OPEN | CLOSED
655 | STARTUP HEAT EXCHANGER DRAIN | 01-VBFW121 | PIPERACK DECK | no data | OPEN | CLOSED
656 | CONDENSATE TO IP COLD FILL DRAIN | 01-VBFW123 | UNIT 1 PIPERACK DECK 1ST LEVEL | no data | OPEN | CLOSED
657 | HPS BYPASS SPRAY ISOLATION IP FEEDWATER | 01-VBFW128 | UNIT 1 PIPERACK DECK 3RD LEVEL | no data | CLOSED | OPEN
658 | HPS BYPASS SPRAY ISOLATION IP FEEDWATER | 01-VBFW129 | UNIT 1 PIPERACK DECK 3RD LEVEL | no data | CLOSED | OPEN
659 | HPS BYPASS SPRAY DRAIN IP FEEDWATER | 01-VBFW130 | UNIT 1 PIPERACK DECK 3RD LEVEL | no data | OPEN | CLOSED
660 | HPS BYPASS SPRAY DRAIN IP FEEDWATER | 01-VBFW131 | UNIT 1 PIPERACK DECK 3RD LEVEL | no data | OPEN | CLOSED
661 | 01-PIT BFW102 BFP SUCTION | 01-VBFW132 | UNIT 1 PIPERACK DECK 1ST LEVEL | no data | CLOSED | OPEN
662 | BFP A HP DISCHARGE MIN FLOW DRAIN | 01-VBFW138 | UNIT 1 PIPERACK DECK BETWEEN N AND S DECK | no data | OPEN | CLOSED
663 | BFP A HP DISCHARGE MIN FLOW DRAIN | 01-VBFW139 | UNIT 1 PIPERACK DECK 3RD LEVEL | no data | OPEN | CLOSED
664 | 01-FITBFW753 IP FEEDWATER TO CRH ATTEMPORATER | 01-VBFW140 | UNIT 1 PIPERACK DECK 3RD LEVEL | no data | CLOSED | OPEN
665 | 01-FITBFW753 IP FEEDWATER TO CRH ATTEMPORATER | 01-VBFW141 | UNIT 1 PIPERACK DECK 3RD LEVEL | no data | CLOSED | OPEN
666 | 01-FITBFW753 IP FEEDWATER TO CRH ATTEMPORATER | 01-VBFW142 | UNIT 1 PIPERACK DECK 3RD LEVEL | no data | CLOSED | OPEN
667 | 01-FITBFW753 IP FEEDWATER TO CRH ATTEMPORATER | 01-VBFW143 | UNIT 1 PIPERACK DECK 3RD LEVEL | no data | CLOSED | OPEN
668 | IP FEEDWATER TO CRH ATTEMPORATER DRAIN | 01-VBFW144 | UNIT 1 PIPERACK DECK 3RD LEVEL | no data | OPEN | CLOSED
669 | IP FEEDWATER TO CRH ATTEMPORATER DRAIN | 01-VBFW145 | UNIT 1 PIPERACK DECK 3RD LEVEL | no data | OPEN | CLOSED
670 | IP FEEDWATER TO CRH SPRAY SUPPLY ISOLATION | 01-VBFW146 | UNIT 1 PIPERACK DECK 3RD LEVEL | no data | CLOSED | OPEN
671 | BFP A HP DISCHARGE MIN FLOW VENT | 01-VBFW147 | UNIT 1 PIPERACK DECK 1ST LEVEL | no data | OPEN | CLOSED
672 | IP FEEDWATER TO CRH SPRAY SUPPLY CHECK VALVE | 01-VBFW148 | UNIT 1 PIPERACK DECK 1ST LEVEL | no data | CLOSED | OPEN
673 | BFW SUCTION LP DRUM DRAIN VAVLE | 01-VBFW149 | UNIT 1 PIPERACK DECK 1ST LEVEL | no data | OPEN | CLOSED
674 | BFP A HP DISCHARGE MIN FLOW VENT | 01-VBFW150 | PIPERACK DECK | no data | OPEN | CLOSED
675 | SPRAY SUPPLY STRAINER VENT IP FEEDWATER | 01-VBFW151 | UNIT 1 PIPERACK DECK 1ST LEVEL | no data | OPEN | CLOSED
676 | BFW SUCTION LP DRUM ISOLATION | 01-VBFW152 | U1 WEST SIDE HRSG UPPER DECK | no data | CLOSED | OPEN
677 | FUEL GAS PERFORMANCE HEATER LEAK DECTECTION VENT | 01-VBFW153 | U1 PERFORMANCE HEATER AREA | no data | OPEN | CLOSED
678 | 01-PDIT BFW101 BFP SUCTION | 01-VBFW154 | UNIT 1 PIPERACK DECK 1ST LEVEL | no data | CLOSED | OPEN
679 | 01-PDIT BFW101 BFP SUCTION | 01-VBFW155 | UNIT 1 PIPERACK DECK 1ST LEVEL | no data | CLOSED | OPEN
680 | 01-FITBFW741 IP FEEDWATER TO CRH ATTEMPORATER | 01-VBFW156 | UNIT 1 PIPERACK DECK 3RD LEVEL | no data | CLOSED | OPEN
681 | 01-FITBFW741 IP FEEDWATER TO CRH ATTEMPORATER | 01-VBFW157 | UNIT 1 PIPERACK DECK 3RD LEVEL | no data | CLOSED | OPEN
682 | SPRAY SUPPLY STRAINER VENT IP FEEDWATER | 01-VBFW161 | UNIT 1 PIPERACK DECK 1ST LEVEL | no data | OPEN | CLOSED
683 | SPRAY SUPPLY STRAINER VENT IP FEEDWATER | 01-VBFW162 | UNIT 1 PIPERACK DECK 1ST LEVEL | no data | OPEN | CLOSED
684 | SPRAY SUPPLY STRAINER VENT IP FEEDWATER | 01-VBFW163 | UNIT 1 PIPERACK DECK 1ST LEVEL | no data | OPEN | CLOSED
685 | IP FEEDWATER TO CRH SPRAY SUPPLY CHECK VALVE | 01-VBFW164 | UNIT 1 PIPERACK DECK 3RD LEVEL | no data | CLOSED | OPEN
686 | HP FEEDWATER FROM TCA COOLER TO CONDENSATE TANK | 01-VBFW165 | UNIT 1 CONDENSTATE NORTH OF 1A FP | no data | CLOSED | OPEN
687 | HP FEEDWATER FROM TCA COOLER TO CONDENSATE TANK | 01-VBFW166 | UNIT 1 CONDENSTATE NORTH OF 1A FP | no data | CLOSED | OPEN
688 | BFP A IP DISCHARGE CHECK | 01-VBFW167 | UNIT 1 PIPERACK DECK 1ST LEVEL | no data | CLOSED | OPEN
689 | BFP A IP DISCHARGE DRAIN | 01-VBFW168 | UNIT 1 PIPERACK DECK 1ST LEVEL | no data | OPEN | CLOSED
690 | BFP A IP DISCHARGE DRAIN | 01-VBFW169 | UNIT 1 PIPERACK DECK 1ST LEVEL | no data | OPEN | CLOSED
691 | 01-PIT BFW175 PMP B IP DISCHARGE ISO | 01-VBFW170 | UNIT 1 PIPERACK DECK 1ST LEVEL | no data | CLOSED | OPEN
692 | 01-PIT BFW175 PMP B IP DISCHARGE ISO | 01-VBFW171 | UNIT 1 PIPERACK DECK 1ST LEVEL | no data | CLOSED | OPEN
693 | BFP B IP DISCHARGE VENT ISO | 01-VBFW172 | UNIT 1 PIPERACK DECK 1ST LEVEL | no data | OPEN | CLOSED
694 | BFP B IP DISCHARGE VENT ISO | 01-VBFW173 | UNIT 1 PIPERACK DECK 1ST LEVEL | no data | OPEN | CLOSED
695 | BFP B IP DISCHARGE CHECK | 01-VBFW174 | UNIT 1 PIPERACK DECK 1ST LEVEL | no data | OPEN | CLOSED
696 | BFP A IP DISCHARGE DRAIN | 01-VBFW175 | UNIT 1 PIPERACK DECK 1ST LEVEL | no data | OPEN | CLOSED
697 | BFP A IP DISCHARGE DRAIN | 01-VBFW176 | UNIT 1 PIPERACK DECK 1ST LEVEL | no data | OPEN | CLOSED
698 | 01-PIT BFW165 PMP A HP DISCHARGE ISO | 01-VBFW177 | UNIT 1 PIPERACK DECK 1ST LEVEL | no data | CLOSED | OPEN
699 | 01-PIT BFW165 PMP A HP DISCHARGE ISO | 01-VBFW178 | UNIT 1 PIPERACK DECK 1ST LEVEL | no data | CLOSED | OPEN
700 | 01-FIT BFW141B ISO BFP A HP FEEDWATER DISCHARGE | 01-VBFW181 | UNIT 1 PIPERACK DECK 1ST LEVEL | no data | CLOSED | OPEN
701 | 01-FIT BFW141B ISO BFP A HP FEEDWATER DISCHARGE | 01-VBFW182 | UNIT 1 PIPERACK DECK 1ST LEVEL | no data | CLOSED | OPEN
702 | 01-FIT BFW141A ISO BFP B HP FEEDWATER DISCHARGE | 01-VBFW183 | UNIT 1 PIPERACK DECK 1ST LEVEL | no data | CLOSED | OPEN
703 | 01-FIT BFW141A ISO BFP B HP FEEDWATER DISCHARGE | 01-VBFW184 | UNIT 1 PIPERACK DECK 1ST LEVEL | no data | CLOSED | OPEN
704 | 01-FIT BFW141A ISO BFP B HP FEEDWATER DISCHARGE | 01-VBFW185 | UNIT 1 PIPERACK DECK 1ST LEVEL | no data | CLOSED | OPEN
705 | 01-FIT BFW141A ISO BFP B HP FEEDWATER DISCHARGE | 01-VBFW186 | UNIT 1 PIPERACK DECK 1ST LEVEL | no data | CLOSED | OPEN
706 | 01-FIT BFW141B ISO BFP HP FEEDWATER DISCHARGE | 01-VBFW187 | UNIT 1 PIPERACK DECK 1ST LEVEL | no data | CLOSED | OPEN
707 | 01-FIT BFW141B ISO BFP HP FEEDWATER DISCHARGE | 01-VBFW188 | UNIT 1 PIPERACK DECK 1ST LEVEL | no data | CLOSED | OPEN
708 | HP FEEDWATER VENT | 01-VBFW189 | UNIT 1 PIPERACK DECK 1ST LEVEL | no data | OPEN | CLOSED
709 | HP FEEDWATER VENT | 01-VBFW190 | UNIT 1 PIPERACK DECK 1ST LEVEL | no data | OPEN | CLOSED
710 | BFP A HP FEEDWATER DISCHARGE CHECK | 01-VBFW191 | UNIT 1 PIPERACK DECK 1ST LEVEL | no data | CLOSED | OPEN
711 | BFP A HP FEEDWATER DISCHARGE DRAIN | 01-VBFW192 | UNIT 1 PIPERACK DECK 1ST LEVEL | no data | OPEN | CLOSED
712 | BFP A HP FEEDWATER DISCHARGE DRAIN | 01-VBFW193 | UNIT 1 PIPERACK DECK 1ST LEVEL | no data | OPEN | CLOSED
713 | BFP A HP FEEDWATER DISCHARGE DRAIN | 01-VBFW194 | UNIT 1 PIPERACK DECK 1ST LEVEL | no data | OPEN | CLOSED
714 | BFP A HP FEEDWATER DISCHARGE DRAIN | 01-VBFW195 | UNIT 1 PIPERACK DECK 1ST LEVEL | no data | OPEN | CLOSED
715 | HP BFW FILL FROM CONDENSATE CHECK | 01-VBFW196 | UNIT 1 PIPERACK DECK 1ST LEVEL | no data | CLOSED | OPEN
716 | HP BFW FILL FROM CONDENSATE STOP CHECK | 01-VBFW197 | UNIT 1 PIPERACK DECK 1ST LEVEL | no data | CLOSED | OPEN
717 | HP BFW FILL FROM CONDENSATE ISO | 01-VBFW198 | UNIT 1 PIPERACK DECK 1ST LEVEL | no data | CLOSED | OPEN
718 | 01-PIT BFW201 HP FEEDWATER HEADER ISO | 01-VBFW199 | UNIT 1 PIPERACK DECK 1ST LEVEL | no data | CLOSED | OPEN
719 | 01-PIT BFW201 HP FEEDWATER HEADER ISO | 01-VBFW200 | UNIT 1 PIPERACK DECK 1ST LEVEL | no data | CLOSED | OPEN
720 | BFP B HP DISCHARGE MIN FLOW VENT | 01-VBFW209 | UNIT 1 PIPERACK DECK 1ST LEVEL | no data | OPEN | CLOSED
721 | BFP B HP DISCHARGE MIN FLOW VENT | 01-VBFW210 | UNIT 1 PIPERACK DECK 1ST LEVEL | no data | OPEN | CLOSED
722 | HP FEEDWATER HEADER DRAIN | 01-VBFW211 | UNIT 1 DECK ABOVE DUCT BURNER SKID | no data | OPEN | CLOSED
723 | HP FEEDWATER HEADER DRAIN | 01-VBFW212 | UNIT 1 DECK ABOVE DUCT BURNER SKID | no data | OPEN | CLOSED
724 | BFP A MIN FLOW AFTER STRAINER VENT | 01-VBFW213 | UNIT 1 LOCATED NW OF CRT (NEED LADDER) | no data | OPEN | CLOSED
725 | BFP A MIN FLOW AFTER STRAINER VENT | 01-VBFW214 | UNIT 1 LOCATED NW OF CRT (NEED LADDER) | no data | OPEN | CLOSED
727 | BFP A MIN FLOW STRAINER DRAIN | 01-VBFW216 | UNIT 1 NORTH OF CONDENSATE PUMPS | no data | OPEN | CLOSED
728 | BFP A MIN FLOW STRAINER DRAIN | 01-VBFW217 | UNIT 1 NORTH OF CONDENSATE PUMPS | no data | OPEN | CLOSED
729 | BFP A MIN RECIRC ACC CONDENSATE RECEIVER ISO | 01-VBFW218 | UNIT 1 CONDENSATE RECEIVER PIPE RACK | no data | CLOSED | OPEN
730 | 01-FIT BFW181B ISO BFP B HP FEEDWATER DISCHARGE | 01-VBFW219 | UNIT 1 PIPERACK DECK 1ST LEVEL | no data | CLOSED | OPEN
731 | 01-FIT BFW181B ISO BFP B HP FEEDWATER DISCHARGE | 01-VBFW220 | UNIT 1 PIPERACK DECK 1ST LEVEL | no data | CLOSED | OPEN
732 | 01-FIT BFW181A ISO BFP B HP FEEDWATER DISCHARGE | 01-VBFW221 | UNIT 1 PIPERACK DECK 1ST LEVEL | no data | CLOSED | OPEN
733 | 01-FIT BFW181A ISO BFP B HP FEEDWATER DISCHARGE | 01-VBFW222 | UNIT 1 PIPERACK DECK 1ST LEVEL | no data | CLOSED | OPEN
734 | 01-FIT BFW181A ISO BFP B HP FEEDWATER DISCHARGE | 01-VBFW223 | UNIT 1 PIPERACK DECK 1ST LEVEL | no data | CLOSED | OPEN
735 | 01-FIT BFW181A ISO BFP B HP FEEDWATER DISCHARGE | 01-VBFW224 | UNIT 1 PIPERACK DECK 1ST LEVEL | no data | CLOSED | OPEN
736 | 01-FIT BFW181B ISO BFP B HP FEEDWATER DISCHARGE | 01-VBFW225 | UNIT 1 PIPERACK DECK 1ST LEVEL | no data | CLOSED | OPEN
737 | 01-FIT BFW181B ISO BFP B HP FEEDWATER DISCHARGE | 01-VBFW226 | UNIT 1 PIPERACK DECK 1ST LEVEL | no data | CLOSED | OPEN
738 | HP FEEDWATER VENT | 01-VBFW227 | UNIT 1 PIPERACK DECK 1ST LEVEL | no data | OPEN | CLOSED
739 | HP FEEDWATER VENT | 01-VBFW228 | UNIT 1 PIPERACK DECK 1ST LEVEL | no data | OPEN | CLOSED
740 | HP FEEDWATER VENT | 01-VBFW229 | UNIT 1 PIPERACK DECK 1ST LEVEL | no data | OPEN | CLOSED
741 | BFP B MIN FLOW AFTER STRAINER VENT | 01-VBFW230 | UNIT 1 PIPERACK DECK 1ST LEVEL | no data | OPEN | CLOSED
742 | BFP B MIN FLOW AFTER STRAINER VENT | 01-VBFW231 | UNIT 1 PIPERACK DECK 1ST LEVEL | no data | OPEN | CLOSED
743 | BFP B MIN FLOW STRAINER ISOLATION | 01-VBFW232 | UNIT 1 NORTH OF CONDENSATE PUMPS | no data | CLOSED | OPEN
744 | BFP B MIN FLOW STRAINER DRAIN | 01-VBFW233 | UNIT 1 NORTH OF CONDENSATE PUMPS | no data | OPEN | CLOSED
745 | BFP B MIN FLOW STRAINER DRAIN | 01-VBFW234 | UNIT 1 NORTH OF CONDENSATE PUMPS | no data | OPEN | CLOSED
746 | BFP B HP FEEDWATER DISCHARGE DRAIN | 01-VBFW235 | UNIT 1 PIPERACK DECK 1ST LEVEL | no data | OPEN | CLOSED
747 | BFP B HP FEEDWATER DISCHARGE DRAIN | 01-VBFW236 | UNIT 1 PIPERACK DECK 1ST LEVEL | no data | OPEN | CLOSED
748 | BFP B HP FEEDWATER DISCHARGE DRAIN | 01-VBFW237 | UNIT 1 PIPERACK DECK 1ST LEVEL | no data | OPEN | CLOSED
749 | BFP B HP FEEDWATER DISCHARGE DRAIN | 01-VBFW238 | UNIT 1 PIPERACK DECK 1ST LEVEL | no data | OPEN | CLOSED
750 | BFP B MIN RECIRC ACC CONDENSATE RECEIVER ISO | 01-VBFW239 | UNIT 1 CONDENSATE RECEIVER PIPE RACK | no data | CLOSED | OPEN
751 | HPS FINAL ATTEMP SPRAY HP FEEDWATER ROOT VALVE DRAIN | 01-VBFW240 | UNIT 1 PIPERACK DECK 3RD LEVEL | no data | OPEN | CLOSED
752 | HPS FINAL ATTEMP SPRAY HP FEEDWATER DRAIN | 01-VBFW241 | UNIT 1 PIPERACK DECK 3RD LEVEL | no data | OPEN | CLOSED
753 | 01-PDIT BFW701 HP FEEDWATER TO HPS FINAL ATTEMP | 01-VBFW242 | UNIT 1 PIPERACK DECK 1ST LEVEL | no data | CLOSED | OPEN
754 | 01-PDIT BFW701 HP FEEDWATER TO HPS FINAL ATTEMP | 01-VBFW243 | UNIT 1 PIPERACK DECK 1ST LEVEL | no data | CLOSED | OPEN
755 | 01-PDIT BFW701 HP FEEDWATER TO HPS FINAL ATTEMP | 01-VBFW244 | UNIT 1 PIPERACK DECK 1ST LEVEL | no data | CLOSED | OPEN
756 | MPX01AA014 Fullers Earth Filter ISO | MPX01AA014 | Control Oil Skid | no data | CLOSED | OPEN
757 | HPS FINAL ATTEMP SPRAY HP FEEDWATER STRAINER VENT | 01-VBFW246 | UNIT 1 PIPERACK DECK 1ST LEVEL | no data | OPEN | CLOSED
758 | HPS FINAL ATTEMP SPRAY HP FEEDWATER STRAINER VENT | 01-VBFW247 | UNIT 1 PIPERACK DECK 1ST LEVEL | no data | OPEN | CLOSED
759 | HPS FINAL ATTEMP SPRAY HP FEEDWATER STRAINER VENT | 01-VBFW248 | UNIT 1 PIPERACK DECK 1ST LEVEL | no data | OPEN | CLOSED
760 | HPS FINAL ATTEMP SPRAY HP FEEDWATER STRAINER VENT | 01-VBFW249 | UNIT 1 PIPERACK DECK 1ST LEVEL | no data | OPEN | CLOSED
761 | 01-PDI BFW243 ISO IP FEEDWATER HEADER | 01-VBFW250 | UNIT 1 PIPERACK DECK 1ST LEVEL | no data | CLOSED | OPEN
762 | 01-PDI BFW243 ISO IP FEEDWATER HEADER | 01-VBFW251 | UNIT 1 PIPERACK DECK 1ST LEVEL | no data | CLOSED | OPEN
763 | 01-PDI BFW243 ISO IP FEEDWATER HEADER | 01-VBFW252 | UNIT 1 PIPERACK DECK 1ST LEVEL | no data | CLOSED | OPEN
764 | 01-PDI BFW243 ISO IP FEEDWATER HEADER | 01-VBFW253 | UNIT 1 PIPERACK DECK 1ST LEVEL | no data | CLOSED | OPEN
765 | 01-PDI BFW146 BFP A MIN FLOW STRAINER | 01-VBFW254 | UNIT 1 NORTH OF CONDENSATE PUMPS | no data | CLOSED | OPEN
766 | 01-PDI BFW146 BFP A MIN FLOW STRAINER | 01-VBFW255 | UNIT 1 NORTH OF CONDENSATE PUMPS | no data | CLOSED | OPEN
767 | 01-PDI BFW146 BFP A MIN FLOW STRAINER | 01-VBFW256 | UNIT 1 NORTH OF CONDENSATE PUMPS | no data | CLOSED | OPEN
768 | 01-PDI BFW146 BFP A MIN FLOW STRAINER | 01-VBFW257 | UNIT 1 NORTH OF CONDENSATE PUMPS | no data | CLOSED | OPEN
769 | 01-PDI BFW186 BFP B MIN FLOW STRAINER | 01-VBFW258 | UNIT 1 NORTH OF CONDENSATE PUMPS | no data | CLOSED | OPEN
770 | 01-PDI BFW186 BFP B MIN FLOW STRAINER | 01-VBFW259 | UNIT 1 NORTH OF CONDENSATE PUMPS | no data | CLOSED | OPEN
771 | 01-PDI BFW186 BFP B MIN FLOW STRAINER | 01-VBFW260 | UNIT 1 NORTH OF CONDENSATE PUMPS | no data | CLOSED | OPEN
772 | 01-PDI BFW186 BFP B MIN FLOW STRAINER | 01-VBFW261 | UNIT 1 NORTH OF CONDENSATE PUMPS | no data | CLOSED | OPEN
773 | 01-PIT BFW427 IP FEEDWATER TO PERFORMANCE HEATER | 01-VBFW262 | U1 PERFORMACE HEATER AREA | no data | CLOSED | OPEN
774 | BFP SUCTION FROM CONDENSATE CHECK VALVE | 01-VBFW263 | UNIT 1 PIPERACK DECK 1ST LEVEL | no data | CLOSED | OPEN
775 | BFP SUCTION ISO FROM CONDENSATE | 01-VBFW264 | UNIT 1 PIPERACK DECK 1ST LEVEL | no data | CLOSED | OPEN
776 | BFP A SUCTION ISOLATION | 01-VBFW265 | UNIT 1 PIPERACK DECK 1ST LEVEL | no data | CLOSED | OPEN
777 | BFP B SUCTION ISOLATION | 01-VBFW266 | UNIT 1 PIPERACK DECK 1ST LEVEL | no data | CLOSED | OPEN
778 | BFP B HP DISCHARGE MIN FLOW DRAIN | 01-VBFW267 | UNT 1 OFF SIDE OF PIPERACK DECK 1ST LEVEL | no data | OPEN | CLOSED
779 | BFP A IP DISCHARGE ISOLATION | 01-VBFW269 | UNIT 1 PIPERACK DECK 1ST LEVEL | no data | CLOSED | OPEN
780 | BFP B IP DISCHARGE ISOLATION | 01-VBFW270 | UNIT 1 PIPERACK DECK 1ST LEVEL | no data | CLOSED | OPEN
781 | BFP A HP FEEDWATER DISCHARGE ISOLATION | 01-VBFW271 | UNIT 1 PIPERACK DECK 1ST LEVEL | no data | CLOSED | OPEN
782 | BFP B HP FEEDWATER DISCHARGE ISOLATION | 01-VBFW272 | UNIT 1 PIPERACK DECK 1ST LEVEL | no data | CLOSED | OPEN
783 | 01-LSH BFW431A PERFORMANCE HEATER LEAK DETECTION ISO | 01-VBFW273 | U1 PERFORMACE HEATER AREA | no data | CLOSED | OPEN
784 | 01-LSH BFW431A PERFORMANCE HEATER LEAK DETECTION ISO | 01-VBFW274 | U1 PERFORMACE HEATER AREA | no data | CLOSED | OPEN
785 | 01-LSH BFW431B PERFORMANCE HEATER LEAK DETECTION ISO | 01-VBFW275 | U1 PERFORMACE HEATER AREA | no data | CLOSED | OPEN
786 | 01-LSH BFW431B PERFORMANCE HEATER LEAK DETECTION ISO | 01-VBFW276 | U1 PERFORMACE HEATER AREA | no data | CLOSED | OPEN
787 | FUEL GAS PERFORMANCE HEATER LEAK DECTECTION VENT | 01-VBFW277 | U1 PERFORMACE HEATER AREA | no data | OPEN | CLOSED
788 | 01-LSH BFW441A PERFORMANCE HEATER LEAK DETECTION ISO | 01-VBFW278 | U1 PERFORMACE HEATER AREA | no data | CLOSED | OPEN
789 | 01-LSH BFW441A PERFORMANCE HEATER LEAK DETECTION ISO | 01-VBFW279 | U1 PERFORMACE HEATER AREA | no data | CLOSED | OPEN
790 | 01-LSH BFW441B PERFORMANCE HEATER LEAK DETECTION ISO | 01-VBFW280 | U1 PERFORMACE HEATER AREA | no data | CLOSED | OPEN
791 | 01-LSH BFW441B PERFORMANCE HEATER LEAK DETECTION ISO | 01-VBFW281 | U1 PERFORMACE HEATER AREA | no data | CLOSED | OPEN
792 | 01-PIT BFW439 IP FEEDWATER ISO | 01-VBFW282 | U1 PERFORMACE HEATER AREA | no data | CLOSED | OPEN
793 | FUEL GAS PERFORMANCE HEATER IP FEEDWATER VENT | 01-VBFW283 | U1 PERFORMACE HEATER AREA | no data | OPEN | CLOSED
794 | 01-PIT BFW427 IP FEEDWATER TO PERFORMANCE HEATER | 01-VBFW284 | U1 PERFORMACE HEATER AREA | no data | CLOSED | OPEN
795 | N2 CONNECTION ISO VALVE | 01-VBFW285 | U1 PERFORMACE HEATER AREA | no data | CLOSED | CLOSED
796 | IP FEEDWATER TO PERFORMANCE HEATER DRAIN | 01-VBFW286 | U1 PERFORMACE HEATER AREA | no data | OPEN | CLOSED
797 | 01-PDI BFW435 PERFORMANCE HEATER IP FEEDWATER | 01-VBFW287 | U1 PERFORMACE HEATER AREA | no data | CLOSED | OPEN
798 | 01-PDI BFW435 PERFORMANCE HEATER IP FEEDWATER | 01-VBFW288 | U1 PERFORMACE HEATER AREA | no data | CLOSED | OPEN
799 | IP FEEDWATER FROM PERFORMANCE HEATER DRAIN | 01-VBFW289 | U1 PERFORMACE HEATER AREA | no data | OPEN | CLOSED
800 | PERFORMANCE HEATER TO ACC IP FEEDWATER ISO | 01-VBFW290 | UNIT 1 NORTH OF CONDENSATE PUMPS | no data | CLOSED | OPEN
801 | PERFORMANCE HEATER TO CONDENSATE DRAIN | 01-VBFW291 | UNIT 1 NORTH OF CONDENSATE PUMPS | no data | OPEN | CLOSED
802 | PERFORMANCE HEATER TO ACC IP FEEDWATER STRAINER DRAIN | 01-VBFW292 | UNIT 1 NORTH OF CONDENSATE PUMPS | no data | OPEN | CLOSED
803 | 01-PDI BFW471 PERFORMANCE HEATER TO ACC STRAINER | 01-VBFW293 | UNIT 1 NORTH OF CONDENSATE PUMPS | no data | CLOSED | OPEN
804 | HP FEEDWATER HEADER AFTER TCA COOLER DRAIN | 01-VBFW294 | U1 TCA AREA | no data | OPEN | CLOSED
805 | 01-FIT BFW301/A/B HP FEEDWATER HEADER TO TCA COOLER | 01-VBFW295 | UNIT 1 PIPERACK DECK 1ST LEVEL | no data | CLOSED | OPEN
806 | 01-FIT BFW301C HP FEEDWATER HEADER TO TCA COOLER | 01-VBFW296 | UNIT 1 PIPERACK DECK 1ST LEVEL | no data | CLOSED | OPEN
807 | 01-FIT BFW301C HP FEEDWATER HEADER TO TCA COOLER | 01-VBFW297 | UNIT 1 PIPERACK DECK 1ST LEVEL | no data | CLOSED | OPEN
808 | 01-FIT BFW301C HP FEEDWATER HEADER TO TCA COOLER | 01-VBFW298 | UNIT 1 PIPERACK DECK 1ST LEVEL | no data | CLOSED | OPEN
809 | 01-FIT BFW301C HP FEEDWATER HEADER TO TCA COOLER | 01-VBFW299 | UNIT 1 PIPERACK DECK 1ST LEVEL | no data | CLOSED | OPEN
810 | HP FEEDWATER HEADER TO TCA COOLER ISO | 01-VBFW300 | UNIT 1 PIPERACK DECK 1ST LEVEL | no data | CLOSED | OPEN
811 | HP FEEDWATER HEADER TO TCA COOLER DRAIN | 01-VBFW301 | UNIT 1 PIPERACK DECK 1ST LEVEL | no data | OPEN | CLOSED
812 | HP FEEDWATER HEADER TO TCA COOLER DRAIN | 01-VBFW302 | UNIT 1 PIPERACK DECK 1ST LEVEL | no data | OPEN | CLOSED
813 | HP FEEDWATER HEADER TO TCA COOLER DRAIN | 01-VBFW303 | UNIT 1 BETWEEN TCA AND HRSG | no data | OPEN | CLOSED
814 | HP FEEDWATER HEADER TO TCA COOLER DRAIN | 01-VBFW304 | UNIT 1 BETWEEN TCA AND HRSG | no data | OPEN | CLOSED
815 | HP FEEDWATER HEADER AFTER TCA COOLER DRAIN | 01-VBFW305 | UNIT 1 BETWEEN TCA AND HRSG | no data | OPEN | CLOSED
816 | CT TCA COOLER HP FEEDWATER OUTLET ISOLATION | 01-VBFW306 | UNIT 1 PIPERACK DECK 1ST LEVEL | no data | CLOSED | OPEN
817 | 01-PIT BFW331A HP FEEDWATER TCA COOLER OUTLET | 01-VBFW307 | UNIT 1 PIPERACK DECK 1ST LEVEL | no data | CLOSED | OPEN
818 | - | 01-VBFW308 | UNIT 1 PIPERACK DECK 1ST LEVEL | no data | CLOSED | OPEN
819 | 01-PIT BFW331B HP FEEDWATER TCA COOLER OUTLET | 01-VBFW309 | UNIT 1 PIPERACK DECK 1ST LEVEL | no data | CLOSED | OPEN
820 | 01-PIT BFW331B HP FEEDWATER TCA COOLER OUTLET | 01-VBFW310 | UNIT 1 PIPERACK DECK 1ST LEVEL | no data | CLOSED | OPEN
821 | 01-FIT BFW339A HP FEEDWATER TO HRSG FROM TCA COOLER | 01-VBFW311 | UNIT 1 PIPERACK DECK 1ST LEVEL | no data | CLOSED | OPEN
822 | 01-FIT BFW339A HP FEEDWATER TO HRSG FROM TCA COOLER | 01-VBFW312 | UNIT 1 PIPERACK DECK 1ST LEVEL | no data | CLOSED | OPEN
823 | 01-FIT BFW339A HP FEEDWATER TO HRSG FROM TCA COOLER | 01-VBFW313 | UNIT 1 PIPERACK DECK 1ST LEVEL | no data | CLOSED | OPEN
824 | 01-FIT BFW339A HP FEEDWATER TO HRSG FROM TCA COOLER | 01-VBFW314 | UNIT 1 PIPERACK DECK 1ST LEVEL | no data | CLOSED | OPEN
825 | 01-FIT BFW339B HP FEEDWATER TO HRSG FROM TCA COOLER | 01-VBFW315 | UNIT 1 PIPERACK DECK 1ST LEVEL | no data | CLOSED | OPEN
826 | 01-FIT BFW339B HP FEEDWATER TO HRSG FROM TCA COOLER | 01-VBFW316 | UNIT 1 PIPERACK DECK 1ST LEVEL | no data | CLOSED | OPEN
827 | 01-FIT BFW339B HP FEEDWATER TO HRSG FROM TCA COOLER | 01-VBFW317 | UNIT 1 PIPERACK DECK 1ST LEVEL | no data | CLOSED | OPEN
828 | 01-FIT BFW339B HP FEEDWATER TO HRSG FROM TCA COOLER | 01-VBFW318 | UNIT 1 PIPERACK DECK 1ST LEVEL | no data | CLOSED | OPEN
829 | CRH ATTEMP SPRAY IP FEEDWATER ISO VALVE | 01-VBFW319 | UNIT 1 PIPERACK DECK 3RD LEVEL | no data | CLOSED | OPEN
830 | 01-PDTBFW345A/B HP FEEWATER TO HRSG FROM TCA COOLER | 01-VBFW320 | UNIT 1 PIPERACK DECK 1ST LEVEL | no data | CLOSED | OPEN
831 | 01-PDTBFW345A/B HP FEEWATER TO HRSG FROM TCA COOLER | 01-VBFW321 | UNIT 1 PIPERACK DECK 1ST LEVEL | no data | CLOSED | OPEN
832 | HP FEEDWATER FROM TCA TO ACC AFTER STRAINER VENT | 01-VBFW322 | UNIT 1 NORTH OF CONDENSATE PUMPS (LADDER) | no data | OPEN | CLOSED
833 | HP FEEDWATER FROM TCA TO ACC AFTER STRAINER VENT | 01-VBFW323 | UNIT 1 NORTH OF CONDENSATE PUMPS (LADDER) | no data | OPEN | CLOSED
834 | HP FEEDWATER TO HRSG FROM TCA COOLER VENT | 01-VBFW324 | UNIT 1 PIPERACK DECK 1ST LEVEL | no data | OPEN | CLOSED
835 | HP FEEDWATER TO HRSG FROM TCA COOLER VENT | 01-VBFW325 | UNIT 1 PIPERACK DECK 1ST LEVEL | no data | OPEN | CLOSED
836 | 01-PDTBFW345A/B HP FEEWATER TO HRSG FROM TCA COOLER | 01-VBFW326 | UNIT 1 PIPERACK DECK 1ST LEVEL | no data | CLOSED | OPEN
837 | 01-PDTBFW345A/B HP FEEWATER TO HRSG FROM TCA COOLER | 01-VBFW327 | UNIT 1 PIPERACK DECK 1ST LEVEL | no data | CLOSED | OPEN
838 | HP FEEWATER TO HRSG FROM TCA COOLER DRAIN | 01-VBFW328 | ABOVE NW CORNER HRSG ACCESS DECK (SCAFFOLD) | no data | OPEN | CLOSED
839 | HP FEEWATER TO HRSG FROM TCA COOLER DRAIN | 01-VBFW329 | ABOVE NW CORNER HRSG ACCESS DECK (SCAFFOLD) | no data | OPEN | CLOSED
840 | HP FEEDWATER FROM TCA COOLER TO ACC ISO | 01-VBFW330 | UNIT 1 NORTH OF CONDENSATE PUMPS | no data | CLOSED | OPEN
841 | HP FEEDWATER FROM TCA COOLER TO ACC VENT | 01-VBFW331 | UNIT 1 PIPERACK 2ND DECK SOUTH END | no data | OPEN | CLOSED
842 | HP FEEDWATER FROM TCA COOLER TO ACC VENT | 01-VBFW332 | UNIT 1 PIPERACK 2ND DECK SOUTH END | no data | OPEN | CLOSED
843 | HP FEEDWATER FROM TCA TO ACC STRAINER DRAIN | 01-VBFW333 | UNIT 1 NORTH OF CONDENSATE PUMPS | no data | OPEN | CLOSED
844 | HP FEEDWATER FROM TCA TO ACC STRAINER DRAIN | 01-VBFW334 | UNIT 1 NORTH OF CONDENSATE PUMPS | no data | OPEN | CLOSED
845 | HP FEEDWATER FROM TCA TO ACC AFTER STRAINER DRAIN | 01-VBFW335 | UNIT 1 NW OF CONDENSATE RECEIVER TANK (LADDER) | no data | OPEN | CLOSED
846 | HP FEEDWATER FROM TCA TO ACC AFTER STRAINER DRAIN | 01-VBFW336 | UNIT 1 NW OF CONDENSATE RECEIVER TANK (LADDER) | no data | OPEN | CLOSED
847 | BFP B HP DISCHARGE MIN FLOW DRAIN | 01-VBFW337 | UNIT 1 NW CORNER HRSG MCC DECK (SCAFFOLD) | no data | OPEN | CLOSED
848 | BFP B HP DISCHARGE MIN FLOW AFTER STRAINER DRAIN | 01-VBFW338 | UNIT 1 NW OF CONDENSATE RECEIVER TANK (LADDER) | no data | OPEN | CLOSED
849 | CT TCA COOLER RECIRC ACC ISOLATION | 01-VBFW339 | CONDENSATE RECEIVER TANK DECK | no data | CLOSED | OPEN
850 | 01-FIT BFW407A/B IP FEEDWATER TO PERFORMANCE HEATER | 01-VBFW340 | UNIT 1 PERFORMANCE HEATER AREA | no data | CLOSED | OPEN
851 | 01-FIT BFW407A/B IP FEEDWATER TO PERFORMANCE HEATER | 01-VBFW341 | UNIT 1 PERFORMANCE HEATER AREA | no data | CLOSED | OPEN
852 | 01-FIT BFW407A/B IP FEEDWATER TO PERFORMANCE HEATER | 01-VBFW342 | UNIT 1 PERFORMANCE HEATER AREA | no data | CLOSED | OPEN
853 | 01-FIT BFW407A/B IP FEEDWATER TO PERFORMANCE HEATER | 01-VBFW343 | UNIT 1 PERFORMANCE HEATER AREA | no data | CLOSED | OPEN
854 | IP FEEDWATER TO PERFORMANCE HEATER ISO VALVE | 01-VBFW344 | UNIT 1 PERFORMANCE HEATER AREA | no data | CLOSED | OPEN
855 | IP FEEDWATER TO PERFORMANCE HEATER ISO VALVE | 01-VBFW345 | UNIT 1 PERFORMANCE HEATER AREA | no data | CLOSED | OPEN
856 | IP FEEDWATER TO PERFORMANCE HEATER ISO VALVE | 01-VBFW346 | UNIT 1 PERFORMANCE HEATER AREA | no data | CLOSED | OPEN
857 | IP FEEDWATER TO PERFORMANCE HEATER ISO VALVE | 01-VBFW347 | UNIT 1 PERFORMANCE HEATER AREA | no data | CLOSED | OPEN
858 | N2 CONNECTION ISO VALVE | 01-VBFW348 | UNIT 1 PERFORMANCE HEATER AREA | no data | CLOSED | CLOSED
859 | FUEL GAS PERFORMANCE HEATER IP FEEDWATER VENT | 01-VBFW349 | UNIT 1 PERFORMANCE HEATER AREA | no data | OPEN | CLOSED
860 | IP FEEDWATER TO PERFORMANCE HEATER ISO VALVE | 01-VBFW350 | UNIT 1 PERFORMANCE HEATER AREA | no data | CLOSED | OPEN
861 | IP FEEDWATER TO PERFORMANCE HEATER DRAIN | 01-VBFW351 | UNIT 1 PERFORMANCE HEATER AREA | no data | OPEN | CLOSED
862 | IP FEEDWATER TO PERFORMANCE HEATER ISO VALVE | 01-VBFW352 | UNIT 1 PERFORMANCE HEATER AREA | no data | CLOSED | OPEN
863 | FUEL GAS PERFORMANCE HEATER LEAK DECTECTION VENT | 01-VBFW353 | UNIT 1 PERFORMANCE HEATER AREA | no data | OPEN | CLOSED
864 | 01-LSH BFW431B PERFORMANCE HEATER LEAK DETECTION ISO | 01-VBFW354 | UNIT 1 PERFORMANCE HEATER AREA | no data | CLOSED | OPEN
865 | 01-LSH BFW431B PERFORMANCE HEATER LEAK DETECTION ISO | 01-VBFW355 | UNIT 1 PERFORMANCE HEATER AREA | no data | CLOSED | OPEN
866 | 01-LSH BFW431A PERFORMANCE HEATER LEAK DETECTION ISO | 01-VBFW356 | UNIT 1 PERFORMANCE HEATER AREA | no data | CLOSED | OPEN
867 | 01-LSH BFW431A PERFORMANCE HEATER LEAK DETECTION ISO | 01-VBFW357 | UNIT 1 PERFORMANCE HEATER AREA | no data | CLOSED | OPEN
868 | 01-PIT BFW439 IP FEEDWATER ISO | 01-VBFW359 | UNIT 1 PERFORMANCE HEATER AREA | no data | CLOSED | OPEN
869 | IP FEEDWATER FROM PERFORMANCE HEATER DRAIN | 01-VBFW360 | UNIT 1 PERFORMANCE HEATER AREA | no data | OPEN | CLOSED
870 | PERFORMANCE HEATER TO ACC IP FEEDWATER ISO | 01-VBFW361 | UNIT 1 NORTH OF CONDENSATE PUMPS | no data | CLOSED | OPEN
871 | HRH FINAL ATTEMP SPRAY IP FEEDWATER DRAIN | 01-VBFW362 | UNIT 1 PIPE RACK 3RD LEVEL | no data | OPEN | CLOSED
872 | HRH FINAL ATTEMP SPRAY IP FEEDWATER DRAIN | 01-VBFW363 | UNIT 1 PIPE RACK 3RD LEVEL | no data | OPEN | CLOSED
873 | PERFORMANCE HEATER TO CONDENSATE DRAIN | 01-VBFW364 | UNIT 1 PERFORMANCE HEATER AREA | no data | OPEN | CLOSED
874 | BFP B HP DISCHARGE MIN FLOW AFTER STRAINER DRAIN | 01-VBFW365 | UNIT 1 NORTH OF CONDENSATE PUMPS | no data | OPEN | CLOSED
875 | PERFORMANCE HEATER TO ACC IP FEEDWATER STRAINER DRAIN | 01-VBFW366 | UNIT 1 NORTH OF CONDENSATE PUMPS | no data | OPEN | CLOSED
876 | PERFORMANCE HEATER TO CONDENSATE ISO VALVE | 01-VBFW367 | UNIT 1 PERFORMANCE HEATER AREA | no data | CLOSED | OPEN
877 | PERFORMANCE HEATER TO CONDENSATE IP CHECK VALVE | 01-VBFW368 | UNIT 1 PERFORMANCE HEATER AREA | no data | CLOSED | OPEN
878 | FUEL GAS PERFORMANCE HEATER LEAK DECTECTION VENT | 01-VBFW369 | UNIT 1 PERFORMANCE HEATER AREA | no data | OPEN | CLOSED
879 | 01-LSH BFW441B PERFORMANCE HEATER LEAK DETECTION ISO | 01-VBFW370 | UNIT 1 PERFORMANCE HEATER AREA | no data | CLOSED | OPEN
880 |  | 01-VBFW371 | UNIT 1 PERFORMANCE HEATER AREA | no data | CLOSED | OPEN
881 | 01-LSH BFW431A PERFORMANCE HEATER LEAK DETECTION ISO | 01-VBFW372 | UNIT 1 PERFORMANCE HEATER AREA | no data | CLOSED | OPEN
882 | 01-LSH BFW431A PERFORMANCE HEATER LEAK DETECTION ISO | 01-VBFW373 | UNIT 1 PERFORMANCE HEATER AREA | no data | CLOSED | OPEN
883 | HPS FINAL ATTEMP SPRAY HP FEEDWATER CHECK VALVE | 01-VBFW374 | UNIT 1 PIPE RACK 3RD LEVEL | no data | CLOSED | OPEN
884 | HPS FINAL ATTEMP SPRAY STRAINER HP FEEDWATER ISO | 01-VBFW375 | UNIT 1 PIPERACK DECK 1ST LEVEL | no data | CLOSED | OPEN
885 | HPS FINAL ATTEMP SPRAY STRAINER HP FEEDWATER ISO | 01-VBFW376 | UNIT 1 PIPERACK DECK 1ST LEVEL | no data | CLOSED | OPEN
886 | HPS FINAL ATTEMP SPRAY HP FEEDWATER STRAINER DRAIN | 01-VBFW377 | UNIT 1 PIPERACK DECK 1ST LEVEL | no data | OPEN | CLOSED
887 | 01-FE BFW714/A IP FEEDWATER TP HP BYPASS | 01-VBFW378 | UNIT 1 PIPE RACK 3RD LEVEL | no data | CLOSED | OPEN
888 | PERFORMANCE HEATER TO ACC IP FEEDWATER ISO VALVE | 01-VBFW379 | UNIT 1 CONDENSATE RECEIVER PIPE RACK | no data | CLOSED | OPEN
889 | HPS TERMINAL ATTEMP SPRAY HP FEEDWATER STRAINER DRAIN | 01-VBFW380 | UNIT 1 PIPERACK DECK 1ST LEVEL | no data | OPEN | CLOSED
890 | BFP A HP DISCHARGE MIN FLOW AFTER STRAINER DRAIN | 01-VBFW381 | CONDENSATE RECEIVER TANK AREA | no data | OPEN | CLOSED
891 | FROM PERFORMANCE HEATER TO CONDENSATE DRAIN VALVE | 01-VBFW382 | CONDENSATE RECEIVER TANK AREA | no data | OPEN | CLOSED
892 | HPS FINAL ATTEMP SPRAY STRAINER HP FEEDWATER ISO | 01-VBFW383 | UNIT 1 PIPERACK DECK 1ST LEVEL | no data | CLOSED | OPEN
893 | 01-FIT BFW301/301A/301B HP FEEDWATER HEADER | 01-VBFW384 | UNIT 1 PIPERACK DECK 1ST LEVEL | no data | CLOSED | OPEN
894 | 01-FIT BFW301/301A/301B HP FEEDWATER HEADER | 01-VBFW386 | UNIT 1 PIPERACK DECK 1ST LEVEL | no data | CLOSED | OPEN
895 | HPS BYPASS SPRAY ATTEMP IP FEEDWATER DRAIN | 01-VBFW387 | UNIT 1 PIPE RACK 3RD LEVEL | no data | OPEN | CLOSED
896 | SHARED SPRAY SUPPLY STRAINER ISOLATION IP FEEDWATER | 01-VBFW388 | UNIT 1 PIPERACK DECK 1ST LEVEL | no data | CLOSED | OPEN
897 | HRH FINAL ATTEMP SPRAY IP FEEDWATER DRAIN | 01-VBFW389 | UNIT 1 PIPERACK DECK 2ND LEVEL | no data | OPEN | CLOSED
898 | IP FEEDWATER ATTEMP STRAINER DRAIN | 01-VBFW390 | UNIT 1 PIPERACK DECK 1ST LEVEL | no data | OPEN | CLOSED
899 | SHARED SPRAY SUPPLY STRAINER ISOLATION IP FEEDWATER | 01-VBFW391 | UNIT 1 PIPERACK DECK 1ST LEVEL | no data | CLOSED | OPEN
900 | HRH FINAL ATTEMP SPRAY IP FEEDWATER CHECK VALVE | 01-VBFW392 | UNIT 1 PIPE RACK 3RD LEVEL | no data | CLOSED | OPEN
901 | PERFORMANCE HEATER TO ACC IP FEEDWATER DRAIN | 01-VBFW402 | UNIT 1 NORTH OF CONDENSATE PUMPS | no data | OPEN | CLOSED
902 | PERFORMANCE HEATER TO ACC IP FEEDWATER DRAIN | 01-VBFW403 | UNIT 1 NORTH OF CONDENSATE PUMPS | no data | OPEN | CLOSED
903 | 01-PIT-BFW125 BFP A HP DISCHARGE | 01-VBFW404 | UNIT 1 PIPERACK DECK 1ST LEVEL | no data | CLOSED | OPEN
904 | 01-PIT-BFW125 BFP A HP DISCHARGE | 01-VBFW405 | UNIT 1 PIPERACK DECK 1ST LEVEL | no data | CLOSED | OPEN
905 | 01-PIT BFW135 BFP A IP DISCHARGE | 01-VBFW406 | UNIT 1 PIPERACK DECK 1ST LEVEL | no data | CLOSED | OPEN
906 | 01-PIT BFW135 BFP A IP DISCHARGE | 01-VBFW407 | UNIT 1 PIPERACK DECK 1ST LEVEL | no data | CLOSED | OPEN
907 | IP BFW COLD FILL FROM CONDENSATE CHECK | 01-VBFW408 | UNIT 1 PIPERACK DECK 1ST LEVEL | no data | CLOSED | OPEN
908 | IP BFW COLD FILL FROM CONDENSATE STOP CHECK | 01-VBFW409 | UNIT 1 PIPERACK DECK 1ST LEVEL | no data | CLOSED | OPEN
909 | IP BFW FILL FROM CONDENSATE ISO VALVE | 01-VBFW410 | UNIT 1 PIPERACK DECK 1ST LEVEL | no data | CLOSED | OPEN
910 | BFP A MIN FLOW STRAINER VENT | 01-VBFW411 | UNIT 1 NORTH OF CONDENSATE PUMPS | no data | OPEN | CLOSED
911 | BFP A MIN FLOW STRAINER VENT | 01-VBFW412 | UNIT 1 NORTH OF CONDENSATE PUMPS | no data | OPEN | CLOSED
912 | BFP A HP DISCHARGE MIN FLOW AFTER STRAINER DRAIN | 01-VBFW415 | UNIT 1 NORTH OF CONDENSATE PUMPS | no data | OPEN | CLOSED
913 | IP FEEDWATER HEADER VENT | 01-VBFW416 |  | no data | OPEN | CLOSED
914 | IP FEEDWATER HEADER VENT | 01-VBFW417 |  | no data | OPEN | CLOSED
915 | HP FEEDWATER DISHARGE HEADER DRAIN | 01-VBFW422 | UNIT 1 BFP AREA (SCAFFOLD NEEDED) | no data | OPEN | CLOSED
916 | HP FEEDWATER DISHARGE HEADER DRAIN | 01-VBFW423 | UNIT 1 BFP AREA (SCAFFOLD NEEDED) | no data | OPEN | CLOSED
917 | 01-PIT BFW233 ISO IP FEEDWATER HEADER | 01-VBFW424 | UNIT 1 PIPERACK DECK 1ST LEVEL | no data | CLOSED | OPEN
918 | HP FEEDWATER HEADER VENT | 01-VBFW425 |  | no data | OPEN | CLOSED
919 | HP FEEDWATER HEADER VENT | 01-VBFW426 |  | no data | OPEN | CLOSED
920 | BFP B MIN FLOW STRAINER VENT | 01-VBFW427 |  | no data | OPEN | CLOSED
921 | BFP B MIN FLOW STRAINER VENT | 01-VBFW428 |  | no data | OPEN | CLOSED
922 | BFW SUCTION LP DRUM SUPPLY CHECK | 01-VBFW429 | UNIT 1 PIPERACK DECK 1ST LEVEL | no data | CLOSED | OPEN
923 | BFP A IP DISCHARGE VENT VALVE | 01-VBFW430 | UNIT 1 PIPERACK DECK 1ST LEVEL | no data | OPEN | CLOSED
924 | 01-FITBFW741 IP FEEDWATER TO CRH ATTEMP | 01-VBFW431 | UNIT 1 PIPE RACK 3RD LEVEL | no data | CLOSED | OPEN
925 | 01-FITBFW741 IP FEEDWATER TO CRH ATTEMP | 01-VBFW432 | UNIT 1 PIPE RACK 3RD LEVEL | no data | CLOSED | OPEN
926 | IP FEEDWATER TO CRH LETDOWN ATTEMP ISO | 01-VBFW433 | UNIT 1 PIPE RACK 3RD LEVEL | no data | CLOSED | OPEN
927 | IP FEEDWATER TO CRH LETDOWN ATTEMP ISO | 01-VBFW434 | UNIT 1 PIPE RACK 3RD LEVEL | no data | CLOSED | OPEN
928 | 01-FIT BFW301/301A/301B HP FEEDWATER HEADER | 01-VBFW435 | UNIT 1 PIPERACK DECK 1ST LEVEL | no data | CLOSED | OPEN
929 | IP FEEDWATER TO CRH ATTEMP DRAIN | 01-VBFW436 | UNIT 1 PIPE RACK 3RD LEVEL | no data | OPEN | CLOSED
930 | IP FEEDWATER TO CRH ATTEMP DRAIN | 01-VBFW437 | UNIT 1 PIPE RACK 3RD LEVEL | no data | OPEN | CLOSED
931 | 01-PIT BFW233 ISO IP FEEDWATER HEADER | 01-VBFW438 |  | no data | CLOSED | OPEN
932 | 01-PDI BFW471 PERFORMANCE HEATER TO ACC STRAINER | 01-VBFW439 | UNIT 1 NORTH OF CONDENSATE PUMPS | no data | CLOSED | OPEN
933 | 01-PDI BFW471 PERFORMANCE HEATER TO ACC STRAINER VENT | 01-VBFW440 | UNIT 1 NORTH OF CONDENSATE PUMPS | no data | OPEN | CLOSED
934 | 01-PDI BFW471 PERFORMANCE HEATER TO ACC STRAINER VENT | 01-VBFW441 | UNIT 1 NORTH OF CONDENSATE PUMPS | no data | OPEN | CLOSED
935 | 01-PDI BFW471 PERFORMANCE HEATER TO ACC STRAINER | 01-VBFW442 | UNIT 1 NORTH OF CONDENSATE PUMPS | no data | CLOSED | OPEN
936 | 01-PDI BFW471 PERFORMANCE HEATER TO ACC STRAINER | 01-VBFW443 | UNIT 1 NORTH OF CONDENSATE PUMPS | no data | CLOSED | OPEN
937 | 01-PDI BFW435 PERFORMANCE HEATER IP FEEDWATER | 01-VBFW444 | UNIT 1 PERFORMANCE HEATER AREA | no data | CLOSED | OPEN
938 | 01-PDI BFW435 PERFORMANCE HEATER IP FEEDWATER | 01-VBFW445 | UNIT 1 PERFORMANCE HEATER AREA | no data | CLOSED | OPEN
939 | IP FEEDWATER TO CRH LETDOWN ATTEMP DRAIN | 01-VBFW447 | UNIT 1 PIPE RACK 3RD LEVEL | no data | OPEN | CLOSED
940 | IP FEEDWATER TO CRH LETDOWN ATTEMP DRAIN | 01-VBFW448 | UNIT 1 PIPE RACK 3RD LEVEL | no data | OPEN | CLOSED
941 | PERFORMANCE HEATER TO ACC IP FEEDWATER DRAIN | 01-VBFW449 | UNIT 1 NORTH OF CONDENSATE PUMPS | no data | OPEN | CLOSED
942 | PERFORMANCE HEATER TO ACC IP FEEDWATER DRAIN | 01-VBFW450 | UNIT 1 NORTH OF CONDENSATE PUMPS | no data | OPEN | CLOSED
943 | IP FEEDWATER TO CRH ATTEMP DRAIN | 01-VBFW451 | UNIT 1 PIPE RACK 3RD LEVEL | no data | OPEN | CLOSED
944 | IP FEEDWATER TO CRH ATTEMP DRAIN | 01-VBFW452 | UNIT 1 PIPE RACK 3RD LEVEL | no data | OPEN | CLOSED
945 | IP FEEDWATER TO CRH ATTEMP DRAIN | 01-VBFW453 | UNIT 1 PIPE RACK 3RD LEVEL | no data | OPEN | CLOSED
946 | IP FEEDWATER TO CRH ATTEMP DRAIN | 01-VBFW454 | UNIT 1 PIPE RACK 3RD LEVEL | no data | OPEN | CLOSED
947 | PERFORMANCE HEATER TO ACC IP FEEDWATER VENT | 01-VBFW459 | UNIT 1 NORTH OF CONDENSATE PUMPS | no data | OPEN | CLOSED
948 | PERFORMANCE HEATER TO ACC IP FEEDWATER VENT | 01-VBFW460 | UNIT 1 NORTH OF CONDENSATE PUMPS | no data | OPEN | CLOSED
949 | IP FEEDWATER TO STARTUP HEAT EXCHANGER DRAIN | 01-VBFW461 | UNIT 1 ABOVE DUCT BURNERS (SCAFFOLD NEEDED) | no data | OPEN | CLOSED
950 | IP FEEDWATER TO STARTUP HEAT EXCHANGER DRAIN | 01-VBFW462 | UNIT 1 ABOVE DUCT BURNERS (SCAFFOLD NEEDED) | no data | OPEN | CLOSED
951 | HPS FINAL ATTEMP SPRAY HP FEEDWATER STRAINER DRAIN | 01-VBFW503 | UNIT 1 PIPERACK DECK 1ST LEVEL | no data | OPEN | CLOSED
952 | HPS FINAL ATTEMP SPRAY STRAINER HP FEEDWATER ISOLATION | 01-VBFW505 | UNIT 1 PIPERACK DECK 2ND LEVEL | no data | CLOSED | OPEN
953 | BFP A IP DISCHARGE VENT VALVE | 01-VBFW506 | UNIT 1 PIPERACK DECK 1ST LEVEL | no data | OPEN | CLOSED
954 | HPS FINAL ATTEMP SPRAY HP FEEDWATER STRAINER DRAIN | 01-VBFW509 |  | no data | OPEN | CLOSED
955 | HPS BYPASS SPRAY ATTEMP IP FEEDWATER ISO | 01-VBFW513 | UNIT 1 PIPE RACK 3RD LEVEL | no data | CLOSED | OPEN
956 | 01-FE BFW714/A IP FEEDWATER | 01-VBFW519 |  | no data | CLOSED | OPEN
957 | HPS FINAL ATTEMP SPRAY STRAINER HP FEEDWATER ISO | 01-VBFW521 | UNIT 1 PIPERACK DECK 1ST LEVEL | no data | CLOSED | OPEN
958 | HPS FINAL ATTEMP SPRAY STRAINER HP FEEDWATER ISO | 01-VBFW523 | UNIT 1 PIPERACK DECK 1ST LEVEL | no data | CLOSED | OPEN
959 | HPS FINAL ATTEMP SPRAY STRAINER HP FEEDWATER ISO | 01-VBFW525 | UNIT 1 PIPERACK DECK 1ST LEVEL | no data | CLOSED | OPEN
960 | HPS FINAL ATTEMP SPRAY HP FEEDWATER DRAIN | 01-VBFW529 | UNIT 1 PIPERACK DECK 2ND LEVEL | no data | OPEN | CLOSED
961 | HPS FINAL ATTEMP SPRAY STRAINER HP FEEDWATER ISOLATION | 01-VBFW531 |  | no data | CLOSED | OPEN
962 | HP FEEDWATER FROM TCA TO ACC STRAINER VENT | 01-VBFW532 | UNIT 1 NORTH OF CONDENSATE PUMPS | no data | OPEN | CLOSED
963 | HPS BYPASS SPRAY ATTEMP IP FEEDWATER CHECK VALVE | 01-VBFW539 | UNIT 1 PIPE RACK 3RD LEVEL | no data | CLOSED | OPEN
964 | HPS FINAL ATTEMP SPRAY STRAINER HP FEEDWATER DRAIN | 01-VBFW545 | UNIT 1 PIPERACK DECK 2ND LEVEL | no data | OPEN | CLOSED
965 | HPS FINAL ATTEMP SPRAY STRAINER HP FEEDWATER DRAIN | 01-VBFW547 | UNIT 1 PIPERACK DECK 2ND LEVEL | no data | OPEN | CLOSED
966 | HPS FINAL ATTEMP SPRAY STRAINER HP FEEDWATER ISO | 01-VBFW549 | UNIT 1 PIPERACK DECK 2ND LEVEL | no data | CLOSED | OPEN
967 | HPS BYPASS SPRAY ATTEMP IP FEEDWATER DRAIN | 01-VBFW551 | UNIT 1 PIPE RACK 3RD LEVEL | no data | OPEN | CLOSED
968 | HPS FINAL ATTEMP SPRAY HP FEEDWATER DRAIN | 01-VBFW553 | UNIT 1 PIPE RACK 3RD LEVEL | no data | OPEN | CLOSED
969 | HPS FINAL ATTEMP SPRAY STRAINER HP FEEDWATER ISO | 01-VBFW555 | UNIT 1 PIPERACK DECK 2ND LEVEL | no data | CLOSED | OPEN
970 | HPS BYPASS SPRAY ATTEMP IP FEEDWATER DRAIN | 01-VBFW557 |  | no data | OPEN | CLOSED
971 | HPS FINAL ATTEMP SPRAY STRAINER HP FEEDWATER VENT | 01-VBFW563 |  | no data | OPEN | CLOSED
972 | HPS FINAL ATTEMP SPRAY STRAINER HP FEEDWATER VENT | 01-VBFW565 |  | no data | OPEN | CLOSED
973 | HPS BYPASS SPRAY ATTEMP IP FEEDWATER VENT | 01-VBFW567 | UNIT 1 PIPE RACK 3RD LEVEL SOUTH END | no data | OPEN | CLOSED
974 | HPS BYPASS SPRAY ATTEMP IP FEEDWATER VENT | 01-VBFW569 | UNIT 1 PIPE RACK 3RD LEVEL SOUTH END | no data | OPEN | CLOSED
975 | IP FEEDWATER TO CRH LETDOWN ATTEMP ISO | 01-VBFW570 | UNIT 1 PIPE RACK 3RD LEVEL NORTH END | no data | CLOSED | OPEN
976 | IP FEEDWATER TO CRH LETDOWN ATTEMP ISO | 01-VBFW571 | UNIT 1 PIPE RACK 3RD LEVEL NORTH END | no data | CLOSED | OPEN
977 | IP FEEDWATER TO CRH LETDOWN ATTEMP DRAIN | 01-VBFW572 | UNIT 1 PIPE RACK 3RD LEVEL NORTH END | no data | OPEN | CLOSED
978 | IP FEEDWATER TO CRH LETDOWN ATTEMP DRAIN | 01-VBFW573 | UNIT 1 PIPE RACK 3RD LEVEL NORTH END | no data | OPEN | CLOSED
979 | HRH ATTEMP SPRAY ISO IP FEEDWATER | 01-VBFW574 | UNIT 1 PIPERACK DECK 2ND LEVEL | no data | CLOSED | OPEN
980 | HRH ATTEMP SPRAY ISO IP FEEDWATER | 01-VBFW575 | UNIT 1 PIPERACK DECK 2ND LEVEL | no data | CLOSED | OPEN
981 | HRH ATTEMP SPRAY DRAIN IP FEEDWATER | 01-VBFW576 | UNIT 1 PIPERACK DECK 2ND LEVEL | no data | CLOSED | CLOSED
982 | HRH ATTEMP SPRAY DRAIN IP FEEDWATER | 01-VBFW577 | UNIT 1 PIPERACK DECK 2ND LEVEL | no data | CLOSED | CLOSED
983 | IP FEEDWATER TO PERFORMANCE HEATER VENT | 01-VBFW578 | UNIT 1 PERFORMACE HEATER AREA | no data | OPEN | CLOSED
984 | IP FEEDWATER TO PERFORMANCE HEATER VENT | 01-VBFW579 | UNIT 1 PERFORMACE HEATER AREA | no data | OPEN | CLOSED
985 | PERFORMANCE HEATER TO ACC IP FEEDWATER VENT | 01-VBFW600 | UNIT 1 PERFORMACE HEATER AREA | no data | OPEN | CLOSED
986 | PERFORMANCE HEATER TO ACC IP FEEDWATER VENT | 01-VBFW601 | UNIT 1 PERFORMACE HEATER AREA | no data | OPEN | CLOSED
987 | IP FEEDWATER FROM PERFORMANCE HEATER DRAIN | 01-VBFW602 | UNIT 1 PERFORMACE HEATER AREA | no data | OPEN | CLOSED
988 | IP FEEDWATER FROM PERFORMANCE HEATER DRAIN | 01-VBFW603 | UNIT 1 PERFORMACE HEATER AREA | no data | OPEN | CLOSED
989 | HP FEEDWATER VENT | 01-VBFW604 | UNIT 1 PIPE RACK 1ST LEVEL NORTH END | no data | OPEN | CLOSED
990 | HP FEEDWATER VENT | 01-VBFW605 | UNIT 1 PIPE RACK 1ST LEVEL NORTH END | no data | OPEN | CLOSED
991 | HP FEEDWATER VENT | 01-VBFW606 | UNIT 1 PIPE RACK 1ST LEVEL NORTH END | no data | OPEN | CLOSED
992 | HP FEEDWATER VENT | 01-VBFW607 | UNIT 1 PIPE RACK 1ST LEVEL NORTH END | no data | OPEN | CLOSED
993 | HP FEEDWATER HEADER VENT | 01-VBFW608 | UNIT 1 PIPE RACK 1ST LEVEL NORTH END | no data | OPEN | CLOSED
994 | HP FEEDWATER HEADER VENT | 01-VBFW609 | UNIT 1 PIPE RACK 1ST LEVEL NORTH END | no data | OPEN | CLOSED
995 | HP FEEDWATER FROM TCA COOLER TO CONDENSATE RECIEVER TANK | 01-VBFW610 | UNIT 1 NORTHSIDE OF CONDENSATE TANK | no data | CLOSED | OPEN
996 | HP FEEDWATER FROM TCA COOLER TO ACC DRAIN | 01-VBFW611 | ABOVE CARDOX TANK (NEEDS SCAFFOLD/LADDER) | no data | OPEN | CLOSED
997 | VENT VALVE | 01-VBFW612 | UNIT 1 PIPE RACK 3RD LEVEL NORTH END | no data | OPEN | CLOSED
998 | VENT VALVE | 01-VBFW613 | UNIT 1 PIPE RACK 3RD LEVEL NORTH END | no data | OPEN | CLOSED
999 | HP FEEDWATER FROM TCA COOLER TO ACC VENT | 01-VBFW614 | NE OF CONDENSATE CORNER (LADDER NEEDED) | no data | OPEN | CLOSED
1000 | HP FEEDWATER FROM TCA COOLER TO ACC VENT | 01-VBFW615 | NE OF CONDENSATE CORNER (LADDER NEEDED) | no data | OPEN | CLOSED
1001 | FUEL GAS PERFORMANCE HEATER IP FEEDWATER DRAIN | 01-VBFW616 | UNIT 1 PERFORMACE HEATER AREA | no data | OPEN | CLOSED
1002 | FUEL GAS PERFORMANCE HEATER IP FEEDWATER DRAIN | 01-VBFW617 | UNIT 1 PERFORMACE HEATER AREA | no data | OPEN | CLOSED
1003 | VENT VALVE | 01-VBFW618 | UNIT 1 PIPE RACK 3RD LEVEL NORTH END | no data | OPEN | CLOSED
1004 | VENT VALVE | 01-VBFW619 | UNIT 1 PIPE RACK 3RD LEVEL NORTH END | no data | OPEN | CLOSED
1005 | IP FEEDWATER TO CRH ATTEMP VENT | 01-VBFW622 | UNIT 1 PIPE RACK 3RD LEVEL NORTH END | no data | OPEN | CLOSED
1006 | IP FEEDWATER TO CRH ATTEMP VENT | 01-VBFW623 | UNIT 1 PIPE RACK 3RD LEVEL NORTH END | no data | OPEN | CLOSED
1007 | IP FEEDWATER TO CRH ATTEMP VENT | 01-VBFW624 | UNIT 1 PIPE RACK 3RD LEVEL NORTH END | no data | OPEN | CLOSED
1008 | IP FEEDWATER TO CRH ATTEMP VENT | 01-VBFW625 | UNIT 1 PIPE RACK 3RD LEVEL NORTH END | no data | OPEN | CLOSED
1009 | IP FEEDWATER TO CRH ATTEMP DRAIN | 01-VBFW626 | UNIT 1 PIPE RACK 3RD LEVEL NORTH END | no data | OPEN | CLOSED
1010 | IP FEEDWATER TO CRH ATTEMP DRAIN | 01-VBFW627 | UNIT 1 PIPE RACK 3RD LEVEL NORTH END | no data | OPEN | CLOSED
1011 | IP FEEDWATER TO CRH ATTEMP DRAIN | 01-VBFW628 | UNIT 1 PIPE RACK 3RD LEVEL NORTH END | no data | OPEN | CLOSED
1012 | IP FEEDWATER TO CRH ATTEMP DRAIN | 01-VBFW629 | UNIT 1 PIPE RACK 3RD LEVEL NORTH END | no data | OPEN | CLOSED
1013 | INSTRUMENT | 01-VBFW630 | UNIT 1 PERFORMACE HEATER AREA | no data | CLOSED | OPEN
1014 | INSTRUMENT ISOLATION | 01-VBFW631 | UNIT 1 PERFORMACE HEATER AREA | no data | CLOSED | OPEN
1015 | 01-PDI BFW327 HP FEEDWATER THRU TCA COOLER | 01-VBFW700 | UNIT 1 TCA COOLER AREA | no data | OPEN | CLOSED
1016 | 01-PDI BFW327 HP FEEDWATER THRU TCA COOLER | 01-VBFW701 | UNIT 1 TCA COOLER AREA | no data | OPEN | CLOSED
1017 | HP FEEDWATER FROM TCA COOLER TO ACC ISO | 01-VBFW922 | UNIT 1 NORTH OF CONDENSATE PUMPS | no data | CLOSED | OPEN
1018 | HP FEEDWATER FROM TCA TO ACC STRAINER VENT | 01-VBFW923 | UNIT 1 NORTH OF CONDENSATE PUMPS | no data | OPEN | CLOSED
1019 | 01-PDI BFW351 HP FEEDWATER STRAINER FROM TCA TO ACC ISO | 01-VBFW924 | UNIT 1 NORTH OF CONDENSATE PUMPS | no data | CLOSED | OPEN
1020 | 01-PDI BFW351 HP FEEDWATER STRAINER FROM TCA TO ACC ISO | 01-VBFW925 | UNIT 1 NORTH OF CONDENSATE PUMPS | no data | CLOSED | OPEN
1021 | 01-PDI BFW351 HP FEEDWATER STRAINER FROM TCA TO ACC ISO | 01-VBFW926 | UNIT 1 NORTH OF CONDENSATE PUMPS | no data | CLOSED | OPEN
1022 | 01-PDI BFW351 HP FEEDWATER STRAINER FROM TCA TO ACC ISO | 01-VBFW927 | UNIT 1 NORTH OF CONDENSATE PUMPS | no data | CLOSED | OPEN
1023 | 01-PDI BFW327 HP FEEDWATER THRU TCA COOLER | 01-VBFW928 | UNIT 1 TCA COOLER AREA | no data | CLOSED | OPEN
1024 | 01-PDI BFW327 HP FEEDWATER THRU TCA COOLER | 01-VBFW929 | UNIT 1 TCA COOLER AREA | no data | CLOSED | OPEN
1025 | 01-PDI BFW401 STARTUP HEAT EXCHANGER IP FEEDWATER | 01-VBFW933 | UNIT 1 PIPE RACK 1ST LEVEL MIDDLE | no data | CLOSED | OPEN
1026 | 01-PDI BFW401 STARTUP HEAT EXCHANGER IP FEEDWATER | 01-VBFW934 | UNIT 1 PIPE RACK 1ST LEVEL MIDDLE | no data | CLOSED | OPEN
1027 | 01-PDI BFW401 STARTUP HEAT EXCHANGER IP FEEDWATER | 01-VBFW935 | UNIT 1 PIPE RACK 1ST LEVEL MIDDLE | no data | CLOSED | OPEN
1028 | 01-PDI BFW401 STARTUP HEAT EXCHANGER IP FEEDWATER | 01-VBFW936 | UNIT 1 PIPE RACK 1ST LEVEL MIDDLE | no data | CLOSED | OPEN
1029 | UNIT 1 ENCLOSURE CONTAINMENT DRAIN ISOLATION VALVE | 01-VCCF104 | UNIT 1 CHEM SHACK AREA EAST SIDE | no data | OPEN | CLOSED
1030 | UNIT 1 CONDENSATE AMMONIA FEED ISOLATION VALVE | 01-VCCF105 | UNIT 1 PIPE RACK 1ST LEVEL MIDDLE | no data | CLOSED | OPEN
1031 | ACHE OUTLET PI 219 ISOLATION | 01-VCCW100 | UNIT 1 ACHE AREA EAST SIDE | no data | CLOSED | OPEN
1032 | ACHE OUTLET PI 229 ISOLATION | 01-VCCW101 | UNIT 1 ACHE AREA EAST SIDE | no data | CLOSED | OPEN
1033 | HEAD TANK TO PUMP SUCTION ISOLATION | 01-VCCW102 | UNIT 1 DUCT BURNER SKID AREA | no data | CLOSED | OPEN
1034 | CCW HEAD TANK DRAIN | 01-VCCW103 | UNIT 1 CCW HEAD TANK AREA | no data | OPEN | CLOSED
1035 | CCW PMP B SUCTION STRAINER PDIT ISOLATION | 01-VCCW104 | UNIT 1 CCW PUMP AREA | no data | CLOSED | OPEN
1036 | ACHE OUTLET ISOLATION/THROTTLING | 01-VCCW105 | UNIT 1 ACHE AREA EAST SIDE | no data | CLOSED | OPEN
1037 | PUMP "B" SUCTION ISOLATION | 01-VCCW106 | UNIT 1 CCW PUMP AREA | no data | CLOSED | OPEN
1038 | PUMP "B" DISCHARGE ISOLATION | 01-VCCW107 | UNIT 1 CCW PUMP AREA | no data | CLOSED | OPEN
1039 | ACHE OUTLET ISOLATION/THROTTLING | 01-VCCW108 | UNIT 1 ACHE AREA EAST SIDE | no data | CLOSED | OPEN
1040 | PUMP "A" DISCHARGE ISOLATION | 01-VCCW109 | UNIT 1 CCW PUMP AREA | no data | CLOSED | OPEN
1041 | ACHE INLET VENT VALVE | 01-VCCW110 | UNIT 1 ACHE AREA EAST SIDE | no data | OPEN | CLOSED
1042 | CCW PMP "B" VENT | 01-VCCW111 | UNIT 1 CCW PUMP AREA | no data | OPEN | CLOSED
1043 | CCW PMP "A" VENT | 01-VCCW112 | UNIT 1 CCW PUMP AREA | no data | OPEN | CLOSED
1044 | DRAIN | 01-VCCW113 | UNIT 1 CCW PUMP AREA | no data | OPEN | CLOSED
1045 | POT FEEDER INLET ISOLATION | 01-VCCW114 | UNIT 1 CCW PUMP AREA | no data | CLOSED | OPEN
1046 | CCW PMP B SUCTION STRAINER PDIT ISOLATION | 01-VCCW115 | UNIT 1 CCW PUMP AREA | no data | CLOSED | OPEN
1047 | BFP "A" CCW INLET PI 301 ISOLATION | 01-VCCW116 | UNIT 1 BOILER FEED A AREA | no data | CLOSED | OPEN
1048 | CCW PMP "A" DRAIN | 01-VCCW117 | UNIT 1 CCW PUMP AREA | no data | OPEN | CLOSED
1049 | PUMP DISCHARGE CHECK | 01-VCCW118 | UNIT 1 CCW PUMP AREA | no data | CLOSED | OPEN
1050 | INSTRUMENTATION | 01-VCCW119 | UNIT 1 CCW PUMP AREA | no data | CLOSED | OPEN
1051 | ACHE INLET ISOLATION | 01-VCCW120 | UNIT 1 ACHE AREA EAST SIDE | no data | CLOSED | OPEN
1052 | PUMP "A" SUCTION ISOLATION | 01-VCCW121 | UNIT 1 CCW PUMP AREA | no data | CLOSED | OPEN
1053 | INSTRUMENTATION | 01-VCCW122 | UNIT 1 CCW PUMP AREA | no data | CLOSED | OPEN
1054 | ACHE INLET ISOLATION | 01-VCCW123 | UNIT 1 ACHE AREA EAST SIDE | no data | CLOSED | OPEN
1055 | ACHE INLET VENT VALVE | 01-VCCW124 | UNIT 1 ACHE AREA EAST SIDE | no data | OPEN | CLOSED
1056 | ACHE OUTLET ISOLATION/THROTTLING | 01-VCCW125 | UNIT 1 ACHE AREA EAST SIDE | no data | CLOSED | OPEN
1057 | BYPASS FOR ACHE BYPASS CV | 01-VCCW126 | UNIT 1 CCW PUMP AREA | no data | CLOSED | CLOSED
1058 | PUMP DISCHARGE CHECK | 01-VCCW127 | UNIT 1 CCW PUMP AREA | no data | CLOSED | OPEN
1059 | ECA COMPRESSOR CCW INLET PI 501 ISO | 01-VCCW128 | UNIT 1 ECA COMPRESSOR EAST SIDE AREA | no data | CLOSED | OPEN
1060 | ACHE INLET HEADER ISOLATION | 01-VCCW129 | UNIT 1 ACHE AREA EAST SIDE | no data | CLOSED | OPEN
1061 | CCW HEAD TANK LIT 101 ISOLATION | 01-VCCW130 | UNIT 1 CCW HEAD TANK AREA | no data | CLOSED | OPEN
1062 | CCW PMP "B" DISCHARGE PIT 131 ISOLATION | 01-VCCW131 | UNIT 1 CCW PUMP AREA | no data | CLOSED | OPEN
1063 | CCW PMP "A" SUCTION STRAINER DRAIN | 01-VCCW132 | UNIT 1 CCW PUMP AREA | no data | OPEN | CLOSED
1064 | POT FEEDER OUTLET ISOLATION/THROTTLING | 01-VCCW133 | UNIT 1 CCW PUMP AREA | no data | OPEN | CLOSED
1065 | CCW PMP "A" DISCHARGE DRAIN | 01-VCCW134 | UNIT 1 CCW PUMP AREA | no data | OPEN | CLOSED
1066 | CCW PMP "A" DISCHARGE PIT 171 ISOLATION | 01-VCCW135 | UNIT 1 CCW PUMP AREA | no data | CLOSED | OPEN
1067 | CCW PMP "A" DISCHARGE VENT | 01-VCCW136 | UNIT 1 CCW PUMP AREA | no data | OPEN | CLOSED
1068 | CCW PMP "A" SUCTION STRAINER PDIT 151 ISOLATION | 01-VCCW137 | UNIT 1 CCW PUMP AREA | no data | CLOSED | OPEN
1069 | CCW PMP "A" SUCTION STRAINER PDIT 151 ISOLATION | 01-VCCW138 | UNIT 1 CCW PUMP AREA | no data | CLOSED | OPEN
1070 | CCW PMP "A" DRAIN | 01-VCCW139 | UNIT 1 CCW PUMP AREA | no data | OPEN | CLOSED
1071 | ACHE BYPASS LINE DRAIN | 01-VCCW140 | UNIT 1 CCW PUMP AREA | no data | OPEN | CLOSED
1072 | CCW PMP "B" DRAIN | 01-VCCW141 | UNIT 1 CCW PUMP AREA | no data | OPEN | CLOSED
1073 | POT FEEDER OUTLET ISOLATION/THROTTLING | 01-VCCW142 | UNIT 1 CCW PUMP AREA | no data | OPEN | CLOSED
1074 | ACHE INLET VENT VALVE | 01-VCCW143 | UNIT 1 ACHE AREA EAST SIDE | no data | OPEN | CLOSED
1075 | ACHE INLET ISOLATION | 01-VCCW144 | UNIT 1 ACHE AREA EAST SIDE | no data | CLOSED | OPEN
1076 | ACHE INLET ISOLATION | 01-VCCW145 | UNIT 1 ACHE AREA EAST SIDE | no data | CLOSED | OPEN
1077 | ACHE INLET VENT VALVE | 01-VCCW146 | UNIT 1 ACHE AREA EAST SIDE | no data | OPEN | CLOSED
1078 | CTG CONTROL OIL COOLER CCW OUTLET VENT | 01-VCCW147 | UNIT 1 CONTROL OIL AREA | no data | OPEN | CLOSED
1079 | ACHE BYPASS TCV ISOLATION | 01-VCCW148 | UNIT 1 ACHE AREA EAST SIDE | no data | CLOSED | OPEN
1080 | ACHE BYPASS TCV ISOLATION | 01-VCCW149 | UNIT 1 ACHE AREA EAST SIDE | no data | CLOSED | OPEN
1081 | ACHE INLET VENT VALVE | 01-VCCW150 | UNIT 1 ACHE AREA EAST SIDE | no data | OPEN | CLOSED
1082 | CCW PMP "B" DRAIN | 01-VCCW151 | UNIT 1 CCW PUMP AREA | no data | OPEN | CLOSED
1083 | CCW PMP "B" SUCTION STRAINER DRAIN | 01-VCCW152 | UNIT 1 CCW PUMP AREA | no data | OPEN | CLOSED
1084 | RECIRC CV ISOLATION | 01-VCCW153 | UNIT 1 CCW PUMP AREA | no data | CLOSED | OPEN
1085 | RECIRC CV ISOLATION | 01-VCCW154 | UNIT 1 CCW PUMP AREA | no data | CLOSED | OPEN
1086 | RECIRC CV BYPASS | 01-VCCW155 | UNIT 1 CCW PUMP AREA | no data | CLOSED | OPEN
1087 | RECIRC LINE DRAIN | 01-VCCW156 | UNIT 1 CCW PUMP AREA | no data | OPEN | CLOSED
1088 | ACHE OUTLET PI 239 ISOLATION | 01-VCCW157 | UNIT 1 ACHE AREA EAST SIDE | no data | CLOSED | OPEN
1089 | CCW PMP "B" SUCTION STRAINER VENT | 01-VCCW158 | UNIT 1 CCW PUMP AREA | no data | OPEN | CLOSED
1090 | CCW PMP "A" SUCTION STRAINER VENT | 01-VCCW159 | UNIT 1 CCW PUMP AREA | no data | OPEN | CLOSED
1091 | ACHE INLET ISOLATION | 01-VCCW160 | UNIT 1 ACHE AREA EAST SIDE | no data | CLOSED | OPEN
1092 | CTG CONTROL OIL COOLER CCW INLET VENT | 01-VCCW161 | UNIT 1 CONTROL OIL AREA | no data | OPEN | CLOSED
1093 | CTG CONTROL OIL COOLER CCW INLET PI 541 ISO | 01-VCCW162 | UNIT 1 CONTROL OIL AREA | no data | CLOSED | OPEN
1094 | ECA COMPRESSOR "B" CCW OUTLET PI 537 ISO | 01-VCCW163 | UNIT 1 ECA COMPRESSOR EAST SIDE AREA | no data | CLOSED | OPEN
1095 | BFP "A" COOLER INLET VENT | 01-VCCW164 | UNIT 1 BOILER FEED A AREA | no data | OPEN | CLOSED
1096 | CTG CONTROL OIL COOLER CCW OUTLET DRAIN | 01-VCCW165 | UNIT 1 CONTROL OIL AREA | no data | OPEN | CLOSED
1097 | ECA COMPRESSOR "B" CCW INLET PI 521 ISO | 01-VCCW166 | UNIT 1 ECA COMPRESSOR EAST SIDE AREA | no data | CLOSED | OPEN
1098 | ACHE OUTLET ISOLATION/THROTTLING | 01-VCCW167 | UNIT 1 ACHE AREA EAST SIDE | no data | CLOSED | OPEN
1099 | SAMPLE PANEL COOLER INLET DRAIN | 01-VCCW168 | UNIT 1 CHEM SHACK AREA WEST SIDE | no data | OPEN | CLOSED
1100 | CTG CONTROL OIL COOLER CCW OUTLET PI 557 ISO | 01-VCCW169 | UNIT 1 CONTROL OIL AREA | no data | CLOSED | OPEN
1101 | ACHE OUTLET ISOLATION/THROTTLING | 01-VCCW170 | UNIT 1 ACHE AREA EAST SIDE | no data | CLOSED | OPEN
1102 | ACHE OUTLET PIT 271 ISOLATION | 01-VCCW171 | UNIT 1 ACHE AREA EAST SIDE | no data | CLOSED | OPEN
1103 | BFP "A" SUPPLY ISOLATION | 01-VCCW172 | UNIT 1 BOILER FEED A AREA | no data | CLOSED | OPEN
1104 | SAMPLE PANEL COOLER OUTLET PI 357 ISO | 01-VCCW173 | UNIT 1 SAMPLE PANEL BUILDING OUTSIDE | no data | CLOSED | OPEN
1105 | ACHE OUTLET PI 249 ISOLATION | 01-VCCW174 | UNIT 1 ACHE AREA EAST SIDE | no data | CLOSED | OPEN
1106 | SAMPLE PANEL FLOW THROTTLING | 01-VCCW175 | UNIT 1 SAMPLE PANEL BUILDING OUTSIDE | no data | CLOSED | OPEN
1107 | BFP "B" COOLER OUTLET VENT | 01-VCCW176 | UNIT 1 BOILER FEED B AREA | no data | OPEN | CLOSED
1108 | BFP "B" SUPPLY ISOLATION | 01-VCCW177 | UNIT 1 BOILER FEED B AREA | no data | CLOSED | OPEN
1109 | BFP "B" COOLER INLET DRAIN | 01-VCCW178 | UNIT 1 BOILER FEED B AREA | no data | OPEN | CLOSED
1110 | BFP "A" COOLER OUTLET PI 371 ISO | 01-VCCW179 | UNIT 1 BOILER FEED A AREA | no data | CLOSED | OPEN
1111 | BFP "B" COOLER OUTLET PI 337 ISO | 01-VCCW180 | UNIT 1 BOILER FEED B AREA | no data | CLOSED | OPEN
1112 | BFP "A" FLOW THROTTLING | 01-VCCW181 | UNIT 1 BOILER FEED B AREA | no data | CLOSED | OPEN
1113 | BFP "B" FLOW THROTTLING | 01-VCCW182 | UNIT 1 BOILER FEED B AREA | no data | CLOSED | OPEN
1114 | SAMPLE PANEL SUPPLY ISOLATION | 01-VCCW183 | UNIT 1 SAMPLE PANEL BUILDING OUTSIDE | no data | CLOSED | OPEN
1115 | SAMPLE PANEL COOLER OUTLET VENT | 01-VCCW184 | UNIT 1 SAMPLE PANEL BUILDING OUTSIDE | no data | OPEN | CLOSED
1116 | TCU RETURN ISOLATION | 01-VCCW185 | UNIT 1 SAMPLE PANEL BUILDING OUTSIDE | no data | CLOSED | OPEN
1117 | TCU SUPPLY ISOLATION | 01-VCCW186 | UNIT 1 SAMPLE PANEL BUILDING OUTSIDE | no data | CLOSED | OPEN
1118 | SAMPLE PANEL COOLER INLET PI 341 ISO | 01-VCCW187 | UNIT 1 SAMPLE PANEL BUILDING OUTSIDE | no data | CLOSED | OPEN
1119 | BFP "A" COOLER INLET DRAIN | 01-VCCW188 | UNIT 1 BOILER FEED A AREA | no data | OPEN | CLOSED
1120 | BFP "A" COOLER OUTLET VENT | 01-VCCW189 | UNIT 1 BOILER FEED A AREA | no data | OPEN | CLOSED
1121 | CCW HEAD TANK LG ISOLATION | 01-VCCW190 | UNIT 1 CCW HEAD TANK AREA | no data | CLOSED | OPEN
1122 | CCW HEAD TANK LG ISOLATION | 01-VCCW191 | UNIT 1 CCW HEAD TANK AREA | no data | CLOSED | OPEN
1123 | RECIRC LINE VENT | 01-VCCW192 | UNIT 1 CCW PUMP AREA | no data | OPEN | CLOSED
1124 | ACHE BYPASS LINE VENT | 01-VCCW193 | UNIT 1 CCW PUMP AREA | no data | OPEN | CLOSED
1125 | BFP "B" COOLER INLET VENT | 01-VCCW194 | UNIT 1 BOILER FEED B AREA | no data | OPEN | CLOSED
1126 | CTG CONTROL OIL COOLER CCW INLET DRAIN | 01-VCCW195 | UNIT 1 CONTROL OIL AREA | no data | OPEN | CLOSED
1127 | CCW CHEMICAL FEEDER POT DRAIN | 01-VCCW196 | UNIT 1 CCW PUMP AREA | no data | OPEN | CLOSED
1128 | CCW PMP "B" VENT | 01-VCCW200 | UNIT 1 CCW PUMP AREA | no data | OPEN | CLOSED
1129 | CCW PMP "A" VENT | 01-VCCW201 | UNIT 1 CCW PUMP AREA | no data | OPEN | OPEN
1130 | GENERATOR COOLER OUTLET PI 445 ISO | 01-VCCW211 | UNIT 1 GENERATOR AREA | no data | CLOSED | OPEN
1131 | GENERATOR COOLER INLET PI 481 ISO | 01-VCCW212 | UNIT 1 GENERATOR AREA | no data | CLOSED | OPEN
1132 | GENERATOR COOLER OUTLET PI 435 ISO | 01-VCCW213 | UNIT 1 GENERATOR AREA | no data | CLOSED | OPEN
1133 | GENERATOR COOLER OUTLET PI 425 ISO | 01-VCCW214 | UNIT 1 GENERATOR AREA | no data | CLOSED | OPEN
1134 | GENERATOR COOLER OUTLET PI 415 ISO | 01-VCCW215 | UNIT 1 GENERATOR AREA | no data | CLOSED | OPEN
1135 | ACHE OUTLET DRAIN | 01-VCCW216 | UNIT 1 ACHE AREA EAST SIDE | no data | OPEN | CLOSED
1136 | ACHE OUTLET DRAIN | 01-VCCW217 | UNIT 1 ACHE AREA EAST SIDE | no data | OPEN | CLOSED
1137 | ACHE OUTLET DRAIN | 01-VCCW218 | UNIT 1 ACHE AREA EAST SIDE | no data | OPEN | CLOSED
1138 | ACHE OUTLET DRAIN | 01-VCCW219 | UNIT 1 ACHE AREA EAST SIDE | no data | OPEN | CLOSED
1139 | ACHE OUTLET DRAIN | 01-VCCW220 | UNIT 1 ACHE AREA EAST SIDE | no data | OPEN | CLOSED
1140 | GENERATOR COOLER OUTLET PI 455 ISO | 01-VCCW221 | UNIT 1 GENERATOR AREA | no data | CLOSED | OPEN
1141 | GENERATOR COOLER OUTLET PI 465 ISO | 01-VCCW222 | UNIT 1 GENERATOR AREA | no data | CLOSED | OPEN
1142 | GENERATOR COOLER OUTLET PI 475 ISO | 01-VCCW224 | UNIT 1 GENERATOR AREA | no data | CLOSED | OPEN
1143 | GENERATOR COOLER OUTLET PI 485 ISO | 01-VCCW225 | UNIT 1 GENERATOR AREA | no data | CLOSED | OPEN
1144 | ACHE INLET DRAIN VALVE | 01-VCCW226 | UNIT 1 ACHE AREA EAST SIDE | no data | OPEN | CLOSED
1145 | ACHE INLET DRAIN VALVE | 01-VCCW227 | UNIT 1 ACHE AREA EAST SIDE | no data | OPEN | CLOSED
1146 | ACHE INLET DRAIN VALVE | 01-VCCW228 | UNIT 1 ACHE AREA EAST SIDE | no data | OPEN | CLOSED
1147 | ACHE INLET DRAIN VALVE | 01-VCCW229 | UNIT 1 ACHE AREA EAST SIDE | no data | OPEN | CLOSED
1148 | ACHE INLET DRAIN VALVE | 01-VCCW230 | UNIT 1 ACHE AREA EAST SIDE | no data | OPEN | CLOSED
1149 | ACHE OUTLET PI 259 ISOLATION | 01-VCCW300 | UNIT 1 ACHE AREA EAST SIDE | no data | CLOSED | OPEN
1150 | VENT | 01-VCCW301 | UNIT 1 CCW LUBE OIL COOLER AREA (NEED LADDER) | no data | OPEN | CLOSED
1151 | VENT | 01-VCCW302 | UNIT 1 CCW LUBE OIL COOLER AREA (NEED LADDER) | no data | OPEN | CLOSED
1152 | LUBE OIL MODULE SUPPLY ISOLATION | 01-VCCW304 | UNIT 1 CCW LUBE OIL COOLER AREA | no data | CLOSED | OPEN
1153 | LUBE OIL MODULE OUTLET ISOLATION/THROTTLING | 01-VCCW305 | UNIT 1 CCW LUBE OIL COOLER AREA | no data | CLOSED | OPEN
1154 | GLYCOL FILL CHECK | 01-VCCW306 | UNIT 1 DUCT BURNER AREA | no data | CLOSED | OPEN
1155 | LUBE OIL COOLER OUTLET PI 393 ISO | 01-VCCW307 | UNIT 1 CCW LUBE OIL COOLER AREA | no data | CLOSED | OPEN
1156 | LUBE OIL COOLER OUTLET DRAIN | 01-VCCW308 | UNIT 1 CCW LUBE OIL COOLER AREA | no data | OPEN | CLOSED
1157 | GENERATOR COOLER INLET DRAIN | 01-VCCW318 | UNIT 1 GENERATOR AREA | no data | OPEN | CLOSED
1158 | GENERATOR COOLER INLET DRAIN | 01-VCCW319 | UNIT 1 GENERATOR AREA | no data | OPEN | CLOSED
1159 | GENERATOR COOLER SUPPLY ISOLATION | 01-VCCW320 | UNIT 1 GENERATOR AREA | no data | CLOSED | OPEN
1160 | GENERATOR COOLER INLET PI 411 ISO | 01-VCCW321 | UNIT 1 GENERATOR AREA | no data | CLOSED | OPEN
1161 | DRAIN | 01-VCCW322 | UNIT 1 CCW LUBE OIL COOLER AREA | no data | OPEN | CLOSED
1162 | INSTRUMENTATION | 01-VCCW323 | UNIT 1 CCW LUBE OIL COOLER AREA | no data | CLOSED | OPEN
1163 | LUBE OIL COOLER INLET DRAIN | 01-VCCW324 | UNIT 1 CCW LUBE OIL COOLER AREA | no data | OPEN | CLOSED
1164 | LUBE OIL MODULE SUPPLY ISOLATION | 01-VCCW325 | UNIT 1 CCW LUBE OIL COOLER AREA | no data | CLOSED | OPEN
1165 | LUBE OIL COOLER INLET DRAIN | 01-VCCW326 | UNIT 1 CCW LUBE OIL COOLER AREA | no data | OPEN | CLOSED
1166 | LUBE OIL COOLER INLET PI 375 ISO | 01-VCCW327 | UNIT 1 CCW LUBE OIL COOLER AREA | no data | CLOSED | OPEN
1167 | LUBE OIL COOLER INLET VENT | 01-VCCW328 | UNIT 1 CCW LUBE OIL COOLER AREA | no data | OPEN | CLOSED
1168 | LUBE OIL COOLER INLET PI 377 ISO | 01-VCCW329 | UNIT 1 CCW LUBE OIL COOLER AREA | no data | CLOSED | OPEN
1169 | GENERATOR COOLER SUPPLY ISOLATION | 01-VCCW330 | UNIT 1 GENERATOR AREA | no data | CLOSED | OPEN
1170 | ACHE INLET PI ISOLATION | 01-VCCW331 | UNIT 1 ACHE AREA EAST SIDE | no data | CLOSED | OPEN
1171 | GENERATOR COOLER SUPPLY ISOLATION | 01-VCCW332 | UNIT 1 GENERATOR AREA | no data | CLOSED | OPEN
1172 | ACHE INLET PI ISOLATION | 01-VCCW333 | UNIT 1 ACHE AREA EAST SIDE | no data | CLOSED | OPEN
1173 | GENERATOR COOLER SUPPLY ISOLATION | 01-VCCW334 | UNIT 1 GENERATOR AREA | no data | CLOSED | OPEN
1174 | ACHE INLET PI ISOLATION | 01-VCCW335 | UNIT 1 ACHE AREA EAST SIDE | no data | CLOSED | OPEN
1175 | GENERATOR COOLER SUPPLY ISOLATION | 01-VCCW336 | UNIT 1 GENERATOR AREA | no data | CLOSED | OPEN
1176 | ACHE INLET PI ISOLATION | 01-VCCW337 | UNIT 1 ACHE AREA EAST SIDE | no data | CLOSED | OPEN
1177 | GENERATOR COOLER SUPPLY ISOLATION | 01-VCCW338 | UNIT 1 GENERATOR AREA | no data | CLOSED | OPEN
1178 | ACHE INLET PI ISOLATION | 01-VCCW339 | UNIT 1 ACHE AREA EAST SIDE | no data | CLOSED | OPEN
1179 | LUBE OIL COOLER INLET VENT | 01-VCCW340 | UNIT 1 CCW LUBE OIL COOLER AREA | no data | OPEN | CLOSED
1180 | LUBE OIL MODULE OUTLET ISOLATION/THROTTLING | 01-VCCW341 | UNIT 1 CCW LUBE OIL COOLER AREA | no data | CLOSED | OPEN
1181 | GENERATOR COOLER SUPPLY ISOLATION | 01-VCCW342 | UNIT 1 GENERATOR AREA | no data | CLOSED | OPEN
1182 | GENERATOR COOLER INLET PI 471 ISO | 01-VCCW343 | UNIT 1 GENERATOR AREA | no data | CLOSED | OPEN
1183 | GENERATOR COOLER SUPPLY ISOLATION | 01-VCCW344 | UNIT 1 GENERATOR AREA | no data | CLOSED | OPEN
1184 | GLYCOL FILL ISOLATION | 01-VCCW345 | UNIT 1 DUCT BURNER AREA | no data | CLOSED | CLOSED
1185 | ECA COMPRESSOR RETURN ISOLATION | 01-VCCW346 | UNIT 1 ECA COMPRESSOR EAST SIDE AREA | no data | CLOSED | OPEN
1186 | GENERATOR COOLER RETURN ISOLATION/THROTTLING | 01-VCCW347 | UNIT 1 GENERATOR AREA | no data | CLOSED | OPEN
1187 | GENERATOR COOLER INLET DRAIN | 01-VCCW348 | UNIT 1 GENERATOR AREA | no data | OPEN | CLOSED
1188 | GENERATOR COOLER RETURN HEADER ISOLATION/THROTTLING | 01-VCCW349 | UNIT 1 GENERATOR AREA | no data | CLOSED | OPEN
1189 | GENERATOR COOLER INLET PI 421 ISO | 01-VCCW350 | UNIT 1 GENERATOR AREA | no data | CLOSED | OPEN
1190 | GENERATOR COOLER RETURN ISOLATION/THROTTLING | 01-VCCW351 | UNIT 1 GENERATOR AREA | no data | CLOSED | OPEN
1191 | GENERATOR COOLER INLET PI 431 ISO | 01-VCCW352 | UNIT 1 GENERATOR AREA | no data | CLOSED | OPEN
1192 | GENERATOR COOLER RETURN ISOLATION/THROTTLING | 01-VCCW353 | UNIT 1 GENERATOR AREA | no data | CLOSED | OPEN
1193 | GENERATOR COOLER INLET PI 441 ISO | 01-VCCW354 | UNIT 1 GENERATOR AREA | no data | CLOSED | OPEN
1194 | GENERATOR COOLER RETURN ISOLATION/THROTTLING | 01-VCCW355 | UNIT 1 GENERATOR AREA | no data | CLOSED | OPEN
1195 | GENERATOR COOLER INLET PI 451 ISO | 01-VCCW356 | UNIT 1 GENERATOR AREA | no data | CLOSED | OPEN
1196 | GENERATOR COOLER RETURN ISOLATION/THROTTLING | 01-VCCW357 | UNIT 1 GENERATOR AREA | no data | CLOSED | OPEN
1197 | GENERATOR COOLER INLET PI 461 ISO | 01-VCCW358 | UNIT 1 GENERATOR AREA | no data | CLOSED | OPEN
1198 | GENERATOR COOLER RETURN ISOLATION/THROTTLING | 01-VCCW359 | UNIT 1 GENERATOR AREA | no data | CLOSED | OPEN
1199 | ECA COMPRESSOR "A" COOLER OUTLET PI | 01-VCCW360 | UNIT 1 ECA COMPRESSOR EAST SIDE AREA | no data | CLOSED | OPEN
1200 | GENERATOR COOLER RETURN ISOLATION/THROTTLING | 01-VCCW361 | UNIT 1 GENERATOR AREA | no data | CLOSED | OPEN
1201 | ECA COMPRESSOR SUPPLY ISOLATION | 01-VCCW362 | UNIT 1 ECA COMPRESSOR EAST SIDE AREA | no data | CLOSED | OPEN
1202 | GENERATOR COOLER RETURN ISOLATION/THROTTLING | 01-VCCW363 | UNIT 1 GENERATOR AREA | no data | CLOSED | OPEN
1203 | GENERATOR COOLER SUPPLY HEADER ISOLATION | 01-VCCW364 | UNIT 1 GENERATOR AREA | no data | CLOSED | OPEN
1204 | VENT | 01-VCCW365 | UNIT 1 CCW PUMP AREA | no data | OPEN | CLOSED
1205 | ACHE OUTLET HEADER ISOLATION | 01-VCCW366 | UNIT 1 CCW PUMP AREA | no data | CLOSED | OPEN
1206 | INSTRUMENTATION | 01-VCCW367 | UNIT 1 CCW PUMP AREA | no data | CLOSED | OPEN
1207 | INSTRUMENTATION | 01-VCCW368 | UNIT 1 CCW PUMP AREA | no data | CLOSED | OPEN
1208 | ECA COMPRESSOR FLOW THROTTLING | 01-VCCW369 | UNIT 1 ECA COMPRESSOR EAST SIDE AREA | no data | CLOSED | OPEN
1209 | ECA COMPRESSOR "B" RETURN ISOLATION | 01-VCCW370 | UNIT 1 ECA COMPRESSOR EAST SIDE AREA | no data | CLOSED | OPEN
1210 | GENERATOR COOLER INLET DRAIN | 01-VCCW371 | UNIT 1 GENERATOR AREA | no data | OPEN | OPEN
1211 | DRAIN | 01-VCCW372 | UNIT 1 GENERATOR AREA | no data | OPEN | CLOSED
1212 | DRAIN | 01-VCCW373 | UNIT 1 GENERATOR AREA | no data | OPEN | CLOSED
1213 | DRAIN | 01-VCCW374 | UNIT 1 GENERATOR AREA | no data | OPEN | CLOSED
1214 | DRAIN | 01-VCCW375 | UNIT 1 GENERATOR AREA | no data | OPEN | CLOSED
1215 | DRAIN | 01-VCCW376 | UNIT 1 GENERATOR AREA | no data | OPEN | CLOSED
1216 | DRAIN | 01-VCCW377 | UNIT 1 GENERATOR AREA | no data | OPEN | CLOSED
1217 | DRAIN | 01-VCCW378 | UNIT 1 GENERATOR AREA | no data | OPEN | CLOSED
1218 | DRAIN | 01-VCCW379 | UNIT 1 GENERATOR AREA | no data | OPEN | CLOSED
1219 | ECA COMPRESSOR "A" SUPPLY ISOLATION | 01-VCCW380 | UNIT 1 ECA COMPRESSOR EAST SIDE AREA | no data | CLOSED | OPEN
1220 | ECA COMPRESSOR "B" FLOW THROTTLING | 01-VCCW381 | UNIT 1 ECA COMPRESSOR EAST SIDE AREA | no data | CLOSED | OPEN
1221 | GEN COOLER VENT | 01-VCCW382 | UNIT 1 GENERATOR AREA | no data | OPEN | CLOSED
1222 | GEN COOLER VENT | 01-VCCW383 | UNIT 1 GENERATOR AREA | no data | OPEN | CLOSED
1223 | GEN COOLER VENT | 01-VCCW384 | UNIT 1 GENERATOR AREA | no data | OPEN | CLOSED
1224 | GEN COOLER VENT | 01-VCCW385 | UNIT 1 GENERATOR AREA | no data | OPEN | CLOSED
1225 | GEN COOLER VENT | 01-VCCW386 | UNIT 1 GENERATOR AREA | no data | OPEN | CLOSED
1226 | GEN COOLER VENT | 01-VCCW387 | UNIT 1 GENERATOR AREA | no data | OPEN | CLOSED
1227 | GEN COOLER VENT | 01-VCCW388 | UNIT 1 GENERATOR AREA | no data | OPEN | CLOSED
1228 | GEN COOLER VENT | 01-VCCW389 | UNIT 1 GENERATOR AREA | no data | OPEN | CLOSED
1229 | ECA "A" COOLER INLET VENT | 01-VCCW391 | UNIT 1 ECA COMPRESSOR EAST SIDE AREA | no data | OPEN | CLOSED
1230 | ECA COMPRESSOR "B" COOLER OUTLET DRAIN | 01-VCCW392 | UNIT 1 ECA COMPRESSOR EAST SIDE AREA | no data | OPEN | CLOSED
1231 | ECA COMPRESSOR "A" COOLER OUTLET DRAIN | 01-VCCW393 | UNIT 1 ECA COMPRESSOR EAST SIDE AREA | no data | OPEN | CLOSED
1232 | ECA "B" COOLER INLET VENT | 01-VCCW396 | UNIT 1 ECA COMPRESSOR EAST SIDE AREA | no data | OPEN | CLOSED
1233 | GENERATOR COOLER INLET DRAIN | 01-VCCW398 | UNIT 1 GENERATOR AREA | no data | OPEN | CLOSED
1234 | GENERATOR COOLER INLET DRAIN | 01-VCCW399 | UNIT 1 GENERATOR AREA | no data | OPEN | CLOSED
1235 | GENERATOR COOLER INLET DRAIN | 01-VCCW400 | UNIT 1 GENERATOR AREA | no data | OPEN | CLOSED
1236 | GENERATOR COOLER INLET DRAIN | 01-VCCW401 | UNIT 1 GENERATOR AREA | no data | OPEN | CLOSED
1237 | GENERATOR COOLER OUTLET DRAIN | 01-VCCW402 | UNIT 1 GENERATOR AREA | no data | OPEN | CLOSED
1238 | GENERATOR COOLER OUTLET DRAIN | 01-VCCW403 | UNIT 1 GENERATOR AREA | no data | OPEN | CLOSED
1239 | GENERATOR COOLER OUTLET DRAIN | 01-VCCW404 | UNIT 1 GENERATOR AREA | no data | OPEN | CLOSED
1240 | GENERATOR COOLER OUTLET DRAIN | 01-VCCW405 | UNIT 1 GENERATOR AREA | no data | OPEN | CLOSED
1241 | GENERATOR COOLER OUTLET DRAIN | 01-VCCW406 | UNIT 1 GENERATOR AREA | no data | OPEN | CLOSED
1242 | GENERATOR COOLER OUTLET DRAIN | 01-VCCW407 | UNIT 1 GENERATOR AREA | no data | OPEN | CLOSED
1243 | GENERATOR COOLER OUTLET DRAIN | 01-VCCW408 | UNIT 1 GENERATOR AREA | no data | OPEN | CLOSED
1244 | GENERATOR COOLER OUTLET DRAIN | 01-VCCW409 | UNIT 1 GENERATOR AREA | no data | OPEN | CLOSED
1245 | GENERATOR COOLER INLET HEADER VENT | 01-VCCW410 | UNIT 1 GENERATOR AREA | no data | OPEN | CLOSED
1246 | GENERATOR COOLER OUTLET HEADER VENT | 01-VCCW411 | UNIT 1 GENERATOR AREA | no data | OPEN | CLOSED
1247 | BFP RETURN ISOLATION | 01-VCCW412 | UNIT 1 BOILER FEED A AREA | no data | CLOSED | OPEN
1248 | BFP RETURN ISOLATION | 01-VCCW413 | UNIT 1 BOILER FEED B AREA | no data | CLOSED | OPEN
1249 | TCU FILL ISOLATION | 01-VCCW414 | UNIT 1 SAMPLE PANEL BUILDING OUTSIDE | no data | CLOSED | OPEN
1250 | SAMPLE PANEL RETURN ISOLATION | 01-VCCW415 | UNIT 1 SAMPLE PANEL BUILDING OUTSIDE | no data | CLOSED | OPEN
1251 | BFP "B" COOLER INLET PI | 01-VCCW453 | UNIT 1 BOILER FEED B AREA | no data | CLOSED | OPEN
1252 | CO2 ISOLATION VALVE | 01-VCMG102 | UNIT 1 CO2 EVAPORATOR AREA | no data | CLOSED | OPEN
1253 | H2 ISOLATION | 01-VCMG103 | UNIT 1 EAST BUILDING WALL OUTSIDE | no data | CLOSED | OPEN
1254 | NITROGEN SUPPLY ISOLATION | 01-VCMG104 | UNIT 1 N.W. BUILING INSIDE | no data | OPEN | CLOSED
1255 | H2 ISOLATION | 01-VCMG113 | UNIT 1 EAST BUILDING WALL OUTSIDE | no data | CLOSED | OPEN
1256 | NITROGEN SUPPLY ISOLATION | 01-VCMG119 | UNIT 1 N.E. BY HRSG GROUND LEVEL | no data | OPEN | CLOSED
1257 | INSTRUMENTATION | 01-VCMG122 |  | no data | CLOSED | OPEN
1258 | H2 VENT | 01-VCMG602 | UNIT 1 EAST BUILDING WALL OUTSIDE | no data | OPEN | CLOSED
1259 | N2 PURGE CONNECTION | 01-VCMG604 | UNIT 1 EAST BUILDING WALL OUTSIDE | no data | OPEN | CLOSED
1260 | CONDENSATE STRAINER VENT VALVE | 01-VCND100 | UNIT 1 CONDENSATE PUMP AREA | no data | OPEN | CLOSED
1261 | IRON FILTER DRAIN | 01-VCND101 | UNIT 1 CONDENSATE PUMP AREA | no data | OPEN | CLOSED
1262 | CONDENSATE EMERGENCY DUMP CV ISOLATION | 01-VCND103 | UNIT 1 PLANT N BFP AREA | no data | CLOSED | OPEN
1263 | CND PUMP "A" DISCHARGE PIT 115 | 01-VCND104 | UNIT 1 CONDENSATE PUMP AREA | no data | CLOSED | OPEN
1264 | LP BYPASS SPRAY DRAIN VALVE (AFTER CHECK) | 01-VCND105 | UNIT 1 DRAINS TANK PIPE RACK | no data | OPEN | CLOSED
1265 | LP DRAINS TANK PUMP COMMON DISCHARGE VENT VALVE | 01-VCND106 | UNIT 1 DRAINS TANK AREA | no data | OPEN | CLOSED
1266 | CRH VENTILATOR LINE SPRAY DRAIN VALVE | 01-VCND108 | UNIT 1 CONDENSATE CORNER AREA | no data | OPEN | CLOSED
1267 | CRH VENTILATOR SPRAY SUPPLY ISOLATION | 01-VCND109 | UNIT 1 DRAINS TANK PIPE RACK | no data | CLOSED | OPEN
1268 | CRH VENTILATOR SPRAY VENT ROOT | 01-VCND110 | UNIT 1 DRAINS TANK PIPE RACK | no data | OPEN | CLOSED
1269 | CRH VENTILATOR SPRAY SUPPLY CHECK VALVE | 01-VCND111 | UNIT 1 DRAINS TANK PIPE RACK | no data | CLOSED | OPEN
1270 | CND PMP C SUCTION STRAINER PDIT 143 HIGH SIDE ISOLATION | 01-VCND112 | UNIT 1 CONDENSATE PUMP AREA | no data | CLOSED | OPEN
1271 | CND PUMP CAN VENT VALVE | 01-VCND113 | UNIT 1 CONDENSATE PUMP AREA | no data | OPEN | CLOSED
1272 | IRON FILTER "A" DRAIN VALVE | 01-VCND114 | UNIT 1 CONDENSATE PUMP AREA | no data | CLOSED | OPEN
1273 | LPS BYPASS SPRAY SUPPLY CHECK VALVE | 01-VCND115 | UNIT 1 DRAINS TANK PIPE RACK | no data | CLOSED | OPEN
1274 | HRH BYPASS SPRAY DRAIN VALVE | 01-VCND116 | UNIT 1 DRAINS TANK PIPE RACK | no data | OPEN | CLOSED
1275 | CND PUMP DISCHARGE CHECK VALVE | 01-VCND117 | UNIT 1 CONDENSATE PUMP AREA | no data | OPEN | CLOSED
1276 | CND PMP A SUCTION STRAINER VENT VALVE ROOT | 01-VCND118 | UNIT 1 CONDENSATE PUMP AREA | no data | OPEN | CLOSED
1277 | HRH BYPASS SPRAY SUPPLY ISOLATION | 01-VCND119 | UNIT 1 CONDENSATE CORNER AREA | no data | CLOSED | OPEN
1278 | HRH BYPASS SPRAY SUPPLY CHECK VALVE | 01-VCND121 | UNIT 1 DRAINS TANK PIPE RACK | no data | CLOSED | OPEN
1279 | EXHAUST HOOD SPRAY PI 243 | 01-VCND123 | UNIT 1 CONDENSATE CORNER AREA | no data | CLOSED | OPEN
1280 | CND FLOW FIT 231A LOW SIDE ISOLATION | 01-VCND124 | UNIT 1 CONDENSATE CORNER AREA | no data | CLOSED | OPEN
1281 | HRH SPRAY FIT 703B | 01-VCND125 | UNIT 1 CONDENSATE CORNER AREA | no data | CLOSED | OPEN
1282 | ST HOOD SPRAY SUPPLY ISOLATION | 01-VCND126 | UNIT 1 CONDENSATE CORNER AREA | no data | CLOSED | OPEN
1283 | VENT VALVE | 01-VCND127 |  | no data | OPEN | CLOSED
1284 | CND "A" PUMP DISCHARGE ISOLATION | 01-VCND128 | UNIT 1 CONDENSATE PUMP AREA | no data | CLOSED | OPEN
1285 | CND PMP "B" SUCTION STRAINER VENT VALVE | 01-VCND129 | UNIT 1 CONDENSATE PUMP AREA | no data | OPEN | CLOSED
1286 | CND PMP "C" DISCHARGE PIT 155 ISOLATION | 01-VCND130 | UNIT 1 CONDENSATE PUMP AREA | no data | CLOSED | OPEN
1287 | CND PMP "C" SUCTION STRAINER PI 145 ISO | 01-VCND131 | UNIT 1 CONDENSATE PUMP AREA | no data | CLOSED | OPEN
1288 | CONDENSATE RECIRC CV DOWNSTREAM ISOLATION | 01-VCND132 | UNIT 1 CRT PIPE RACK | no data | CLOSED | OPEN
1289 | CND PMP "C" SUCTION STRAINER VENT VALVE | 01-VCND133 | UNIT 1 CONDENSATE PUMP AREA | no data | OPEN | CLOSED
1290 | CND TO ACC CURTAIN SPRAY FE ISOLATION | 01-VCND134 | UNIT 1 CONDENSATE CORNER AREA | no data | CLOSED | OPEN
1291 | CND PMP "B" SUCTION STRAINER VENT VALVE (ROOT) | 01-VCND135 | UNIT 1 CONDENSATE PUMP AREA | no data | OPEN | CLOSED
1292 | GLAND STEAM CONDENSER CONDENSATE DRAIN (INLET) | 01-VCND136 | UNIT 1 CONDENSATE CORNER AREA | no data | CLOSED | OPEN
1293 | CND PMP "B" DISCHARGE PIT 136 ISOLATION | 01-VCND137 | UNIT 1 CONDENSATE PUMP AREA | no data | CLOSED | OPEN
1294 | CONDENSATE HEADER VENT (GLAND STEAM CONDENSER) | 01-VCND138 | UNIT 1 CONDENSATE CORNER AREA | no data | OPEN | CLOSED
1295 | IRON FILTER "A" VENT VALVE | 01-VCND139 | UNIT 1 CONDENSATE PUMP AREA | no data | OPEN | CLOSED
1296 | IRON FILTER "B" VENT VALVE | 01-VCND140 | UNIT 1 CONDENSATE PUMP AREA | no data | OPEN | CLOSED
1297 | LPS BYPASS SPRAY SUPPLY ISOLATION | 01-VCND141 | UNIT 1 CONDENSATE CORNER AREA | no data | CLOSED | OPEN
1298 | CND PMP A SUCTION STRAINER PDIT 103 LOW SIDE ISOLATION | 01-VCND142 | UNIT 1 CONDENSATE PUMP AREA | no data | CLOSED | OPEN
1299 | CND PMP A SUCTION STRAINER PI 105 | 01-VCND143 | UNIT 1 CONDENSATE PUMP AREA | no data | CLOSED | OPEN
1300 | IRON FILTER A DRAIN VALVE | 01-VCND144 | UNIT 1 CONDENSATE PUMP AREA | no data | OPEN | CLOSED
1301 | ST HOOD SPRAY VALVE ISOLATION | 01-VCND145 | UNIT 1 CONDENSATE CORNER AREA | no data | CLOSED | OPEN
1302 | COND HEADER PI 251 (GLAND STEAM CONDENSER) | 01-VCND146 | UNIT 1 CONDENSATE CORNER AREA | no data | CLOSED | OPEN
1303 | ST HOOD SPRAY CV BYPASS VALVE | 01-VCND147 | UNIT 1 CONDENSATE CORNER AREA | no data | CLOSED | CLOSED
1304 | CND PUMP DISCHARGE CHECK VALVE | 01-VCND148 | UNIT 1 CONDENSATE PUMP AREA | no data | CLOSED | OPEN
1305 | VENT VALVE | 01-VCND149 |  | no data | OPEN | CLOSED
1306 | CND DISCHARGE SAMPLE ISOLATION | 01-VCND150 | UNIT 1 1ST LEVEL PIPE RACK | no data | CLOSED | OPEN
1307 | CONDENSATE HEADER LOCAL PI GAUGE | 01-VCND151 | UNIT 1 CONDENSATE PUMP AREA | no data | CLOSED | OPEN
1308 | CONDENSATE RECIRC DRAIN VALVE (AFTER CV) | 01-VCND152 | UNIT 1 CRT PIPE RACK | no data | OPEN | CLOSED
1309 | CONDENSATE DUMP LINE DRAIN VALVE | 01-VCND153 | UNIT 1 PLANT N BFP AREA | no data | OPEN | CLOSED
1310 | CND PMP "B" STRAINER VENT VALVE (ROOT) | 01-VCND154 | UNIT 1 CONDENSATE PUMP AREA | no data | OPEN | CLOSED
1311 | CND DISCHARGE SAMPLE ISOLATION | 01-VCND155 | UNIT 1 1ST LEVEL PIPE RACK | no data | CLOSED | OPEN
1312 | LP BYPASS SPRAY FIT 724 ISO | 01-VCND156 | UNIT 1 CONDENSATE CORNER AREA | no data | CLOSED | OPEN
1313 | CND PUMP "A" CAN VENT VALVE | 01-VCND157 | UNIT 1 CONDENSATE PUMP AREA | no data | OPEN | CLOSED
1314 | LP BYPASS SPRAY DRAIN VALVE (AFTER CV) | 01-VCND158 | UNIT 1 CONDENSATE CORNER AREA | no data | OPEN | CLOSED
1315 | CRH VENTILATOR LINE SPRAY FIT 701 ISO | 01-VCND159 | UNIT 1 CONDENSATE CORNER AREA | no data | CLOSED | OPEN
1316 | CONDENSATE IRON FILTER BYPASS VALVE ISOLATION | 01-VCND160 | UNIT 1 CONDENSATE PUMP AREA | no data | CLOSED | OPEN
1317 | CRH VENTILATOR LINE SPRAY FIT 701 ISO | 01-VCND162 | UNIT 1 CONDENSATE CORNER AREA | no data | CLOSED | OPEN
1318 | CONDENSATE IRON FILTER BYPASS VALVE ISOLATION | 01-VCND163 | UNIT 1 CONDENSATE PUMP AREA | no data | CLOSED | OPEN
1319 | CND PMP "B" SUCTION STRAINER PDIT 123 ISO | 01-VCND164 | UNIT 1 CONDENSATE PUMP AREA | no data | CLOSED | OPEN
1320 | CND PMP "C" SUCTION STRAINER VENT VALVE (BLOCK) | 01-VCND165 | UNIT 1 CONDENSATE PUMP AREA | no data | OPEN | CLOSED
1321 | CND PMP A SUCTION STRAINER DRAIN VALVE | 01-VCND166 | UNIT 1 CONDENSATE PUMP AREA | no data | OPEN | CLOSED
1322 | CND PMP "B" DISCHARGE DRAIN | 01-VCND167 | UNIT 1 CONDENSATE PUMP AREA | no data | OPEN | CLOSED
1323 | CND PMP "C" SUCTION STRAINER VENT (ROOT) | 01-VCND168 | UNIT 1 CONDENSATE PUMP AREA | no data | OPEN | CLOSED
1324 | LP BYPASS SPRAY FIT 724 ISO | 01-VCND169 | UNIT 1 CONDENSATE CORNER AREA | no data | CLOSED | OPEN
1325 | HRH SPRAY FIT 703B | 01-VCND170 | UNIT 1 CONDENSATE CORNER AREA | no data | OPEN | CLOSED
1326 | CND PMP "A" SUCTION STRAINER DRAIN VALVE | 01-VCND171 | UNIT 1 CONDENSATE PUMP AREA | no data | OPEN | CLOSED
1327 | CONDENSATE IRON FILTER "A" MANUAL ISOLATION | 01-VCND172 | UNIT 1 CONDENSATE PUMP AREA | no data | CLOSED | OPEN
1328 | CND PMP "C" SUTION STRAINER DRAIN VALVE | 01-VCND173 | UNIT 1 CONDENSATE PUMP AREA | no data | OPEN | CLOSED
1329 | CONDENSATE IRON FILTER MANUAL ISOLATION | 01-VCND174 | UNIT 1 CONDENSATE PUMP AREA | no data | CLOSED | OPEN
1330 | CND FLOW FIT 231B LOW SIDE | 01-VCND175 | UNIT 1 CONDENSATE PUMP AREA | no data | CLOSED | OPEN
1331 | CND PMP "B" SUTION STRAINER DRAIN VALVE | 01-VCND176 | UNIT 1 CONDENSATE PUMP AREA | no data | OPEN | CLOSED
1332 | IRON FILTER "A" PDIT 205 | 01-VCND177 | UNIT 1 CONDENSATE PUMP AREA | no data | CLOSED | OPEN
1333 | CND PMP "C" SUTION STRAINER DRAIN VALVE | 01-VCND178 | UNIT 1 CONDENSATE PUMP AREA | no data | OPEN | CLOSED
1334 | CND PMP "A" SUCTION STRAINER PDIT 103 ISO | 01-VCND179 | UNIT 1 CONDENSATE PUMP AREA | no data | CLOSED | OPEN
1335 | IRON FILTER "B" PDIT 215 | 01-VCND180 | UNIT 1 CONDENSATE PUMP AREA | no data | CLOSED | OPEN
1336 | CND PMP "B" SUCTION STRAINER PDIT 123 ISO | 01-VCND181 | UNIT 1 CONDENSATE PUMP AREA | no data | CLOSED | OPEN
1337 | IRON FILTER BYPASS LINE VENT VALVE | 01-VCND182 | UNIT 1 CONDENSATE PUMP AREA | no data | OPEN | CLOSED
1338 | CND PMP "B" SUCTION STRAINER PI 125 ISOLATION | 01-VCND183 | UNIT 1 CONDENSATE PUMP AREA | no data | CLOSED | OPEN
1339 | IRON FILTER "A" PDIT 205 | 01-VCND184 | UNIT 1 CONDENSATE PUMP AREA | no data | CLOSED | OPEN
1340 | CND PUMP DISCHARGE CHECK VALVE | 01-VCND185 | UNIT 1 CONDENSATE PUMP AREA | no data | CLOSED | OPEN
1341 | HOOD SPRAY VENT | 01-VCND186 | UNIT 1 TURBINE BUILDING UPPER | no data | OPEN | CLOSED
1342 | IRON FILTER "B" PDIT 215 | 01-VCND187 | UNIT 1 CONDENSATE PUMP AREA | no data | CLOSED | OPEN
1343 | IRON FILTER BYPASS LINE DRAIN VALVE | 01-VCND188 | UNIT 1 CONDENSATE PUMP AREA | no data | OPEN | CLOSED
1344 | CND PMP "C" DISCHARGE DRAIN | 01-VCND189 | UNIT 1 CONDENSATE PUMP AREA | no data | OPEN | CLOSED
1345 | CND FLOW FIT 231B HIGH SIDE ISOLATION | 01-VCND190 | UNIT 1 CONDENSATE PUMP AREA | no data | CLOSED | OPEN
1346 | CND PMP "A" SUCTION STRAINER VENT VALVE (ROOT) | 01-VCND191 | UNIT 1 CONDENSATE PUMP AREA | no data | OPEN | CLOSED
1347 | CND PMP C SUCTION STRAINER PDIT 143 LOW SIDE ISOLATION | 01-VCND192 | UNIT 1 CONDENSATE PUMP AREA | no data | CLOSED | OPEN
1348 | GLAND STEAM CONDENSER CONDENSATE DISCHARGE PI 275 ISO | 01-VCND193 | UNIT 1 CONDENSATE PUMP AREA | no data | CLOSED | OPEN
1349 | CND PUMP "B" DISCHARGE ISOLATION | 01-VCND194 | UNIT 1 CONDENSATE PUMP AREA | no data | CLOSED | OPEN
1350 | CND RECIRC LINE STRAINER DRAIN | 01-VCND195 | UNIT 1 NORTH SIDE CONDENSATE RECIEVER TANK | no data | OPEN | CLOSED
1351 | CND PMP "A" DISCHARGE DRAIN | 01-VCND196 | UNIT 1 CONDENSATE PUMP AREA | no data | OPEN | CLOSED
1352 | 2C COOLER CONENSATE INLET DRAIN VALVE | 01-VCND197 | UNIT 1 N TURBINE BLDG | no data | OPEN | CLOSED
1353 | HP DRAINS TANK QUENCH SPRAY VALVE ISOLATION | 01-VCND198 | UNIT 1 CONDENSATE CORNER AREA | no data | CLOSED | OPEN
1354 | DRAIN VALVE | 01-VCND200 |  | no data | OPEN | CLOSED
1355 | LP GLAND STEAM DESUPERHEATER SPRAY CV ISO | 01-VCND201 | UNIT 1 TURBINE BUILDING UPPER | no data | CLOSED | OPEN
1356 | LP GLAND STEAM DESUPERHEATER SPRAY FIT 716 ISO | 01-VCND207 | UNIT 1 TURBINE BUILDING UPPER | no data | CLOSED | OPEN
1357 | LP GLAND STEAM DESUPERHEATER SPRAY FIT 716 ISO | 01-VCND209 | UNIT 1 TURBINE BUILDING UPPER | no data | CLOSED | OPEN
1358 | 2C COOLER CONENSATE DISCHARGE VENT VALVE | 01-VCND210 | UNIT 1 N TURBINE BLDG | no data | OPEN | CLOSED
1359 | LP GLAND STEAM DESUPERHEATER SPRAY DRAIN VALVE | 01-VCND211 | UNIT 1 TURBINE BUILDING UPPER | no data | OPEN | CLOSED
1360 | LP GLAND STEAM DESUPERHEATER SPRAY CV ISO | 01-VCND212 | UNIT 1 TURBINE BUILDING UPPER | no data | CLOSED | OPEN
1361 | GLAND STEAM DSH SPRAY SUPPLY CHECK | 01-VCND213 | UNIT 1 S TURBINE BUILDING LOWER | no data | CLOSED | OPEN
1362 | LP DRAINS TANK SPRAY SUPPLY CV ISOLATION | 01-VCND214 | UNIT 1 DRAINS TANK PIT AREA | no data | CLOSED | OPEN
1363 | LP DRAINS TANK SPRAY SUPPLY DRAIN VALVE | 01-VCND215 | UNIT 1 DRAINS TANK PIT AREA | no data | OPEN | CLOSED
1364 | LP BYPASS SPRAY SUPPLY ISOLATION | 01-VCND221 | UNIT 1 CONDENSATE CORNER AREA | no data | CLOSED | OPEN
1365 | CND TO CRH VENTILATOR SPRAY ISOLATION | 01-VCND223 | UNIT 1 CONDENSATE CORNER AREA | no data | CLOSED | OPEN
1366 | HRH BYPASS SPRAY SUPPLY ISOLATION | 01-VCND224 | UNIT 1 CONDENSATE CORNER AREA | no data | CLOSED | OPEN
1367 | CND TO SPRAYS STRAINER ISOLATION | 01-VCND225 | UNIT 1 CONDENSATE CORNER AREA | no data | CLOSED | OPEN
1368 | CND TO SPRAYS STRAINER DRAIN VALVE | 01-VCND226 | UNIT 1 CONDENSATE CORNER AREA | no data | OPEN | CLOSED
1369 | CND TO SPRAYS STRAINER ISOLATION | 01-VCND227 | UNIT 1 CONDENSATE CORNER AREA | no data | CLOSED | OPEN
1370 | CND TO SPRAYS STRAINER ISOLATION | 01-VCND228 | UNIT 1 CONDENSATE CORNER AREA | no data | CLOSED | OPEN
1371 | CND TO SPRAYS STRAINER DRAIN VALVE | 01-VCND229 | UNIT 1 CONDENSATE CORNER AREA | no data | OPEN | CLOSED
1372 | CND TO SPRAYS STRAINER ISOLATION | 01-VCND230 | UNIT 1 CONDENSATE CORNER AREA | no data | CLOSED | OPEN
1373 | CND TO SPRAYS STRAINER VENT VALVE | 01-VCND231 | UNIT 1 CONDENSATE CORNER AREA | no data | OPEN | CLOSED
1374 | CND TO SPRAYS STRAINER VENT VALVE | 01-VCND232 | UNIT 1 CONDENSATE CORNER AREA | no data | OPEN | CLOSED
1375 | CND TO SPRAYS STRAINER PDI 701 ISO | 01-VCND233 | UNIT 1 CONDENSATE CORNER AREA | no data | CLOSED | OPEN
1376 |  | 01-VCND234 | UNIT 1 CONDENSATE CORNER AREA | no data | CLOSED | OPEN
1377 | DEMIN FILL TO CND CHECK | 01-VCND235 | UNIT 1 WEST OF CONDENSATE PUMP | no data | CLOSED | OPEN
1378 | DEMIN FILL TO CND STOP CHECK | 01-VCND236 | UNIT 1 WEST OF CONDENSATE PUMP | no data | CLOSED | OPEN
1379 | DEMIN FILL TO CND DRAIN VALVE | 01-VCND237 | UNIT 1 WEST OF CONDENSATE PUMP | no data | OPEN | CLOSED
1380 | DEMIN FILL TO CND ISOLATION | 01-VCND238 | UNIT 1 WEST OF CONDENSATE PUMP | no data | CLOSED | OPEN
1381 | ECA COOLER PUMP DISCHARGE CHECK | 01-VCND239 | UNIT 1 ECA AREA | no data | CLOSED | OPEN
1382 | ECA COOLER CND INLET PI 543 ISOLATION | 01-VCND240 | UNIT 1 ECA AREA | no data | CLOSED | OPEN
1383 | ECA COOLER PUMP DISCHARGE CHECK | 01-VCND241 | UNIT 1 ECA AREA | no data | CLOSED | OPEN
1384 | ECA COOLING LOOP SUPPLY CHECK | 01-VCND242 | UNIT 1 ECA AREA | no data | CLOSED | OPEN
1385 | ECA COOLING LOOP MANUAL FLOW THROTTLING VALVE | 01-VCND243 | UNIT 1 ECA AREA | no data | OPEN | CLOSED
1386 | STEAM DRAINS PUMP SEAL WATER SUPPLY ISOLATION | 01-VCND244 | UNIT 1 DRAINS TANK PIT AREA | no data | CLOSED | OPEN
1387 | STEAM DRAINS PUMP SEAL WATER SUPPLY THROTTLING VALVE | 01-VCND245 | UNIT 1 DRAINS TANK PIT AREA | no data | OPEN | CLOSED
1388 | DRAINS TANK PMP "B" SEAL WATER PI 334 ISO | 01-VCND247 | UNIT 1 DRAINS TANK PIT AREA | no data | CLOSED | OPEN
1389 | STEAM DRAINS PUMP SEAL WATER SUPPLY CHECK | 01-VCND248 | UNIT 1 DRAINS TANK PIT AREA | no data | CLOSED | OPEN
1390 | LP DRAINS TANK PUMP DISCHARGE VENT VALVE (RECEIVER TANK) | 01-VCND258 | UNIT 1 DRAINS TANK PIT AREA | no data | OPEN | CLOSED
1391 | LP DRAINS TANK PUMP DISCHARGE DRAIN | 01-VCND259 | UNIT 1 CONDENSATE RECIEVER TANK AREA | no data | CLOSED | OPEN
1392 | HRH BYPASS SPRAY LINE DRAIN (AFTER CHECK) | 01-VCND260 | UNIT 1 DRAINS TANK PIPE RACK | no data | CLOSED | OPEN
1393 | LP DRAINS TANK QUENCH TCV ISOLATION | 01-VCND261 | UNIT 1 DRAINS TANK PIT AREA | no data | CLOSED | OPEN
1394 | LP DRAINS TANK QUENCH TCV BYPASS VALVE | 01-VCND262 | UNIT 1 DRAINS TANK PIT AREA | no data | CLOSED | CLOSED
1395 | CND TO HOOD SPRAY STRAINER DRAIN | 01-VCND271 | UNIT 1 TURBINE BUILDING UPPER | no data | OPEN | CLOSED
1396 | STEAM DRAINS PUMP SEAL WATER SUPPLY THROTTLING VALVE | 01-VCND272 | UNIT 1 SOUTH OF DRAINS TANK (HANDRAIL) | no data | CLOSED | OPEN
1397 | SEAL WATER TO DRAINS PUMP "A" VENT VALVE | 01-VCND273 | UNIT 1 SOUTH OF DRAINS TANK (HANDRAIL) | no data | OPEN | CLOSED
1398 | SEAL WATER TO DRAINS PUMPS PI 327 ISO (BEFORE REG) | 01-VCND274 | UNIT 1 SOUTH OF DRAINS TANK (HANDRAIL) | no data | CLOSED | OPEN
1399 | SEAL WATER TO DRAINS PUMPS PI 328 ISO (AFTER REG) | 01-VCND275 | UNIT 1 SOUTH OF DRAINS TANK (HANDRAIL) | no data | CLOSED | OPEN
1400 | STEAM DRAINS PUMP SEAL WATER SUPPLY CHECK | 01-VCND277 | UNIT 1 DRAINS TANK PIT AREA | no data | CLOSED | OPEN
1401 | SEAL WATER TO DRAINS PUMP "A" PI 335 ISO | 01-VCND278 | UNIT 1 DRAINS TANK PIT AREA | no data | CLOSED | OPEN
1402 | STEAM DRAINS PUMP SEAL WATER SUPPLY THROTTLING VALVE | 01-VCND279 | UNIT 1 DRAINS TANK PIT AREA | no data | CLOSED | OPEN
1403 | STEAM DRAINS PUMP SEAL WATER SUPPLY ISOLATION | 01-VCND280 | UNIT 1 DRAINS TANK PIT AREA | no data | CLOSED | OPEN
1404 | HRH SPRAY FIT 703A | 01-VCND301 | UNIT 1 CONDENSATE CORNER AREA | no data | CLOSED | OPEN
1405 | HRH SPRAY FIT 703A | 01-VCND302 | UNIT 1 CONDENSATE CORNER AREA | no data | CLOSED | OPEN
1406 | HRH BYPASS SPRAY LINE VENT VALVE | 01-VCND307 | UNIT 1 CONDENSATE CORNER AREA | no data | OPEN | CLOSED
1407 | CND FLOW FIT 231A HIGH SIDE ISOLATION | 01-VCND308 | UNIT 1 CONDENSATE CORNER AREA | no data | CLOSED | OPEN
1408 | CONDENSATE TO BFP SUCTION ISOLATION | 01-VCND309 | UNIT 1 1ST LEVEL PIPE RACK | no data | CLOSED | OPEN
1409 | ECA COOLER PUMP SUCTION ISOLATION | 01-VCND311 | UNIT 1 ECA AREA | no data | CLOSED | OPEN
1410 | ECA PUMP "B" PDIT 592 SIO | 01-VCND312 | UNIT 1 ECA AREA | no data | CLOSED | OPEN
1411 | ECA COOLER PUMP SUCTION ISOLATION | 01-VCND313 | UNIT 1 ECA AREA | no data | CLOSED | OPEN
1412 | ECA COOLER PUMP DISCHARGE ISOLATION | 01-VCND314 | UNIT 1 ECA AREA | no data | CLOSED | OPEN
1413 | ECA PUMP "B" PDIT 592 SIO | 01-VCND315 | UNIT 1 ECA AREA | no data | CLOSED | OPEN
1414 | CND PMP "A" SUCTION STRAINER VENT VALVE (BLOCK) | 01-VCND320 | UNIT 1 CONDENSATE PUMP AREA | no data | OPEN | CLOSED
1415 | CURTAIN SPRAY FIT 285 ISO | 01-VCND321 | UNIT 1 CONDENSATE CORNER AREA | no data | CLOSED | OPEN
1416 | CURTAIN SPRAY FIT 285 ISO | 01-VCND322 | UNIT 1 CONDENSATE CORNER AREA | no data | CLOSED | OPEN
1417 | CONDENSATE MIN RECIRC CV ISOLATION | 01-VCND323 | UNIT 1 NORTH SIDE CONDENSATE RECIEVER TANK | no data | CLOSED | OPEN
1418 | ACC CURTAIN SPRAY CV ISOLATION | 01-VCND324 | UNIT 1 CONDENSATE CORNER AREA | no data | CLOSED | OPEN
1419 | ACC CURTAIN SPRAY CV ISOLATION | 01-VCND326 | UNIT 1 CONDENSATE CORNER AREA | no data | CLOSED | OPEN
1420 | ACC CURTAIN SPRAY CV BYPASS VALVE | 01-VCND327 | UNIT 1 CONDENSATE CORNER AREA | no data | CLOSED | CLOSED
1421 | INSTRUMENT ISOLATION | 01-VCND328 |  | no data | CLOSED | OPEN
1422 | CONDENSATE PUMP "C" DISCHARGE ISOLATION | 01-VCND329 | UNIT 1 CONDENSATE PUMP AREA | no data | CLOSED | OPEN
1423 | CND PMP "C" SUCTION STRAINER VENT VALVE (ROOT) | 01-VCND330 | UNIT 1 CONDENSATE PUMP AREA | no data | OPEN | CLOSED
1424 | CND PUMP "B" VENT VALVE | 01-VCND333 | UNIT 1 CONDENSATE PUMP AREA | no data | OPEN | CLOSED
1425 | 2C CONDENSATE INLET PIT 551 ISO | 01-VCND335 | UNIT 1 2C COOLER AREA | no data | CLOSED | OPEN
1426 | LP ECONOMIZER INLET PIT 455B ISOLATION | 01-VCND337 | UNIT 1 EXHAUST STACK AREA | no data | CLOSED | OPEN
1427 | LP ECONOMIZER INLET PIT 455A ISOLATION | 01-VCND338 | UNIT 1 EXHAUST STACK AREA | no data | CLOSED | OPEN
1428 | CONDENSATE TO LP ECONOMIZER PIT 451A ISOLATION | 01-VCND339 | UNIT 1 EXHAUST STACK AREA | no data | CLOSED | OPEN
1429 | ECA COOLER LOOP RETURN VALVE ISOLATION | 01-VCND340 | UNIT 1 ECA COMPRESSOR AREA SOUTH SIDE | no data | CLOSED | OPEN
1430 | CONDENSATE TO ECA COOLER DRAIN VALVE | 01-VCND341 | UNIT 1 ECA COMPRESSOR AREA SOUTH SIDE | no data | OPEN | CLOSED
1431 | ECA PUMP "A" PDIT 592 SIO | 01-VCND342 | UNIT 1 ECA COOLER PUMP AREA | no data | CLOSED | OPEN
1432 | ECA COOLER LOOP RETURN VALVE ISOLATION | 01-VCND343 | UNIT 1 ECA COMPRESSOR AREA SOUTH SIDE | no data | CLOSED | OPEN
1433 | ECA COOLER CND OUTLET PI 515 ISOLATION | 01-VCND344 | UNIT 1 ECA COMPRESSOR AREA SOUTH SIDE | no data | CLOSED | OPEN
1434 | FROM ECA TO CND HEADER DRAIN VALVE | 01-VCND348 | UNIT 1 ECA COMPRESSOR AREA SOUTH SIDE | no data | OPEN | CLOSED
1435 | FROM CND HEADER TO ECA DRAIN VALVE | 01-VCND349 | UNIT 1 UNDER HRSG SOUTH END | no data | OPEN | CLOSED
1436 | ECA COOLER LOOP SUPPLY VALVE ISOLATION | 01-VCND352 | UNIT 1 UNDER HRSG SOUTH END | no data | CLOSED | OPEN
1437 | ECA PUMP "A" PDIT 592 SIO | 01-VCND357 | UNIT 1 ECA COOLER PUMP AREA | no data | CLOSED | OPEN
1438 | ECA COOLER PUMP DISCHARGE ISOLATION | 01-VCND359 | UNIT 1 ECA COOLER PUMP AREA | no data | CLOSED | OPEN
1439 | CND PMP "B" SUCTION STRAINER VENT VALVE (BLOCK) | 01-VCND360 | UNIT 1 CONDENSATE PUMP AREA | no data | OPEN | CLOSED
1440 | CND PMP "B" SUCTION STRAINER DRAIN VALVE | 01-VCND361 | UNIT 1 CONDENSATE PUMP AREA | no data | OPEN | CLOSED
1441 | IRON FILTER "B" DRAIN VALVE | 01-VCND362 | UNIT 1 CONDENSATE PUMP AREA | no data | OPEN | CLOSED
1442 | CRH VENTILATOR SPRAY DRAIN VALVE (AFTER CHECK) | 01-VCND363 | UNIT 1 CONDENSATE CORNER AREA OUTSIDE DECK | no data | CLOSED | CLOSED
1443 | HP DRAINS TANK QUENCH TCV BYPASS VALVE | 01-VCND366 | UNIT 1 HP DRAINS PIT AREA | no data | CLOSED | CLOSED
1444 | HP DRAINS TANK QUENCH TCV ISOLATION | 01-VCND367 | UNIT 1 HP DRAINS PIT AREA | no data | CLOSED | OPEN
1445 | CONDENSATE TO LP ECONOMIZER PIT 451B ISOLATION | 01-VCND375 | UNIT 1 HP DRAINS PIT AREA | no data | CLOSED | OPEN
1446 | CND RECIRC VENT VALVE (PIPE RACK) | 01-VCND376 | UNIT 1 PIPE RACK 1ST LEVEL | no data | OPEN | CLOSED
1447 | CND RECIRC LINE DRAIN (AFTER STRAINER) | 01-VCND377 | UNIT 1 CONDENSATE PUMP AREA | no data | OPEN | CLOSED
1448 | CND RECIRC LINE VENT (AFTER CV) | 01-VCND378 | UNIT 1 CONDENSATE TANK 2ND LEVEL | no data | OPEN | CLOSED
1449 | CND RECIRC LINE VENT (AFTER STRAINER) | 01-VCND379 | UNIT 1 CONDENSATE TANK 2ND LEVEL | no data | OPEN | CLOSED
1450 | CONDENSATE DRAIN | 01-VCND380 | UNIT 1 OUTSIDE TURBINE BUILDING SOUTH SIDE (LADDER) | no data | OPEN | CLOSED
1451 | CONDENSATE VENT | 01-VCND381 | UNIT 1 CONDENSATE CORNER AREA OUTSIDE DECK | no data | OPEN | CLOSED
1452 | GLAND STEAM CONDENSER VENT VALVE (CND IN) | 01-VCND400 | UNIT 1 GLAND STEAM CONDENSER AREA | no data | OPEN | CLOSED
1453 | GLAND STEAM CONDENSER VENT VALVE (CND OUT) | 01-VCND401 | UNIT 1 GLAND STEAM CONDENSER AREA | no data | OPEN | CLOSED
1454 | GLAND STEAM CONDENSER DRAIN VALVE (CND IN) | 01-VCND402 | UNIT 1 GLAND STEAM CONDENSER AREA | no data | OPEN | CLOSED
1455 | GLAND STEAM CONDENSER DRAIN VALVE (CND OUT) | 01-VCND403 | UNIT 1 GLAND STEAM CONDENSER AREA | no data | OPEN | CLOSED
1456 | CND RECIRC LINE STRAINER VENT | 01-VCND404 | UNIT 1 CONDENSATE TANK 2ND LEVEL | no data | OPEN | CLOSED
1457 | CURTAIN SPRAY LINE VENT | 01-VCND405 | UNIT 1 CURTAIN SPRAY AREA | no data | OPEN | CLOSED
1458 | LP GLAND STEAM DESUPERHEATER SPRAY STRAINER DRAIN | 01-VCND406 | UNIT 1 GLAND STEAM CONDENSER AREA | no data | OPEN | CLOSED
1459 | ECA COOLER CND OUTLET VENT VALVE | 01-VCND407 | UNIT 1 ECA COMPRESSOR AREA SOUTH SIDE (NEED LADDER) | no data | OPEN | CLOSED
1460 | ECA COOLER CND OUTLET DRAIN VALVE | 01-VCND408 | UNIT 1 ECA COMPRESSOR AREA SOUTH SIDE | no data | OPEN | CLOSED
1461 | FROM CND TO ECA VENT VALVE (AFTER CV) | 01-VCND410 | UNIT 1 UNDER HRSG SOUTH END | no data | OPEN | CLOSED
1462 | ECA PUMP COMMON DISCHARGE VENT VALVE | 01-VCND411 | UNIT 1 ECA COOLER PUMP AREA | no data | OPEN | CLOSED
1463 | ECA COOLER PUMP DRAIN | 01-VCND420 | UNIT 1 ECA COOLER PUMP AREA | no data | OPEN | CLOSED
1464 | ECA COOLER PUMP DRAIN | 01-VCND421 | UNIT 1 ECA COOLER PUMP AREA | no data | OPEN | CLOSED
1465 | ACC CND LOOP SEAL DRAIN VALVE | 01-VCND576 | UNIT 1 ACC LOOP SEAL AREA | no data | OPEN | CLOSED
1466 | ACC CND LOOP SEAL DRAIN VALVE | 01-VCND577 | UNIT 1 ACC LOOP SEAL AREA | no data | OPEN | CLOSED
1467 | HP EXHAUST DRIP LEG LS DRAIN ROOT VALVE | 01-VCRH101 | U1 TURBINE BLDG BASEMENT | no data | OPEN | CLOSED
1468 | CRH VENTILATOR LINE PIT 107A ROOT VALVE | 01-VCRH102 | U1 PIPE RACK ABOVE DRAINS TANKS | no data | CLOSED | OPEN
1469 | CRH VENTILATOR LINE PIT 107B ROOT VALVE | 01-VCRH103 | U1 PIPE RACK ABOVE DRAINS TANKS | no data | CLOSED | OPEN
1470 | CRH DRIP LEG LS ROOT VALVE (STMR BLDG) | 01-VCRH104 | U1 PLANT SOUTH OF INLET FILTER HOUSE | no data | CLOSED | OPEN
1471 | CRH DRIP LEG LS ROOT VALVE (STMR BLDG) | 01-VCRH105 | U1 PLANT SOUTH OF INLET FILTER HOUSE | no data | CLOSED | OPEN
1472 | CRH DRIP LEG LS ROOT VALVE (STMR BLDG) | 01-VCRH106 | U1 PLANT SOUTH OF INLET FILTER HOUSE | no data | CLOSED | OPEN
1473 | CRH DRIP LEG LS ROOT VALVE (STMR BLDG) | 01-VCRH107 | U1 PLANT SOUTH OF INLET FILTER HOUSE | no data | CLOSED | OPEN
1474 | HP EXHAUST DRIP LEG LS ROOT VALVE | 01-VCRH108 | U1 TURBINE BLDG BASEMENT | no data | CLOSED | OPEN
1475 | HP EXHAUST DRIP LEG LS ROOT VALVE | 01-VCRH109 | U1 TURBINE BLDG BASEMENT | no data | CLOSED | OPEN
1476 | HP EXHAUST DRIP LEG LS ROOT VALVE | 01-VCRH110 | U1 TURBINE BLDG BASEMENT | no data | CLOSED | OPEN
1477 | CRH DRIP LEG DRAIN (PIPE RACK) | 01-VCRH111 | U1 2ND LEVEL PIPE RACK DOWN LADDER | no data | OPEN | CLOSED
1478 | HP EXHAUST DRIP LEG LS ROOT VALVE | 01-VCRH112 | U1 TURBINE BLDG BASEMENT | no data | CLOSED | OPEN
1479 | CRH VENT BLOCK VALVE (SECOND PIPE RACK) | 01-VCRH115 |  | no data | OPEN | CLOSED
1480 | CRH DRIP LEG LS ROOT VALVE (PIPE RACK) | 01-VCRH117 | U1 2ND LEVEL PIPE RACK DOWN LADDER | no data | CLOSED | OPEN
1481 | CRH TO AXS VENT VALVE | 01-VCRH120 | U1 3RD LEVEL PIPE RACK | no data | OPEN | CLOSED
1482 | CRH TO AXS VENT VALVE | 01-VCRH121 | U1 3RD LEVEL PIPE RACK | no data | OPEN | CLOSED
1483 | CRH DRIP LEG LS ROOT VALVE (PIPE RACK) | 01-VCRH122 | U1 2ND LEVEL PIPE RACK DOWN LADDER | no data | CLOSED | OPEN
1484 | CRH DRIP LEG LS DRAIN ROOT VALVE (STMR BLDG) | 01-VCRH123 | U1 PLANT SOUTH OF INLET FILTER HOUSE | no data | CLOSED | OPEN
1485 | CRH DRIP LEG LS DRAIN ROOT VALVE (PIPE RACK) | 01-VCRH124 | U1 2ND LEVEL PIPE RACK DOWN LADDER | no data | CLOSED | OPEN
1486 | HP EXHAUST DRIP LEG LS DRAIN ROOT VALVE | 01-VCRH125 | U1 TURBINE BLDG BASEMENT | no data | CLOSED | OPEN
1487 | HP EXHAUST DRIP LEG DRAIN CV MANUAL ISOLATION | 01-VCRH127 |  | no data | CLOSED | OPEN
1488 | HP EXHAUST PIT 101 ROOT VALVE | 01-VCRH128 | U1 TURBINE BLDG | no data | CLOSED | OPEN
1489 | CRH DRIP LEG DRAIN CV ISOLATION (STMR BLDG) | 01-VCRH130 | U1 PLANT SOUTH OF INLET FILTER HOUSE | no data | CLOSED | OPEN
1490 | VENTILATOR VALVE BLOCK VALVE | 01-VCRH131 |  | no data | CLOSED | OPEN
1491 | HP EXHAUST DRIP LEG DRAIN ROOT VALVE | 01-VCRH133 | U1 PLANT SOUTH OF INLET FILTER HOUSE | no data | OPEN | CLOSED
1492 | HP EXHAUST DRIP LEG DRAIN BLOCK VALVE | 01-VCRH134 | U1 PLANT SOUTH OF INLET FILTER HOUSE | no data | OPEN | CLOSED
1493 | CRH DRIP LEG DRAIN BLOCK VALVE (STMR BLDG) | 01-VCRH135 | U1 PLANT SOUTH OF INLET FILTER HOUSE | no data | OPEN | CLOSED
1494 | HP EXHAUST DRIP LEG DRAIN BLOCK VALVE | 01-VCRH136 | U1 2ND LEVEL PIPE RACK DOWN LADDER | no data | OPEN | CLOSED
1495 | CRH DRIP LEG LS ROOT VALVE (PIPE RACK) | 01-VCRH137 | U1 2ND LEVEL PIPE RACK DOWN LADDER | no data | CLOSED | OPEN
1496 | CRH DRIP LEG DRAIN ROOT VALVE (STMR BLDG) | 01-VCRH138 | U1 PLANT SOUTH OF INLET FILTER HOUSE | no data | OPEN | CLOSED
1497 | HP EXHAUST VENT ROOT VALVE | 01-VCRH139 | U1 TURBINE BLDG | no data | OPEN | CLOSED
1498 | CRH VENTILATOR LINE PIT 107A BLOCK VALVE | 01-VCRH141 | U1 PIPE RACK ABOVE DRAINS TANKS | no data | CLOSED | OPEN
1499 | CRH VENTILATOR LINE PIT 107B BLOCK VALVE | 01-VCRH142 | U1 PIPE RACK ABOVE DRAINS TANKS | no data | CLOSED | OPEN
1500 | HP EXHAUST PIT 101 BLOCK VALVE | 01-VCRH143 | U1 TURBINE BLDG | no data | CLOSED | OPEN
1501 | HP EXHAUST VENT BLOCK VALVE | 01-VCRH144 | U1 TURBINE BLDG | no data | OPEN | CLOSED
1502 | CRH DRIP LEG LS ROOT VALVE (PIPE RACK) | 01-VCRH146 | U1 2ND LEVEL PIPE RACK DOWN LADDER | no data | CLOSED | OPEN
1503 | CRH DRIP LEG LS DRAIN ROOT VALVE (PIPE RACK) | 01-VCRH147 | U1 3RD LEVEL PIPE RACK | no data | OPEN | CLOSED
1504 | CRH PT 124 ROOT VALVE (SECOND PIPE RACK) | 01-VCRH148 | U1 3RD LEVEL PIPE RACK | no data | CLOSED | OPEN
1505 | HP EXHAUST DRIP LEG LS DRAIN BLOCK VALVE | 01-VCRH150 | U1 TURBINE BLDG BASEMENT | no data | CLOSED | OPEN
1506 | HP EXHAUST DRIP LEG LS DRAIN BLOCK VALVE | 01-VCRH151 | U1 TURBINE BLDG BASEMENT | no data | CLOSED | OPEN
1507 | CRH DRIP LEG LS BLOCK VALVE (STMR BLDG) | 01-VCRH154 | U1 PLANT SOUTH OF INLET FILTER HOUSE | no data | CLOSED | OPEN
1508 | CRH DRIP LEG LS BLOCK VALVE (STMR BLDG) | 01-VCRH155 | U1 PLANT SOUTH OF INLET FILTER HOUSE | no data | CLOSED | OPEN
1509 | CRH DRIP LEG LS BLOCK VALVE (STMR BLDG) | 01-VCRH156 | U1 PLANT SOUTH OF INLET FILTER HOUSE | no data | CLOSED | OPEN
1510 | CRH DRIP LEG LS BLOCK VALVE (STMR BLDG) | 01-VCRH157 | U1 PLANT SOUTH OF INLET FILTER HOUSE | no data | CLOSED | OPEN
1511 | CRH DRIP LEG LS VENT/DRAIN VALVE (STMR BLDG) | 01-VCRH158 | U1 PLANT SOUTH OF INLET FILTER HOUSE | no data | OPEN | CLOSED
1512 | CRH VENT ROOT VALVE (THIRD PIPE RACK) | 01-VCRH159 | U1 3RD LEVEL PIPE RACK | no data | OPEN | CLOSED
1513 | CRH DRIP LEG LS DRAIN BLOCK VALVE (STMR BLDG) | 01-VCRH160 | U1 TURBINE BLDG BASEMENT | no data | CLOSED | OPEN
1514 | CRH DRIP LEG LS DRAIN BLOCK VALVE (STMR BLDG) | 01-VCRH161 | U1 TURBINE BLDG BASEMENT | no data | CLOSED | OPEN
1515 | CRH TO AXS VENT VALVE | 01-VCRH162 | U1 3RD LEVEL PIPE RACK | no data | OPEN | CLOSED
1516 | CRH VENT BLOCK VALVE (3RD PIPE RACK) | 01-VCRH165 | U1 3RD LEVEL PIPE RACK | no data | OPEN | CLOSED
1517 | CRH PT 124 BLOCK VALVE (3RD PIPE RACK) | 01-VCRH166 | U1 3RD LEVEL PIPE RACK | no data | CLOSED | OPEN
1518 | CRH DRIP LEG LS BLOCK VALVE (PIPE RACK) | 01-VCRH169 | U1 2ND LEVEL PIPE RACK DOWN LADDER | no data | CLOSED | OPEN
1519 | CRH DRIP LEG LS BLOCK VALVE (PIPE RACK) | 01-VCRH170 | U1 2ND LEVEL PIPE RACK DOWN LADDER | no data | CLOSED | OPEN
1520 | CRH DRIP LEG LS BLOCK VALVE (PIPE RACK) | 01-VCRH171 | U1 2ND LEVEL PIPE RACK DOWN LADDER | no data | CLOSED | OPEN
1521 | CRH DRIP LEG LS BLOCK VALVE (PIPE RACK) | 01-VCRH172 | U1 2ND LEVEL PIPE RACK DOWN LADDER | no data | CLOSED | OPEN
1522 | CRH DRIP LEG LS DRAIN BLOCK VALVE (PIPE RACK) | 01-VCRH173 | U1 2ND LEVEL PIPE RACK DOWN LADDER | no data | OPEN | CLOSED
1523 | CRH DRIP LEG LS DRAIN BLOCK VALVE (PIPE RACK) | 01-VCRH174 | U1 2ND LEVEL PIPE RACK DOWN LADDER | no data | OPEN | CLOSED
1524 | HP EXHAUST DRIP LEG LS BLOCK VALVE | 01-VCRH175 | U1 TURBINE BLDG BASEMENT | no data | CLOSED | OPEN
1525 | HP EXHAUST DRIP LEG LS BLOCK VALVE | 01-VCRH176 | U1 TURBINE BLDG BASEMENT | no data | CLOSED | OPEN
1526 | HP EXHAUST DRIP LEG LS BLOCK VALVE | 01-VCRH177 | U1 TURBINE BLDG BASEMENT | no data | CLOSED | OPEN
1527 | HP EXHAUST DRIP LEG LS BLOCK VALVE | 01-VCRH178 | U1 TURBINE BLDG BASEMENT | no data | CLOSED | OPEN
1528 | CRH TO AXS ISOLATION | 01-VCRH180 | U1 3RD LEVEL PIPE RACK | no data | CLOSED | OPEN
1529 | CRH TO AXS ISOLATION | 01-VCRH181 | U1 3RD LEVEL PIPE RACK | no data | CLOSED | OPEN
1530 | CRH TO AXS VENT VALVE | 01-VCRH182 | U1 3RD LEVEL PIPE RACK | no data | OPEN | CLOSED
1531 | CRH TO AXS ISOLATION | 01-VCRH183 | U1 3RD LEVEL PIPE RACK | no data | CLOSED | OPEN
1532 | CRH TO AXS ISOLATION | 01-VCRH184 | U1 3RD LEVEL PIPE RACK | no data | CLOSED | OPEN
1533 | HP EXHAUST DRIP LEG DRAIN ROOT VALVE (STMR BLDG) | 01-VCRH185 | U1 2ND LEVEL PIPE RACK DOWN LADDER | no data | OPEN | CLOSED
1534 | CRH VENT ROOT VALVE (SECOND PIPE RACK) | 01-VCRH186 |  | no data | OPEN | CLOSED
1535 | UNIT 1 WATER WASH SUMP INLET ISOLATION | 01-VCTP100 | UNIT 1 WATER WASH TANK PAD | no data | CLOSED | OPEN
1536 | UNIT 1 ECA COOLER DRAIN VALVE (B) ISOLATION | 01-VCTP101 | UNIT 1 ECA COOLER AREA | no data | CLOSED | OPEN
1537 | DRAIN ISOLATION | 01-VCTP102 |  | no data | OPEN | CLOSED
1538 | UNIT 1 BLADE RING DRAIN ISOLATION | 01-VCTP103 | UNIT 1 TCA COOLER AREA | no data | OPEN | CLOSED
1539 | UNIT 1 ECA DRAIN MIST DEPARATOR DRAIN VALVE (B) ISOLATION | 01-VCTP104 | UNIT 1 ECA COOLER AREA | no data | OPEN | CLOSED
1540 | UNIT 1 BLADE COMBUSTOR ISOLATION | 01-VCTP105 | UNIT 1 TCA COOLER AREA | no data | CLOSED | OPEN
1541 | UNIT 1 ECA DRAIN MIST DEPARATOR DRAIN VALVE (A) ISOLATION | 01-VCTP106 | UNIT 1 ECA COOLER AREA | no data | OPEN | CLOSED
1542 | UNIT 1 ECA COOLER DRAIN VALVE (A) ISOLATION | 01-VCTP107 | UNIT 1 ECA COOLER AREA | no data | OPEN | CLOSED
1543 | UNIT 1 COOLING AIR COOLER (HIGH TEMP) DRAIN VALVE (B) ISOLATION | 01-VCTP108 | UNIT 1 TCA COOLER AREA | no data | OPEN | CLOSED
1544 | UNIT 1 COOLING AIR COOLER (HIGH TEMP) DRAIN VALVE (A) ISOLATION | 01-VCTP109 | UNIT 1 TCA COOLER AREA | no data | OPEN | CLOSED
1545 | UNIT 1 COOLING AIR COOLER (LOW TEMP) DRAIN VALVE (A) ISOLATION | 01-VCTP110 | UNIT 1 TCA COOLER AREA | no data | OPEN | CLOSED
1546 | UNIT 1 COOLING AIR COOLER (LOW TEMP) DRAIN VALVE (B) ISOLATION | 01-VCTP111 | UNIT 1 TCA COOLER AREA | no data | OPEN | CLOSED
1547 | UNIT 1 2C COOLER DRAIN VALVE ISOLATION | 01-VCTP113 | UNIT 1 2C COOLER AREA | no data | OPEN | CLOSED
1548 | LUBE OIL VENT DRAIN ISOLATION | 01-VCTP114 | UNIT 1 2C COOLER AREA | no data | OPEN | CLOSED
1549 | CT CASEING COOLING AIR FAN DRAIN | 01-VCTP115 | UNIT 1 TURBINE EXHAUST AREA (LADDER) | no data | OPEN | CLOSED
1550 | CT CASEING COOLING AIR FAN DRAIN | 01-VCTP116 | UNIT 1 TURBINE EXHAUST AREA (LADDER) | no data | OPEN | CLOSED
1551 | COOLING AIR TO FUEL GAS NOZZLE ISOLATION | 01-VCTP117 | UNIT 1 COOLING AIR N.W. TURBINE BUILDING (LADDER) | no data | OPEN | CLOSED
1552 | UNIT 1 COMBUSTION WATER WASH BLOCK VALVE | 01-VCTP119 | UNIT 1 BEHIND LUBE OIL TANK | no data | OPEN | CLOSED
1553 | DRAIN ISOLATION | 01-VCTP120 |  | no data | OPEN | CLOSED
1554 | UNIT 1 ON LINE WASH SUPPLY ISOLATION AT CT PACKAGE | 01-VCTP121 | UNIT 1 BEHIND LUBE OIL TANK | no data | CLOSED | CLOSED
1555 | UNIT 1 ON LINE WASH CLEANING 3 WAY VALVE | 01-VCTP123 | UNIT 1 BEHIND LUBE OIL TANK | no data | CLOSED | CLOSED
1556 | UNIT 1 ON LINE WASH SUPPLY ISOLATION AT WW SKID | 01-VCTP125 | UNIT 1 BEHIND LUBE OIL TANK | no data | CLOSED | CLOSED
1557 | UNIT 1 WATER WASH INSTRUMENT ISOLATION | 01-VCTP129 | UNIT 1 BEHIND LUBE OIL TANK | no data | CLOSED | OPEN
1558 | UNIT 1 OFF LINE WASH SUPPLY ISOLATION AT CT PACKAGE | 01-VCTP131 | UNIT 1 BEHIND LUBE OIL TANK | no data | CLOSED | CLOSED
1559 | UNIT 1 OFF LINE WASH CLEANING 3 WAY VALVE | 01-VCTP133 | UNIT 1 BEHIND LUBE OIL TANK | no data | CLOSED | CLOSED
1560 | UNIT 1 OFF LINE WASH SUPPLY ISOLATION AT WW SKID | 01-VCTP135 |  | no data | CLOSED | CLOSED
1561 | DRAIN ISOLATION | 01-VCTP146 |  | no data | OPEN | CLOSED
1562 | UNIT 1 AIR INLET FLITER SYSTEM DRAIN | 01-VCTP179 | UNIT 1 INLET AREA | no data | OPEN | CLOSED
1563 | UNIT 1 AIR INLET FLITER SYSTEM DRAIN | 01-VCTP180 | UNIT 1 INLET AREA | no data | OPEN | CLOSED
1564 | UNIT 1 AIR INLET FLITER SYSTEM DRAIN | 01-VCTP181 | UNIT 1 INLET AREA | no data | OPEN | CLOSED
1565 | UNIT 1 AIR INLET FLITER SYSTEM DRAIN | 01-VCTP182 | UNIT 1 INLET AREA | no data | OPEN | CLOSED
1566 | UNIT 1 AIR INLET FLITER SYSTEM DRAIN | 01-VCTP183 | UNIT 1 INLET AREA | no data | OPEN | CLOSED
1567 | UNIT 1 AIR INLET FLITER INSTRUMENT ISOLATION | 01-VCTP185 | UNIT 1 INLET AREA | no data | CLOSED | OPEN
1568 | CALCITE FILTER SUPPLY CHECK | 01-VDWS100 | UNIT 1 CALCITE SKID AREA | no data | CLOSED | OPEN
1569 | UNIT 1 CALCITE INSTRUMENT ISOLATION | 01-VDWS101 | UNIT 1 CALCITE SKID AREA | no data | CLOSED | OPEN
1570 | UNIT 1 PHOSPHATE SILUTION SUPPLY ISOLATION | 01-VDWS102 | UNIT 1 CHEM SHACK OUTSIDE | no data | CLOSED | OPEN
1571 | UNIT 1 SAMPLE PANEL SUPPLY | 01-VDWS103 | UNIT 1 SAPMLE BUILDING OUTSIDE | no data | CLOSED | OPEN
1572 | UNIT 1 EVAP COOLER SUPPLY ISOLATION | 01-VDWS104 | UNIT 1 CALCITE SKID AREA | no data | CLOSED | OPEN
1573 | UNIT 1 LP STEAM DRAINS PUMP VENT | 01-VDWS105 | UNIT 1 CONDENSATE DEAERATOR AREA | no data | OPEN | CLOSED
1574 | CALCITE FILTER ISOLATION | 01-VDWS106 | UNIT 1 CALCITE SKID AREA | no data | CLOSED | OPEN
1575 | CALCITE FILTER CO2 INJECTION MODULE ISOLATION | 01-VDWS107 | UNIT 1 CALCITE SKID AREA | no data | CLOSED | OPEN
1576 | UNIT1 CALCITE DRAIN | 01-VDWS108 | UNIT 1 CALCITE SKID AREA | no data | OPEN | CLOSED
1577 | UNIT 1 CALCITE INSTRUMENT ISOLATION | 01-VDWS109 | UNIT 1 CALCITE SKID AREA | no data | CLOSED | OPEN
1578 | UNIT 1 CALCITE INSTRUMENT ISOLATION | 01-VDWS110 | UNIT 1 CALCITE SKID AREA | no data | CLOSED | OPEN
1579 | UNIT 1 CCW INSTRUMENT ISOLATION | 01-VDWS614 | UNIT 1 CCW HEAD TANK AREA | no data | CLOSED | OPEN
1580 | UNIT 1 CCW INSTRUMENT ISOLATION | 01-VDWS615 | UNIT 1 CCW HEAD TANK AREA | no data | CLOSED | OPEN
1581 | CCW HEAD TANK SUPPLY CHECK | 01-VDWS616 | UNIT 1 DUCT BURNER SKID AREA | no data | CLOSED | OPEN
1582 | CCW HEAD TANK ISOLATION | 01-VDWS617 | UNIT 1 DUCT BURNER SKID AREA | no data | CLOSED | OPEN
1583 | UNIT 1 CCW DEMIN WATER MAKE UP | 01-VDWS620 | UNIT 1 CCW HEAD TANK AREA | no data | OPEN | CLOSED
1584 | UNIT 1 MAKE UP VALVE BYPASS | 01-VDWS636 | UNIT 1 CONDENSATE DEAERATOR AREA | no data | CLOSED | CLOSED
1585 | UNIT 1 MAKE UP CONTROL VALVE MANUAL ISOLATION | 01-VDWS638 | UNIT 1 CONDENSATE DEAERATOR AREA | no data | CLOSED | OPEN
1586 | UNIT 1 MAKE UP CONTROL VALVE MANUAL ISOLATION | 01-VDWS639 | UNIT 1 CONDENSATE DEAERATOR AREA | no data | CLOSED | OPEN
1587 | UNIT 1 MAKE UP CONTROL VALVE MANUAL ISOLATION | 01-VDWS641 | UNIT 1 CONDENSATE DEAERATOR AREA | no data | CLOSED | OPEN
1588 | UNIT 1 MAKE UP CONTROL VALVE MANUAL ISOLATION | 01-VDWS642 | UNIT 1 CONDENSATE DEAERATOR AREA | no data | CLOSED | OPEN
1589 | UNIT 1 MAKE WATER DRAIN VALVE | 01-VDWS643 | UNIT 1 CONDENSATE DEAERATOR AREA | no data | OPEN | CLOSED
1590 | UNIT 1 MAKE WATER DRAIN VALVE | 01-VDWS648 | UNIT 1 CONDENSATE DEAERATOR AREA | no data | OPEN | CLOSED
1591 | UNIT 1 GAS FLOW METER INLET | 01-VFGS113 | UNIT 1 PERFORMACE HEATER AREA | no data | CLOSED | OPEN
1592 | N2 PURGE ISOLATION | 01-VFGS115 | UNIT 1 PIPE RACK 1ST LEVEL MIDDLE AREA | no data | CLOSED | OPEN
1593 | UNIT 1 GAS SUPPLY VENT | 01-VFGS116 | UNIT 1 PERFORMACE HEATER AREA | no data | OPEN | CLOSED
1594 | UNIT 1 DUCT BURNER SKID VENT | 01-VFGS120 | UNIT 1 DUCT BURNER SKID AREA | no data | OPEN | CLOSED
1595 | FLOW METER BYPASS | 01-VFGS122 | UNIT 1 PERFORMACE HEATER AREA | no data | CLOSED | CLOSED
1596 | EMERGENCY VENT VALVE BYPASS | 01-VFGS123 | UNIT 1 PIPE RACK 1ST LEVEL MIDDLE AREA | no data | CLOSED | CLOSED
1597 | TO GT EMERGENCY SHUT OFF VALVE | 01-VFGS124 | UNIT 1 PERFORMACE HEATER AREA | no data | CLOSED | OPEN
1598 | UNIT 1 PERFORMACE HEATER DRAIN | 01-VFGS128 | UNIT 1 PERFORMACE HEATER AREA | no data | OPEN | CLOSED
1599 | PERFORMANCE HEATER TO EMERGENCY VENT VALVE | 01-VFGS130 | UNIT 1 PIPE RACK 1ST LEVEL MIDDLE AREA | no data | OPEN | CLOSED
1600 | UNIT 1 PERFORMACE HEATER DRAIN | 01-VFGS134 | UNIT 1 PERFORMACE HEATER AREA | no data | OPEN | CLOSED
1601 | UNIT 1 INSTRUMENT GAS BLOCK VALVE | 01-VFGS140 | UNIT 1 PIPE RACK 1ST LEVEL MIDDLE AREA | no data | CLOSED | OPEN
1602 | UNIT 1 INSTRUMENT GAS BLOCK VALVE | 01-VFGS141 | UNIT 1 PIPE RACK 1ST LEVEL MIDDLE AREA | no data | CLOSED | OPEN
1603 | UNIT 1 GAS INLET N2 PURGE | 01-VFGS143 | UNIT 1 PIPE RACK 1ST LEVEL MIDDLE AREA | no data | CLOSED | CLOSED
1604 | UNIT 1 GAS INLET INSTRUMENTATION BLOCK VALVE | 01-VFGS147 | UNIT 1 GAS PURGE CREDIT VALVE AREA | no data | CLOSED | OPEN
1605 | UNIT 1 GAS INLET INSTRUMENTATION BLOCK VALVE | 01-VFGS148 | UNIT 1 GAS PURGE CREDIT VALVE AREA | no data | CLOSED | OPEN
1606 | UNIT 1 GAS INLET INSTRUMENTATION BLOCK VALVE | 01-VFGS157 | UNIT 1 GAS PURGE CREDIT VALVE AREA | no data | CLOSED | OPEN
1607 | UNIT 1 GAS INLET INSTRUMENTATION BLOCK VALVE | 01-VFGS158 | UNIT 1 GAS PURGE CREDIT VALVE AREA | no data | CLOSED | OPEN
1608 | GAS TURBINE FUEL GAS CARTRIDGE FILTER INLET | 01-VFGS174 | UNIT 1 FUEL GAS CARTRIDGE FILTER | no data | CLOSED | OPEN
1609 | UNIT 1 DUCT BURNER CONTROL VALVE MANUAL ISOLATION | 01-VFGS176 | UNIT 1 DUCT BURNER SKID AREA | no data | CLOSED | OPEN
1610 | UNIT 1 GAS TURBINE ENCLOUSRE FUEL VENT | 01-VFGS177 | UNIT 1 PIPE RACK 1ST LEVEL MIDDLE AREA | no data | OPEN | CLOSED
1611 | UNIT 1 GAS TURBINE ENCLOUSRE FUEL VENT | 01-VFGS178 | UNIT 1 PIPE RACK 1ST LEVEL MIDDLE AREA | no data | OPEN | CLOSED
1612 | UNIT 1 DUCT BURNER CONTROL VALVE MANUAL ISOLATION | 01-VFGS179 | UNIT 1 DUCT BURNER SKID AREA | no data | CLOSED | OPEN
1613 | UNIT 1 GAS TURBINE ENCLOUSRE FUEL VENT | 01-VFGS184 | UNIT 1 PIPE RACK 1ST LEVEL MIDDLE AREA | no data | OPEN | CLOSED
1614 | FUEL GAS PURGE CREDIT SHUT OFF VALVE A | 01-VFGS192 | UNIT 1 GAS PURGE CREDIT VALVE AREA | no data | OPEN | CLOSED
1615 | UNIT 1 FUEL GAS INLET VENT | 01-VFGS193 | UNIT 1 GAS PURGE CREDIT VALVE AREA (NEED LADDER) | no data | OPEN | CLOSED
1616 | UNIT 1 DUCT BURNER SKID VENT | 01-VFGS217 | UNIT 1 DUCT BURNER SKID AREA | no data | OPEN | CLOSED
1617 | HP STEAM PIT 121A ROOT VALVE (BEFORE STOP) | 01-VHPS100 | UNIT 1 STEP OVER DRAIN AREA | no data | CLOSED | OPEN
1618 | HP STEAM PIT 121A BLOCK VALVE (BEFORE STOP) | 01-VHPS101 | UNIT 1 STEP OVER DRAIN AREA | no data | CLOSED | OPEN
1619 | HP STEAM PIT 121B ROOT VALVE (BEFORE STOP) | 01-VHPS102 | UNIT 1 STEP OVER DRAIN AREA | no data | CLOSED | OPEN
1620 | HP STEAM PIT 121B BLOCK VALVE (BEFORE STOP) | 01-VHPS103 | UNIT 1 STEP OVER DRAIN AREA | no data | CLOSED | OPEN
1621 | HP STEAM VENT ROOT VALVE (BEFORE STOP) | 01-VHPS106 | UNIT 1 STEP OVER DRAIN AREA | no data | OPEN | CLOSED
1622 | HP STEAM VENT BLOCK VALVE (BEFORE STOP) | 01-VHPS107 | UNIT 1 STEP OVER DRAIN AREA | no data | OPEN | CLOSED
1623 | HP DRIP LEG DRAIN CV ISOLATION (STMR BLDG) | 01-VHPS108 | UNIT 1 STEP OVER DRAIN AREA | no data | CLOSED | OPEN
1624 | HP DRIP LEG DRAIN ROOT VALVE (STMR BLDG) | 01-VHPS109 | UNIT 1 STEP OVER DRAIN AREA | no data | OPEN | CLOSED
1625 | HP DRIP LEG DRAIN BLOCK VALVE (STMR BLDG) | 01-VHPS110 | UNIT 1 STEP OVER DRAIN AREA | no data | OPEN | CLOSED
1626 | HP STEAM VENT ROOT VALVE (PIPE RACK) | 01-VHPS111 | UNIT 1 PIPE RACK 3RD LEVEL | no data | OPEN | CLOSED
1627 | HP STEAM VENT BLOCK VALVE (PIPE RACK) | 01-VHPS112 | UNIT 1 PIPE RACK 3RD LEVEL | no data | OPEN | CLOSED
1628 | HP STEAM PIT 101A ROOT VALVE (PIPE RACK) | 01-VHPS113 | UNIT 1 PIPE RACK 3RD LEVEL NORTH SIDE | no data | CLOSED | OPEN
1629 | HP STEAM PIT 101A BLOCK VALVE (PIPE RACK) | 01-VHPS114 | UNIT 1 PIPE RACK 3RD LEVEL NORTH SIDE | no data | CLOSED | OPEN
1630 | HP STEAM PIT 101B ROOT VALVE (PIPE RACK) | 01-VHPS115 | UNIT 1 PIPE RACK 3RD LEVEL NORTH SIDE | no data | CLOSED | OPEN
1631 | HP STEAM PIT 101B BLOCK VALVE (PIPE RACK) | 01-VHPS116 | UNIT 1 PIPE RACK 3RD LEVEL NORTH SIDE | no data | CLOSED | OPEN
1632 | HP STEAM BYPASS PIT 110A ROOT VALVE (PIPE RACK) | 01-VHPS119 | UNIT 1 PIPE RACK 2ND LEVEL MIDDLE | no data | CLOSED | OPEN
1633 | HP STEAM BYPASS PIT 110A BLOCK VALVE (PIPE RACK) | 01-VHPS120 | UNIT 1 PIPE RACK 2ND LEVEL MIDDLE | no data | CLOSED | OPEN
1634 | HP STEAM BYPASS PIT 110B ROOT VALVE (PIPE RACK) | 01-VHPS121 | UNIT 1 PIPE RACK 2ND LEVEL MIDDLE | no data | CLOSED | OPEN
1635 | HP STEAM BYPASS PIT 110B BLOCK VALVE (PIPE RACK) | 01-VHPS122 | UNIT 1 PIPE RACK 2ND LEVEL MIDDLE | no data | CLOSED | OPEN
1636 | HP STEAM PIT 105A BLOCK VALVE (PIPE RACK) | 01-VHPS123 | UNIT 1 PIPE RACK 3RD LEVEL | no data | CLOSED | OPEN
1637 | HP STEAM PIT 105A ROOT VALVE (PIPE RACK) | 01-VHPS124 | UNIT 1 PIPE RACK 3RD LEVEL | no data | CLOSED | OPEN
1638 | HP STEAM PIT 105B BLOCK VALVE (PIPE RACK) | 01-VHPS125 | UNIT 1 PIPE RACK 3RD LEVEL | no data | CLOSED | OPEN
1639 | HP STEAM PIT 105C BLOCK VALVE (PIPE RACK) | 01-VHPS126 | UNIT 1 PIPE RACK 3RD LEVEL | no data | CLOSED | OPEN
1640 | HP STEAM PIT 105C ROOT VALVE (PIPE RACK) | 01-VHPS127 | UNIT 1 PIPE RACK 3RD LEVEL | no data | CLOSED | OPEN
1641 | COLD REHEAT VENT ISOLATION VALVE | 01-VHPS128 | UNIT 1 PIPE RACK 3RD LEVEL | no data | OPEN | CLOSED
1642 | COLD REHEAT VENT ISOLATION VALVE | 01-VHPS129 | UNIT 1 PIPE RACK 3RD LEVEL | no data | OPEN | CLOSED
1643 | HP STEAM PIT 105A ROOT VALVE (PIPE RACK) | 01-VHPS130 | UNIT 1 PIPE RACK 3RD LEVEL | no data | CLOSED | OPEN
1644 | HP STEAM BYPASS WARMUP LINE VENT ROOT | 01-VHPS137 | UNIT 1 UPPER PIPE RACK 3RD LEVEL SOUTH SIDE | no data | OPEN | CLOSED
1645 | HP STEAM BYPASS WARMUP LINE VENT BLOCK | 01-VHPS138 | UNIT 1 UPPER PIPE RACK 3RD LEVEL SOUTH SIDE | no data | OPEN | CLOSED
1646 | HRH STEAM PIT 105A ROOT (BEFORE STOP VALVE) | 01-VHRH100 | UNIT 1 PIPE RACK 3RD LEVEL | no data | CLOSED | OPEN
1647 | HRH STEAM LINE VENT ROOT | 01-VHRH101 |  | no data | OPEN | CLOSED
1648 | HRH STEAM PIT 105A BLOCK (BEFORE STOP VALVE) | 01-VHRH102 | UNIT 1 STEP OVER DRAIN AREA | no data | CLOSED | OPEN
1649 | HRH STEAM PIT 105B ROOT (BEFORE STOP VALVE) | 01-VHRH103 | UNIT 1 STEP OVER DRAIN AREA | no data | CLOSED | OPEN
1650 | HRH STEAM PIT 105B BLOCK (BEFORE STOP VALVE) | 01-VHRH104 | UNIT 1 STEP OVER DRAIN AREA | no data | CLOSED | OPEN
1651 | VENT/DRAIN/INSTRUMENTATION ROOT VALVE | 01-VHRH105 | UNIT 1 STEP OVER DRAIN AREA | no data | CLOSED | OPEN
1652 | HRH STEAM PIT 105C BLOCK (BEFORE STOP VALVE) | 01-VHRH106 | UNIT 1 STEP OVER DRAIN AREA | no data | CLOSED | OPEN
1653 | HRH STEAM LINE VENT BLOCK | 01-VHRH107 |  | no data | OPEN | CLOSED
1654 | HRH STEAM LINE VENT (STEAMER BUILDING) ROOT | 01-VHRH108 |  | no data | OPEN | CLOSED
1655 | HRH STEAM LINE VENT (STEAMER BUILDING) BLOCK | 01-VHRH109 |  | no data | OPEN | CLOSED
1656 | HRH DRIP LEG DRAIN CV MANUAL ISO (STEAMER BUILDING) | 01-VHRH110 | UNIT 1 STEP OVER DRAIN AREA | no data | CLOSED | OPEN
1657 | 01-IKS-HRH100F ISOLATION VALVE | 01-VHRH111 | UNIT 1 STEP OVER DRAIN AREA | no data | CLOSED | OPEN
1658 | HRH WARMING LINE VENT BLOCK | 01-VHRH113 | UNIT 1 STEP OVER DRAIN AREA | no data | OPEN | CLOSED
1659 | HRH WARMING LINE VENT ROOT | 01-VHRH114 | UNIT 1 STEP OVER DRAIN AREA | no data | OPEN | CLOSED
1660 | HRH BYPASS WARMING LINE ISOLATION | 01-VHRH115 | UNIT 1 STEP OVER DRAIN AREA | no data | CLOSED | OPEN
1661 | HRH BYPASS WARMING LINE ISOLATION | 01-VHRH116 | UNIT 1 STEP OVER DRAIN AREA | no data | CLOSED | OPEN
1662 | HRH LINE DRIP LEG DRAIN BLOCK (STEAMER BUILDNIG) | 01-VHRH120 |  | no data | CLOSED | OPEN
1663 | HRH STEAM PIT 105C ROOT (BEFORE STOP VALVE) | 01-VHRH121 | UNIT 1 STEP OVER DRAIN AREA | no data | CLOSED | OPEN
1664 | HRH BYPASS PIT 110A ISOLATION | 01-VHRH125 | UNIT 1 OUTSIDE ON DECK CONDENSATE CORNER | no data | CLOSED | OPEN
1665 | HRH BYPASS PIT 110B ISOLATION | 01-VHRH126 | UNIT 1 OUTSIDE ON DECK CONDENSATE CORNER | no data | CLOSED | OPEN
1666 | HRH PIT 101A ROOT (PIPE RACK) | 01-VHRH135 | UNIT 1 PIPE PACK 3RD LEVEL NORTH SIDE | no data | CLOSED | OPEN
1667 | HRH PIT 101A BLOCK (PIPE RACK) | 01-VHRH136 | UNIT 1 PIPE PACK 3RD LEVEL NORTH SIDE | no data | CLOSED | OPEN
1668 | HRH LINE DRIP LEG DRAIN ROOT (STEAMER BUILDNIG) | 01-VHRH137 |  | no data | OPEN | CLOSED
1669 | HRH PIT 101B ROOT (PIPE RACK) | 01-VHRH187 | UNIT 1 PIPE PACK 3RD LEVEL NORTH SIDE | no data | CLOSED | OPEN
1670 | HRH PIT 101B BLOCK (PIPE RACK) | 01-VHRH188 | UNIT 1 PIPE PACK 3RD LEVEL NORTH SIDE | no data | CLOSED | OPEN
1671 | INA SUPPLY VALVE TO 01MBH06AA732 | 01-VINA100 | UNIT 1 ECA COMPRESSOR SOUTH SIDE | no data | CLOSED | OPEN
1672 | INA SUPPLY VALVE TO VACUUM PUMP SKID A | 01-VINA101 | UNIT 1 VACUUM PUMP AREA WEST SIDE | no data | CLOSED | OPEN
1673 | INA SUPPLY VALVE TO 01MBH06AA761 | 01-VINA102 | UNIT 1 ECA COMPRESSOR AREA UPPER PLATFORM | no data | CLOSED | OPEN
1674 | INA SUPPLY VALVE TO ACC CONDENSATE HEADER LINE | 01-VINA103 | UNIT 1 CONDENSATE TANK AREA | no data | CLOSED | OPEN
1675 | INA SUPPLY VALVE TO 01-YV-BDN321 | 01-VINA104 | WASTE WATER TANK AREA | no data | CLOSED | OPEN
1676 | INA DRAIN VALVE | 01-VINA105 | UNIT 1 HP DRAINS PIT AREA | no data | OPEN | CLOSED
1677 | INA DRAIN VALVE | 01-VINA106 | UNIT 1 SCR SKID AREA NORTH SIDE | no data | OPEN | CLOSED
1678 | INA DRAIN VALVE | 01-VINA107 | UNIT 1 DUCT BURNER SKID AREA | no data | OPEN | CLOSED
1679 | INA SUPPLY VALVE TO 01-TCV-BFW749 | 01-VINA108 | UNIT 1 PIPE RACK 3RD LEVEL | no data | CLOSED | OPEN
1680 | INA SUPPLY VALVE TO 01-TCV-BFW761 | 01-VINA109 | UNIT 1 PIPE RACK 3RD LEVEL NORTH SIDE | no data | CLOSED | OPEN
1681 | INA SUPPLY VALVE TO 01-TCV-CCW181 | 01-VINA110 | UNIT 1 CCW PUMP AREA | no data | CLOSED | OPEN
1682 | INA SUPPLY VALVE TO 01-YV-BFW745 | 01-VINA111 | UNIT 1 PIPE RACK 3RD LEVEL NORTH SIDE | no data | CLOSED | OPEN
1683 | INA SUPPLY VALVE 01MBH05AA752 | 01-VINA112 | UNIT 1 TCA COOLER AREA | no data | CLOSED | OPEN
1684 | INA SUPPLY VALVE TO 01-TCV-BFW757 | 01-VINA113 | UNIT 1 PIPE RACK 2ND LEVEL MIDDLE | no data | CLOSED | OPEN
1685 | INA SUPPLY VALVE | 01-VINA114 | UNIT 1 TCA COOLER AREA | no data | CLOSED | OPEN
1686 | INA SUPPLY VALVE TO CT BUILDING | 01-VINA115 | UNIT 1 CT EXHAUST AREA WEST SIDE | no data | CLOSED | OPEN
1687 | AIR SUPPLY OVERPRESSURE PROTECTION | 01-VINA116 |  | no data | CLOSED | OPEN
1688 | AIR SUPPLY TO 01-YV-BFW757 | 01-VINA117 | UNIT 1 PIPE RACK 3RD LEVEL NORTH SIDE | no data | CLOSED | OPEN
1689 | AIR SUPPLY OVERPRESSURE PROTECTION | 01-VINA118 |  | no data | CLOSED | OPEN
1690 | INA SUPPLY VALVE TO 01MBH06AA715 | 01-VINA119 | UNIT 1 ECA COMPRESSOR AREA WEST SIDE | no data | CLOSED | OPEN
1691 | INA SUPPLY VALVE TO 01-YV-BFW309 | 01-VINA120 | UNIT 1 PIPE RACK 1ST LEVEL MIDDLE AREA | no data | CLOSED | OPEN
1692 | INA SUPPLY VALVE TO 01-YV-BFW319 | 01-VINA121 | UNIT 1 PIPE RACK 1ST LEVEL MIDDLE AREA | no data | CLOSED | OPEN
1693 | INA SUPPLY VALVE TO 01-PCV-CCW191 | 01-VINA122 | UNIT 1 CCW PUMP AREA | no data | CLOSED | OPEN
1694 | INA SUPPLY VALVE TO 01-WDR-PNL-02 | 01-VINA123 | WASTE WATER TANK AREA | no data | CLOSED | OPEN
1695 | INA SUPPLY VALVE TO UNIT 1 BLOW DOWN AREA | 01-VINA124 | UNIT 1 HP DRAINS PIT AREA | no data | CLOSED | OPEN
1696 | INA SUPPLY VALVE TO 01-TCV-BFW736 | 01-VINA125 | UNIT 1 PIPE RACK 2ND LEVEL MIDDLE | no data | CLOSED | OPEN
1697 | INA SUPPLY VALVE TO 01MBH06AA732 | 01-VINA126 | UNIT 1 ECA COMPRESSOR SOUTH SIDE | no data | CLOSED | OPEN
1698 | INA SUPPLY VALVE TO 01-TCV-BFW716 | 01-VINA127 | UNIT 1 PIPE RACK 3RD LEVEL SOUTH SIDE | no data | CLOSED | OPEN
1699 | INA SUPPLY VALVE FOR HEADER | 01-VINA128 | UNIT 1 ECA COMPRESSOR AREA | no data | CLOSED | OPEN
1700 | INA SUPPLY VALVE FOR 01-FCV-BFW343 VOLUME TANK | 01-VINA129 | UNIT 1 PIPE RACK 1ST LEVEL MIDDLE AREA | no data | CLOSED | OPEN
1701 | INA SUPPLY TO 01-AQA-SKD-01 | 01-VINA130 | UNIT 1 SCR SKID AREA | no data | CLOSED | OPEN
1702 | INA SUPPLY TO 01-ARM-SKD-01A | 01-VINA131 | UNIT 1 VACUUM PUMP AREA | no data | CLOSED | OPEN
1703 | INA SUPPLY TO 01-ARM-SKD-01A | 01-VINA132 | UNIT 1 VACUUM PUMP AREA | no data | CLOSED | OPEN
1704 | INA SUPPLY VALVE TO 01-TCV-BFW735 VOLUME TANK | 01-VINA133 | UNIT 1 PIPE RACK 2ND LEVEL MIDDLE | no data | CLOSED | OPEN
1705 | INA SUPPLY TO 01-ARM-SKD-01B | 01-VINA134 | UNIT 1 VACUUM PUMP AREA | no data | CLOSED | OPEN
1706 | INA SUPPLY TO 01-PCV-CND423 | 01-VINA135 | UNIT 1 PIPE 1ST LEVEL NORTH SIDE | no data | CLOSED | OPEN
1707 | INA SUPPLY TO 01-TCV-CND718 | 01-VINA136 | UNIT 1 DRAINS HP DRAINS PIT | no data | CLOSED | OPEN
1708 | INA SUPPLY TO 01-ARM-SKD-01C | 01-VINA137 | UNIT 1 VACUUM PUMP AREA | no data | CLOSED | OPEN
1709 | INA SUPPLY TO 01-ARM-SKD-01C | 01-VINA138 | UNIT 1 VACUUM PUMP AREA | no data | CLOSED | OPEN
1710 | INA SUPPLY TO 01-PDR-PMP-01 | 01-VINA139 | UNIT 1 DRAINS PIT SUMP PUMP AREA | no data | CLOSED | OPEN
1711 | INA SUPPLY TO 01MBH06AA716 | 01-VINA140 | UNIT 1 ECA COMPRESSOR AREA | no data | CLOSED | OPEN
1712 | INA SUPPLY HEADER VALVE | 01-VINA141 | UNIT 1 ECA COMPRESSOR AREA | no data | CLOSED | OPEN
1713 | INA SUPPLY VALVE TO 01-YCV-HIS907 | 01-VINA142 | UNIT 1 SCR SKID AREA NORTH SIDE | no data | CLOSED | OPEN
1714 | INA SUPPLY TO 01-MBP-01AA721 | 01-VINA143 | UNIT 1 PURGE CREDIT VALVE AREA | no data | CLOSED | OPEN
1715 | INA SUPPLY TO 01-FGS-SKD-01 | 01-VINA144 | UNIT 1 DUCT BURNER CONTROL VALVES | no data | CLOSED | OPEN
1716 | INA SUPPLY TO 01MBP-01AA723 | 01-VINA145 | UNIT 1 PURGE CREDIT VALVE AREA | no data | CLOSED | OPEN
1717 | INA SUPPY TO 01-TCV-HBD901 | 01-VINA146 | UNIT 1 HRSG BLOW DOWN AREA | no data | CLOSED | OPEN
1718 | INA SUPPLY TO 01-MBP-01AA724 | 01-VINA147 | UNIT 1 PURGE CREDIT VALVE AREA | no data | CLOSED | OPEN
1719 | INA SUPPLY TO 01-MBP-01AA725 | 01-VINA148 | UNIT 1 PURGE CREDIT VALVE AREA | no data | CLOSED | OPEN
1720 | INA SUPPLY TO 01MBH06AA750 | 01-VINA149 | UNIT 1 SCR SKID AREA | no data | CLOSED | OPEN
1721 | INA SUPPLY TO 01MBH05AA751 | 01-VINA150 | UNIT 1 TCA COOLER AREA | no data | CLOSED | OPEN
1722 | INA CT CASING COOLING FAN DRAIN | 01-VINA151 | UNIT 1 CT CASING COOLING FAN AREA | no data | OPEN | CLOSED
1723 | INA SUPPLY TO 01-TCV-AXS371 | 01-VINA152 | UNIT 1 LP BLOW DOWN AREA | no data | CLOSED | OPEN
1724 | INA SUPPLY TO 01-LCV-HHS901 | 01-VINA153 | UNIT 1 HRSG STAIRS AREA | no data | CLOSED | OPEN
1725 | INA HEADER SUPPLY VALVE UNIT 1 STG BUILD | 01-VINA154 | UNIT 1 INSIDE BUILDING UNDER STEAM EXHAUST | no data | CLOSED | OPEN
1726 | INA HEADER DRAIN VALVE DRAINS PUMP | 01-VINA155 | UNIT 1 ST DRAINS TANK SUMP AREA | no data | OPEN | CLOSED
1727 | INA SUPPLY VALVE TO 01-CTG-PKG-01 | 01-VINA156 | UNIT 1 LUBE OIL LADDER AREA | no data | CLOSED | OPEN
1728 | INA SUPPLY VALVE TO 01-TCV-HHS801 | 01-VINA157 | UNIT 1 1ST LANDING ABOVE DUCT BURNER SKID | no data | CLOSED | OPEN
1729 | INA SUPPLY HEADER VALVE | 01-VINA158 | UNIT 1 TCA COOLER AREA | no data | CLOSED | OPEN
1730 | INA SUPPLY VALVE TO 01-PCV-HHS902 | 01-VINA159 | UNIT 1 LP DRUM AREA | no data | CLOSED | OPEN
1731 | INA SUPPLY VALVE TO VOLUME TANK 01-TCV-HLS903 | 01-VINA160 | UNIT 1 LP FEEDWATER HEATER AREA | no data | CLOSED | OPEN
1732 | INA SUPPLY VALVE TO VOLUME TANK 01-TCV-HLS904 | 01-VINA161 | UNIT 1 LP FEEDWATER HEATER AREA | no data | CLOSED | OPEN
1733 | INA SUPPLY VALVE TO VOLUME TANK 01-TCV-HLS901 | 01-VINA162 | UNIT 1 LP FEEDWATER HEATER AREA | no data | CLOSED | OPEN
1734 | INA SUPPLY VALVE TO VOLUME TANK 01-TCV-HLS902 | 01-VINA163 | UNIT 1 LP FEEDWATER HEATER AREA HRSG PLATFORM | no data | CLOSED | OPEN
1735 | INA SUPPLY TO 01-TCV-BFW735 | 01-VINA164 | UNIT 1 PIPE RACK 2ND LEVEL LOWER PLATFORM | no data | CLOSED | OPEN
1736 | INA SUPPLY VALVE TO 01MBH04AA712 | 01-VINA165 | UNIT 1 2C COOLER AREA | no data | CLOSED | OPEN
1737 | INA SUPPLY VALVE TO 01MBH06AA761 | 01-VINA166 | UNIT 1 ECA COMPRESSOR AREA | no data | CLOSED | OPEN
1738 | AIR SUPPLY OVERPRESSURE PROTECTION | 01-VINA167 | UNIT 1 ECA COMPRESSOR AREA | no data | CLOSED | OPEN
1739 |  | 01-VINA168 | UNIT 1 IP SPARGING LANDING | no data | CLOSED | OPEN
1740 | INA SUPPLY VALVE TO 01-PSV-INA100 | 01-VINA169 | UNIT 1 ECA COMPRESSOR AREA | no data | CLOSED | OPEN
1741 | INA SUPPLY VALVE TO 01-FCV-HHS901 | 01-VINA170 | UNIT 1 HP SPARGING AREA | no data | CLOSED | OPEN
1742 | INA SUPPLY TO 01-PSV-INA101 | 01-VINA171 | UNIT 1 ECA COMPRESSOR AREA NORTHSIDE | no data | CLOSED | OPEN
1743 | INA SUPPLY TO VOLUME TANK 01-PCV-HLS901 | 01-VINA172 | UNIT 1 HP SPARGING AREA | no data | CLOSED | OPEN
1744 | INA DRAIN FOR 01MBA11CQ001 | 01-VINA173 | UNIT 1 CT EXHAUST AREA (NEED SCAFFOLD) | no data | OPEN | CLOSED
1745 | INA SUPPLY VALVE TO 01-TCV-CND717 | 01-VINA174 | UNIT 1 HP DRAINS PIT AREA | no data | CLOSED | OPEN
1746 | INA SUPPLY VALVE TO 01-YV-STP131 | 01-VINA175 | UNIT 1 HP DRAINS PIT AREA | no data | CLOSED | OPEN
1747 | INA SUPPLY VALVE TO 01-YV-STP132 | 01-VINA176 | UNIT 1 HP DRAINS PIT AREA | no data | CLOSED | OPEN
1748 | AIR SUPPLY OVERPRESSURE PROTECTION TO 01QFF11-806 | 01-VINA177 | UNIT 1 ECA COMPRESSOR AREA NORTHSIDE | no data | CLOSED | OPEN
1749 | END USER ISOLATION | 01-VINA178 |  | no data | CLOSED | OPEN
1750 | INA DRAIN FOR 01MBH06AA761 | 01-VINA179 | UNIT 1 ECA COMPRESSOR AREA | no data | CLOSED | OPEN
1751 | INA DRAIN FOR 01MBH06AA762 | 01-VINA180 | UNIT 1 ECA COMPRESSOR AREA | no data | CLOSED | OPEN
1752 | AIR SUPPLY OVERPRESSURE PROTECTION TO 01QFF11-806 | 01-VINA181 | UNIT 1 ECA COMPRESSOR AREA | no data | CLOSED | OPEN
1753 | INA SUPPLY VALVE TO 01-MBP-01AA722 | 01-VINA182 | UNIT 1 PURGE CREDIT VALVE AREA | no data | CLOSED | OPEN
1754 | INA SUPPLY VALVE TO CEMS SHACK UNIT 1 | 01-VINA183 | UNIT 1 CEMS SHACK AREA | no data | CLOSED | OPEN
1755 | INA HEADER SUPPLY STUB UP | 01-VINA184 | UNIT 1 HRSG EAST OF ACC ELEC. ENCLOSURE | no data | OPEN | CLOSED
1756 | AIR SUPPLY OVERPRESSURE PROTECTION TO 01QFF11-806 | 01-VINA185 | UNIT 1 ECA COMPRESSOR AREA | no data | CLOSED | OPEN
1757 | INA HEADER SUPPLY STUB UP | 01-VINA186 | UNIT 1 HRSG WEST OF ACC ELEC. ENCLOSURE | no data | OPEN | CLOSED
1758 | INA DRAIN VALVE TO 01-FGS-SKD-01 | 01-VINA187 | UNIT 1 DUCT BURNER CONTROL VALVES AREA | no data | OPEN | CLOSED
1759 | INA SUPPLY VALVE TO 01-LCV-HHS902 | 01-VINA188 | UNIT 1 CONDENSATE AREA BY HRSG STAIRS | no data | CLOSED | OPEN
1760 | INA DRAIN VALVE FOR 01MBP02GH001 | 01-VINA189 | UNIT 1 AREA UNDER INLET INSIDE (LADDER) | no data | OPEN | CLOSED
1761 | UNIT 1 HEADER SUPPLY VALVETO SW STC BUILDING | 01-VINA190 | UNIT 1 GSU STEP UP AREA | no data | CLOSED | OPEN
1762 | INA DRAIN VALVE FOR PIPE RACK | 01-VINA191 | UNIT 1 ABOVE HRSG ELEC ENCLOSURE | no data | OPEN | CLOSED
1763 | INA SUPPLY VALVE TO 01-MBH-06AA714 | 01-VINA192 | UNIT 1 ECA COMPRESSORS SOUTH SIDE | no data | CLOSED | OPEN
1764 | INA SUPPLY HEADER VALVE TO UNIT 1 BOILER FEEDWATER CONTROL | 01-VINA193 | UNIT 1 PERFORMANCE HEATER AREA | no data | CLOSED | OPEN
1765 | INA DRAIN VALVE FOR 01-PCV-HHS902 | 01-VINA194 | UNIT 1 TOP HP SUPERHEATER UNDER GRATING | no data | OPEN | CLOSED
1766 | INA HEADER SUPPLY VALVE UNIT 1 HRSG WEST | 01-VINA195 | UNIT 1 PURGE CREDIT VALVE AREA | no data | CLOSED | OPEN
1767 | INA SUPPLY VALVE TO 01MBP01AA701 | 01-VINA196 | UNIT 1 PERFORMANCE HEATER AREA | no data | CLOSED | OPEN
1768 | INA SUPPLY VALVE TO 01MBA11CQ001 | 01-VINA197 |  | no data | CLOSED | OPEN
1769 | INA DRAIN VALVE FOR UNIT 1 HRSG AREA EAT OF ACC ELEC | 01-VINA198 | UNIT 1 HRSG AREA EAT OF ACC ELEC AREA | no data | OPEN | CLOSED
1770 | INA SUPPLY TO 01-ARM-SKD-01C | 01-VINA199 | UNIT 1 VACUUM PUMP AREA WESTSIDE | no data | CLOSED | OPEN
1771 | INA SUPPLY VALVE TO 01-PCV-HIS903 | 01-VINA200 |  | no data | CLOSED | OPEN
1772 | INA SUPPLY TO 01-YV-BFW409 | 01-VINA201 | UNIT 1 PERFORMANCE HEATER AREA | no data | CLOSED | OPEN
1773 | INA DRAIN VALVE FOR 01-PCV-HHS902 | 01-VINA202 | UNIT 1 HP DRUM AREA EASTSIDE UNDER GRATING | no data | OPEN | CLOSED
1774 | INA DRAIN VALVE FOR UNIT 1 HRSG PIPE RACK | 01-VINA203 | UNIT 1 HRSG WEST OF ACC ELEC. ENCLOSURE | no data | OPEN | CLOSED
1775 | INA DRAIN VALVE FOR 01MBH06AA750 | 01-VINA204 | UNIT 1 ECA COMPRESSOR AREA | no data | OPEN | CLOSED
1776 | INA SUPPLY VALVE FOR 01-LCV-DWS715 | 01-VINA205 | UNIT 1 CONDENSATE TANK AREA UPPER PLATFORM | no data | CLOSED | OPEN
1777 | INA SUPPLY VALVE TO UNIT 1 ENCLOSURE | 01-VINA206 | UNIT 1 WEST SIDE OF CT EXHAUST | no data | CLOSED | OPEN
1778 | INA SUPPLY VALVE TO UNIT 1 CT CASING COOLING AIR FAN | 01-VINA207 | UNIT 1 CASING COOLING AIR FAN | no data | CLOSED | OPEN
1779 | INA SUPPLY VALVE TO 01-TCV-AXS711 | 01-VINA208 | UNIT 1 CONDENSATE TANK AREA UPPER PLATFORM | no data | CLOSED | OPEN
1780 | INA SUPPLY VALVE TO 01-PCV-AXS713 | 01-VINA209 | UNIT 1 CONDENSATE TANK AREA UPPER PLATFORM | no data | CLOSED | OPEN
1781 | INA SUPPLY VALVE TO 01-FCV-BFW147 | 01-VINA210 | UNIT 1 CONDENSATE TANK AREA UPPER PLATFORM | no data | CLOSED | OPEN
1782 | INA SUPPLY VALVE TO 01-FCV-BFW475 | 01-VINA211 | UNIT 1 CONDENSATE TANK AREA UPPER PLATFORM | no data | CLOSED | OPEN
1783 | INA SUPPLY VALVE TO 01-YV-BFW705 | 01-VINA212 | UNIT 1 PIPE RACK 1ST LEVEL MIDDLE AREA | no data | CLOSED | OPEN
1784 | INA SUPPLY VALVE TO 01-ARM-SKD-01E | 01-VINA213 | UNIT 1 VACUUM PUMP AREA WESTSIDE | no data | CLOSED | OPEN
1785 | INA DRAIN VALVE FOR UNIT 1 SAMPLE PANEL | 01-VINA214 | UNIT 1 SAMPLE PANEL AREA OUTSIDE | no data | OPEN | CLOSED
1786 | INA SUPPLY VALVE TO 01-FCV-BFW187 | 01-VINA215 | UNIT 1 CONDENSATE TANK AREA UPPER PLATFORM | no data | CLOSED | OPEN
1787 | INA DRAIN VALVE FOR 01-PCV-HIS901 | 01-VINA216 | UNIT 1 BOILER FEED PUMP EAST SIDE UNDER GRATING | no data | OPEN | CLOSED
1788 | INA DRAIN VALVE FOR 01-LCV-HHS901 | 01-VINA217 | UNIT 1 HRSG STAIRS AREA | no data | OPEN | CLOSED
1789 | INA SUPPLY VALVE FOR UNIT 1 HRSG PIPE RACK | 01-VINA218 | UNIT 1 HRSG WEST OF ACC ELEC. ENCLOSURE | no data | CLOSED | OPEN
1790 | INA SUPPLY VALVE TO 01-YV-CND441 | 01-VINA219 | UNIT 1 HRSG STAIRS AREA | no data | CLOSED | OPEN
1791 | INA DRAIN VALVE FOR 01-LCV-HHS902 | 01-VINA220 | UNIT 1 HRSG STAIRS AREA | no data | OPEN | CLOSED
1792 | INA SUPPLY VALVE FOR UNIT 1 ST DRAINS PIT AREA | 01-VINA221 | UNIT 1 ST DRAINS PIT SUMP PUMP AREA | no data | CLOSED | OPEN
1793 | INA SUPPLY VALVE FOR UNIT 1 HRSG SOUTHWEST AREA | 01-VINA222 | UNIT 1 INLET AREA NORTHSIDE | no data | CLOSED | OPEN
1794 | INA SUPPLY VALVE FOR 01-FGS-SKD-03 | 01-VINA223 | UNIT 1 DUCT BURNER SKID AREA | no data | CLOSED | OPEN
1795 | INA SUPPLY VALVE TO 01-ARM-SKD-01D | 01-VINA224 | UNIT 1 VACUUM PUMP AREA WESTSIDE | no data | CLOSED | OPEN
1796 | INA DRAIN VALVE FOR 01-YV-CND441 | 01-VINA225 | UNIT 1 HRSG STAIRS AREA | no data | OPEN | CLOSED
1797 | INA SUPPLY VALVE TO 01-05AA-MBH-701 | 01-VINA226 | UNIT 1 CT ENCLOUSRE UPPER DECK EASTSIDE | no data | CLOSED | OPEN
1798 | INA SUPPLY VALVE TO 01-FCV-BFW359 | 01-VINA227 | UNIT 1 CONDENSATE TANK AREA UPPER PLATFORM | no data | CLOSED | OPEN
1799 | INA SUPPLY VALVE TO 01-FCV-CND331 | 01-VINA228 | UNIT 1 CONDENSATE TANK AREA UPPER PLATFORM | no data | CLOSED | OPEN
1800 | INA SUPPLY VALVE TO 01-YV-DWS719 | 01-VINA229 | UNIT 1 CONDENSATE TANK AREA UPPER PLATFORM | no data | CLOSED | OPEN
1801 | INA SUPPLY VALVE TO 01-YV-BFW445 | 01-VINA230 | UNIT 1 PERFORMANCE HEATER AREA | no data | CLOSED | OPEN
1802 | INA DRAIN FOR 01-YV-CND441 | 01-VINA231 | UNIT 1 HRSG STAIRS AREA | no data | OPEN | CLOSED
1803 | INA SUPPLY VALVE TO 01-YV-BFW419 | 01-VINA232 | UNIT 1 PERFORMANCE HEATER AREA | no data | CLOSED | OPEN
1804 | INA SUPPLY VALVE TO 01-YV-BFW715 | 01-VINA233 | UNIT 1 PIPE RACK 3RD LEVEL SOUTH END | no data | CLOSED | OPEN
1805 | INA DRAIN FOR UNIT 1 CEMS SHACK | 01-VINA234 | UNIT 1 CEMS SHACK AREA | no data | OPEN | CLOSED
1806 | INA SUPPLY VALVE TO 01-PCV-HPS100 | 01-VINA235 | UNIT 1 PIPE RACK 3RD LEVEL SOUTH END | no data | CLOSED | OPEN
1807 | INA SUPPLY VALVE TO 01-PCV-CRH715 | 01-VINA236 | UNIT 1 PIPE RACK 3RD LEVEL MIDDLE | no data | CLOSED | OPEN
1808 | INA SUPPLY VALVE TO 01-PCV-CRH700 | 01-VINA237 | UNIT 1 PIPE RACK 3RD LEVEL MIDDLE | no data | CLOSED | OPEN
1809 | INA SUPPLY VALVE TO 01-MBP-01AA711 | 01-VINA238 | UNIT 1 CT ENCLOUSRE WESTDIE | no data | CLOSED | OPEN
1810 | INA SUPPLY VALVE TO 01MBL03AA704 | 01-VINA239 | UNIT 1 PIPE RACK 1ST LEVEL MIDDLE AREA | no data | CLOSED | OPEN
1811 | INA SUPPLY VALVE TO 01-TCV-CND719 | 01-VINA240 | UNIT 1 CONDENSATE CORNER | no data | CLOSED | OPEN
1812 | INA SUPPLY VALVE TO 01-PCV-STP601F | 01-VINA242 | UNIT 1 CONDENSATE CORNER | no data | CLOSED | OPEN
1813 | INA SUPPLY VALVE TO 01-TV-HPS123 | 01-VINA246 | UNIT 1 CONDENSATE CORNER | no data | CLOSED | OPEN
1814 | INA SUPPLY VALVE FOR UNIT 1 GT GAS DVP PANEL | 01-VINA251 | UNIT 1 CT BUILDING OUTSIDE WALL PLATFORM | no data | CLOSED | OPEN
1815 | INA SUPPLY VALVE TO 01-LCV-HHS902 | 01-VINA254 | UNIT 1 HRSG STAIRS AREA | no data | CLOSED | OPEN
1816 | LP STEAM DRIP LEG LS 115 ISOLATION | 01-VLPS101 | U1 PLANT SW TURBINE BLDG | no data | CLOSED | OPEN
1817 | LP STEAM DRIP LEG | 01-VLPS102 | U1 PLANT SW TURBINE BLDG | no data | CLOSED | OPEN
1818 | LP STEAM DRIP LEG LS 115 ISOLATION | 01-VLPS103 | U1 PLANT SW TURBINE BLDG | no data | CLOSED | OPEN
1819 | LP STEAM DRIP LEG | 01-VLPS104 | U1 PLANT SW TURBINE BLDG | no data | CLOSED | OPEN
1820 | LP STEAM DRIP LEG | 01-VLPS106 | U1 PLANT SW TURBINE BLDG | no data | CLOSED | OPEN
1821 | LP STEAM DRIP LEG | 01-VLPS107 | U1 PLANT SW TURBINE BLDG | no data | CLOSED | OPEN
1822 | LP STEAM DRIP LEG | 01-VLPS108 | U1 PLANT SW TURBINE BLDG | no data | CLOSED | OPEN
1823 | DRIP LEG DRAIN | 01-VLPS109 | U1 PLANT SW TURBINE BLDG | no data | OPEN | CLOSED
1824 | LP STEAM DRIP LEG | 01-VLPS111 | U1 PLANT SW TURBINE BLDG | no data | CLOSED | OPEN
1825 | LP STEAM HEADER VENT | 01-VLPS112 | U1 INBETWEEN HRSG/PIPERACK (SCAFFOLD NEEDED) | no data | OPEN | CLOSED
1826 | LP STEAM DRIP LEG | 01-VLPS123 | U1 PLANT SW TURBINE BLDG | no data | CLOSED | OPEN
1827 | LP STEAM HEADER PI ISOLATION | 01-VLPS142 | U1 LP STEAM HEADER (ENTERS BLDG) | no data | CLOSED | OPEN
1828 | LP STEAM BYPASS PIT LPS110B MANUAL ISO | 01-VLPS147 | U1 DRAINS TANK PIPERACK | no data | CLOSED | OPEN
1829 | LP STEAM BYPASS PIT LPS110A MANUAL ISO | 01-VLPS161 | U1 DRAINS TANK PIPERACK | no data | CLOSED | OPEN
1830 | UNIT 1 SAMPLE PANEL HP BLOWDOWN HEADER DRAIN ISOLATION VALVE | 01-VSMP100 |  | no data | OPEN | CLOSED
1831 | HP CONTROL VALVE HP STEM LEAK CHECK VALVE | 01-VSTP100 |  | no data | CLOSED | OPEN
1832 | HP STOP VALVE HP STEM LEAK CHECK VALVE | 01-VSTP101 |  | no data | CLOSED | OPEN
1833 | HP STEM LEAK TO CRH CHECK VALVE | 01-VSTP102 |  | no data | CLOSED | OPEN
1834 | HP STEM LEAK TO HP DRN TANK CHECK VALVE | 01-VSTP103 |  | no data | CLOSED | OPEN
1835 | HP STEAM INLET PIPE DRAIN MANUAL ISOLATION | 01-VSTP104 |  | no data | OPEN | CLOSED
1836 | CMV SEAT DRAIN MANUAL ISOLATION | 01-VSTP105 |  | no data | OPEN | CLOSED
1837 | IP STEAM INLET PIPE DRAIN MANUAL ISOLATION | 01-VSTP106 |  | no data | OPEN | CLOSED
1838 | CRV SEAT DRAIN MANUAL ISOLATION | 01-VSTP107 |  | no data | OPEN | CLOSED
1839 | LP STEAM STRAINER DRAIN MANUAL ISOLATION | 01-VSTP108 |  | no data | OPEN | CLOSED
1840 | LP STEAM INLET PIPE DRAIN MANUAL ISOLATION | 01-VSTP109 |  | no data | OPEN | CLOSED
1841 | INSTRUMENT | 01-VSTP110 |  | no data | CLOSED | OPEN
1842 | INSTRUMENT | 01-VSTP111 |  | no data | CLOSED | OPEN
1843 | INSTRUMENT | 01-VSTP112 |  | no data | CLOSED | OPEN
1844 | HP ST DRAINS TANK DRAIN ISOLATION | 01-VSTP113 |  | no data | OPEN | CLOSED
1845 | DRAIN | 01-VSTP114 |  | no data | OPEN | CLOSED
1846 | HP ST DRAINS TANK DRAIN ISOLATION | 01-VSTP115 |  | no data | OPEN | CLOSED
1847 | DRAIN | 01-VSTP116 |  | no data | OPEN | CLOSED
1848 | GLAND STEAM CONDENSER DRAIN ISOLATION | 01-VSTP117 |  | no data | OPEN | CLOSED
1849 | DRAIN | 01-VSTP118 |  | no data | OPEN | CLOSED
1850 | GSC EMERGENCY LOOP SEAL DRAIN ISOLATION | 01-VSTP119 |  | no data | OPEN | CLOSED
1851 | GLAND STEAM CONDENSER STEAM TRAP DRAIN ISOLATION | 01-VSTP120 | U1 PLANT SW TURBINE BLDG | no data | OPEN | CLOSED
1852 | GLAND STEAM CONDENSER STEAM TRAP DRAIN ISOLATION | 01-VSTP121 | U1 PLANT SW TURBINE BLDG | no data | OPEN | CLOSED
1853 | GLAND STEAM CONDENSER STEAM TRAP STRAINER DRAIN ISOLATION | 01-VSTP122 | U1 PLANT SW TURBINE BLDG | no data | OPEN | CLOSED
1854 | GLAND STEAM CONDENSER STEAM TRAP BYPASS THROTTLIING | 01-VSTP123 | U1 PLANT SW TURBINE BLDG | no data | OPEN | CLOSED
1855 | DRAIN | 01-VSTP124 |  | no data | OPEN | CLOSED
1856 | GSC FAN EXHAUST CHECK VALVE | 01-VSTP125 |  | no data | CLOSED | OPEN
1857 | VENT | 01-VSTP126 |  | no data | OPEN | CLOSED
1858 | GLAND STEAM SPILLOVER CONTROL VALVE ISOLATION | 01-VSTP127 | U1 PLANT SW TURBINE BLDG | no data | CLOSED | OPEN
1859 | GSC FAN EXHAUST CHECK VALVE | 01-VSTP128 |  | no data | CLOSED | OPEN
1860 | GLAND STEAM SPILLOVER CONTROL VALVE ISOLATION | 01-VSTP129 | U1 PLANT SW TURBINE BLDG | no data | CLOSED | OPEN
1861 | DRAIN | 01-VSTP130 |  | no data | OPEN | CLOSED
1862 | INSTRUMENT | 01-VSTP131 |  | no data | CLOSED | OPEN
1863 | GLAND STEAM SPILLOVER CONTROL VALVE BYPASS | 01-VSTP132 |  | no data | CLOSED | CLOSED
1864 | INSTRUMENT | 01-VSTP133 |  | no data | CLOSED | OPEN
1865 | INSTRUMENT | 01-VSTP134 |  | no data | CLOSED | OPEN
1866 | INSTRUMENT | 01-VSTP135 |  | no data | CLOSED | OPEN
1867 | INSTRUMENT | 01-VSTP136 |  | no data | CLOSED | OPEN
1868 | GLAND STEAM CONDENSER STEAM TRAP EQUALIZING ISOLATION | 01-VSTP137 |  | no data | CLOSED | OPEN
1869 | DRAIN ISOLATION | 01-VSTP138 |  | no data | OPEN | CLOSED
1870 | DRAIN ISOLATION | 01-VSTP139 |  | no data | OPEN | CLOSED
1871 | DRAIN ISOLATION | 01-VSTP140 |  | no data | OPEN | CLOSED
1872 | INSTRUMENT | 01-VSTP141 |  | no data | CLOSED | OPEN
1873 | INSTRUMENT | 01-VSTP142 |  | no data | CLOSED | OPEN
1874 | INSTRUMENT | 01-VSTP143 |  | no data | CLOSED | OPEN
1875 | INSTRUMENT | 01-VSTP144 |  | no data | CLOSED | OPEN
1876 | DRAIN ISOLATION | 01-VSTP145 |  | no data | OPEN | CLOSED
1877 | DRAIN ISOLATION | 01-VSTP146 |  | no data | OPEN | CLOSED
1878 | DRAIN ISOLATION | 01-VSTP147 |  | no data | OPEN | CLOSED
1879 | INSTRUMENT | 01-VSTP148 |  | no data | CLOSED | OPEN
1880 | INSTRUMENT | 01-VSTP149 |  | no data | CLOSED | OPEN
1881 | INSTRUMENT | 01-VSTP150 |  | no data | CLOSED | OPEN
1882 | INSTRUMENT | 01-VSTP151 |  | no data | CLOSED | OPEN
1883 | DRAIN | 01-VSTP152 |  | no data | OPEN | CLOSED
1884 | DRAIN ISOLATION | 01-VSTP153 |  | no data | OPEN | CLOSED
1885 | LP STEAM DRAINS PUMP A SUCTION ISOLATION | 01-VSTP154 |  | no data | CLOSED | OPEN
1886 | INSTRUMENT | 01-VSTP155 |  | no data | CLOSED | OPEN
1887 | INSTRUMENT | 01-VSTP156 |  | no data | CLOSED | OPEN
1888 | VENT | 01-VSTP157 |  | no data | OPEN | CLOSED
1889 | DRAIN | 01-VSTP158 |  | no data | OPEN | CLOSED
1890 | GLAND STEAM MIST SEPARATOR DRAIN ISOLATION | 01-VSTP159 |  | no data | OPEN | CLOSED
1891 | INSTRUMENT | 01-VSTP160 |  | no data | CLOSED | OPEN
1892 | LP STEAM DRAINS PUMP A VENT ISOLATION | 01-VSTP161 |  | no data | OPEN | CLOSED
1893 | INSTRUMENT | 01-VSTP162 |  | no data | CLOSED | OPEN
1894 | LP STEAM DRAINS PUMP A DISCHARGE CHECK VALVE | 01-VSTP163 |  | no data | CLOSED | OPEN
1895 | DRAIN | 01-VSTP164 |  | no data | OPEN | CLOSED
1896 | LP STEAM DRAINS PUMP A DISCHARGE ISOLATION | 01-VSTP165 |  | no data | CLOSED | OPEN
1897 | VENT | 01-VSTP166 |  | no data | OPEN | CLOSED
1898 | GLAND STEAM MIST SEPARATOR DRAIN ORIFICE BYPASS | 01-VSTP167 |  | no data | CLOSED | CLOSED
1899 | INSTRUMENT | 01-VSTP168 |  | no data | CLOSED | OPEN
1900 | INSTRUMENT | 01-VSTP169 |  | no data | CLOSED | OPEN
1901 | VENT | 01-VSTP170 |  | no data | OPEN | CLOSED
1902 | DRAIN | 01-VSTP171 |  | no data | OPEN | CLOSED
1903 | PRIMING CONNECTION ISOLATION | 01-VSTP172 |  | no data | CLOSED | CLOSED
1904 | INSTRUMENT | 01-VSTP173 |  | no data | CLOSED | OPEN
1905 | LP STEAM DRAINS PUMP B VENT ISOLATION | 01-VSTP174 |  | no data | OPEN | CLOSED
1906 | INSTRUMENT | 01-VSTP175 |  | no data | CLOSED | OPEN
1907 | LP STEAM DRAINS PUMP B DISCHARGE CHECK VALVE | 01-VSTP176 |  | no data | CLOSED | OPEN
1908 | DRAIN | 01-VSTP177 |  | no data | OPEN | CLOSED
1909 | LP STEAM DRAINS PUMP B DISCHARGE ISOLATION | 01-VSTP178 |  | no data | CLOSED | OPEN
1910 | GSC FAN EXHAUST ISOLATION | 01-VSTP179 |  | no data | CLOSED | OPEN
1911 | GSC FAN EXHAUST ISOLATION | 01-VSTP180 |  | no data | CLOSED | OPEN
1912 | GLAND STEAM MIST SEPARATOR DRAIN THROTTLE | 01-VSTP181 |  | no data | CLOSED | OPEN
1913 | GLAND STEAM MIST SEPARATOR DRAIN ISOLATION | 01-VSTP182 |  | no data | OPEN | CLOSED
1914 | GLAND STEAM HEADER DRAIN ISOLATION | 01-VSTP183 |  | no data | CLOSED | OPEN
1915 | GLAND STEAM HEADER DRAIN THROTTLE | 01-VSTP184 |  | no data | CLOSED | OPEN
1916 | GLAND STEAM HEADER DRAIN ISOLATION | 01-VSTP185 |  | no data | OPEN | CLOSED
1917 | INSTRUMENT | 01-VSTP195 |  | no data | CLOSED | OPEN
1918 | INSTRUMENT | 01-VSTP196 |  | no data | CLOSED | OPEN
1919 | HP ST DRAINS TANK DRAIN ISOLATION | 01-VSTP370 |  | no data | OPEN | CLOSED
1920 | HP ST DRAINS TANK DRAIN ISOLATION | 01-VSTP371 |  | no data | OPEN | CLOSED
1921 | CONDENSATE RECEIVER TANK ISOLATION | 01-VSTP386 |  | no data | CLOSED | OPEN
1922 | BEARING FLUSH ISOLATION | 01-VSWS100 |  | no data | CLOSED | OPEN
1923 | INSTRUMENTATION | 01-VSWS101 |  | no data | CLOSED | OPEN
1924 | INSTRUMENTATION | 01-VSWS102 |  | no data | CLOSED | OPEN
1925 | VACUUM PUMP MAKEUP ISOLATION | 01-VSWS103 |  | no data | CLOSED | OPEN
1926 | VACUUM PUMP MAKEUP ISOLATION | 01-VSWS104 |  | no data | CLOSED | OPEN
1927 | VACUUM PUMP MAKEUP ISOLATION | 01-VSWS105 |  | no data | CLOSED | OPEN
1928 | FIN TUBE CLEANING SKID ISOLATION | 01-VSWS106 |  | no data | CLOSED | CLOSED
1929 | DRAIN | 01-VSWS108 |  | no data | OPEN | CLOSED
1930 | UNIT 1 HRSG BLOWDOWN SUMP QUENCH ISOLATION | 01-VSWS109 |  | no data | CLOSED | OPEN
1931 | DRAIN | 01-VSWS110 |  | no data | OPEN | CLOSED
1932 | UNIT 1 HRSG BLOWDOWN TANK/SUMP QUENCH ISOLATION | 01-VSWS111 |  | no data | CLOSED | OPEN
1933 | VACUUM PUMP MAKEUP ISOLATION | 01-VSWS115 |  | no data | CLOSED | OPEN
1934 | VACUUM PUMP MAKEUP ISOLATION | 01-VSWS118 |  | no data | CLOSED | OPEN
1935 | OIL IN WATER ANALYZER ISOLATION VALVE | 01-VWDR100 |  | no data | CLOSED | OPEN
1936 | VENT | 01-VWDR137 |  | no data | OPEN | CLOSED
1937 | TCA COOLER INLET EMERGENCY SHUTOFF | 01-YV-BFW309 |  | no data | CLOSED | OPEN
1938 | CTA COOLER BFW SUPPLY STARTUP VALVE | 01-YV-BFW319 |  | no data | CLOSED | OPEN
1939 | FGH UPSTREAM BFW EMERGENCY SHUTOFF | 01-YV-BFW409 |  | no data | CLOSED | OPEN
1940 | FG HX BFW SUPPLY STARTUP VALVE | 01-YV-BFW419 |  | no data | CLOSED | OPEN
1941 | FGH BFW OUTLET EMERGENCY SHUTOFF | 01-YV-BFW445 |  | no data | CLOSED | OPEN
1942 | HPS ATTEMP SPRAY IP FEEDWATER BLOCK VALVE | 01-YV-BFW705 |  | no data | CLOSED | OPEN
1943 | HPS ATTEMP SPRAY HP FEEDWATER BLOCK VALVE | 01-YV-BFW715 |  | no data | CLOSED | OPEN
1944 | HRH FINAL ATTEMP SPRAY IP FEEDWATER BLOCK VALVE | 01-YV-BFW735 |  | no data | CLOSED | OPEN
1945 | CRH LETDOWN PCV SPRAY BLOCK VALVE | 01-YV-BFW745 | U1 PIPE RACK 3RD LEVEL | no data | CLOSED | OPEN
1946 | CRH LETDOWN PCV SPRAY BLOCK VALVE | 01-YV-BFW757 | U1 PIPE RACK 3RD LEVEL | no data | CLOSED | OPEN
1947 | CND SYSTEM EMERGENCY DUMP VALVE | 01-YV-CND441 |  | no data | CLOSED | OPEN
1948 | ECA COOLER LOOP SUPPLY AUTOMATIC ISOLATION | 01-YV-CND509 |  | no data | CLOSED | OPEN
1949 | ECA COOLER LOOP RETURN AUTOMATIC ISOLATION | 01-YV-CND571 |  | no data | CLOSED | OPEN
1950 | HRH BYPASS SPRAY SUPPLY AUTOMATIC BLOCK | 01-YV-CND702 |  | no data | CLOSED | OPEN
1951 | CRH VENTILATOR SPRAY AUTOMATIC BLOCK | 01-YV-CND705 |  | no data | CLOSED | OPEN
1952 | GLAND STEAM DSH SPRAY SUPPLY AUTOMATIC BLOCK | 01-YV-CND721 |  | no data | CLOSED | OPEN
1953 | LP BYPASS VALVE SPRAY SUPPLY AUTOMATIC BLOCK | 01-YV-CND725 |  | no data | CLOSED | OPEN
1954 | CONDENSER EMERGENCY MAKEUP ON/OFF | 01-YV-DWS719 |  | no data | CLOSED | OPEN
1955 | HP ST DRAINS TANK DRAIN ON/OFF | 01-YV-STP131 |  | no data | CLOSED | OPEN
1956 | HP ST DRAINS TANK DRAIN ON/OFF | 01-YV-STP132 |  | no data | CLOSED | OPEN
1957 | UNIT 1 OWS AUTOMATIC ISOLATION VALVE | 01-YV-WDR110 |  | no data | CLOSED | OPEN
1958 | 02 BFP A HP DISCHARGE MIN FLOW CONTROL VALVE | 02-FCV-BFW147 | U2 CONDENSATE RECIEVER TANK UPPER DECK | no data | CLOSED | OPEN
1959 | 02 BFP B HP DISCHARGE MIN FLOW CONTROL VALVE | 02-FCV-BFW187 | U2 CONDENSATE RECIEVER TANK UPPER DECK | no data | CLOSED | OPEN
1960 |  | 02-FCV-BFW343 | U2 PIPE RACK 1ST LEVEL | no data | CLOSED | OPEN
1961 | 02 CT TCA COOLER BFW TCV RECIRC TO ACC | 02-FCV-BFW359 | U2 CONDENSATE RECIEVER TANK UPPER DECK | no data | CLOSED | OPEN
1962 | 02 PERFORMACE HEATER TO CONDENSATE IP FEEDWATER | 02-FCV-BFW459 | U2 PERFORMANCE HEATERS | no data | CLOSED | OPEN
1963 | 02 PERFORMACE HEATER TO ACC IP FEEDWATER | 02-FCV-BFW475 | U2 PERFORMANCE HEATERS | no data | CLOSED | OPEN
1964 | U2 CONDENSATE MINIMUM RECIRC VALVE | 02-FCV-CND331 | U2 CONDENSATE RECIEVER TANK UPPER DECK | no data | CLOSED | OPEN
1965 | U2 CONDENSATE RECIEVER MAKEUP LEVEL CONTROL | 02-LCV-DWS715 | U2 CONDENSATE RECIEVER TANK UPPER DECK | no data | CLOSED | OPEN
1966 | U2 DRIP LEG DRAIN - AUTOMATED | 02-LV-CRH109 | U2 STG BLDG | no data | CLOSED | OPEN
1967 | U2 DRIP LEG DRAIN - AUTOMATED | 02-LV-CRH110 | U2 STG BLDG | no data | CLOSED | OPEN
1968 | U2 DRIP LEG DRAIN - AUTOMATED | 02-LV-CRH125 | U2 STG BLDG | no data | CLOSED | OPEN
1969 | U2 DRIP LEG DRAIN - AUTOMATED | 02-LV-LPS115 | U2 STG BLDG | no data | CLOSED | OPEN
1970 | U2 DRIP LEG DRAIN - AUTOMATED | 02-LV-LPS123 | U2 STG BLDG | no data | CLOSED | OPEN
1972 | U2 BFP A IP DISCHARGE ISOLATION MOV | 02-MOV-BFW139 | U2 PIPE RACK 1ST LEVEL | no data | CLOSED | OPEN
1973 | U2 BFP A HP DISCHARGE MOV BLOCK VALVE | 02-MOV-BFW145 | U2 PIPE RACK 1ST LEVEL | no data | CLOSED | OPEN
1974 | U2 BFP B IP DISCHARGE ISOLATION MOV | 02-MOV-BFW179 | U2 PIPE RACK 1ST LEVEL | no data | CLOSED | OPEN
1975 | U2 BFP B HP DISCHARGE MOV BLOCK VALVE | 02-MOV-BFW185 | U2 PIPE RACK 1ST LEVEL | no data | CLOSED | OPEN
1976 | CONDENSATE IRON FILTER AUTOMATIC ISOLATION | 02-MOV-CND201 | U2 IRON FILTER POT | no data | CLOSED | OPEN
1977 | CONDENSATE IRON FILTER AUTOMATIC ISOLATION | 02-MOV-CND211 | U2 IRON FILTER POT | no data | CLOSED | OPEN
1978 | CONDENSATE IRON FILTER AUTOMATIC BYPASS | 02-MOV-CND221 | U2 IRON FILTER POT | no data | CLOSED | OPEN
1979 | DA EJECTOR STEAM SUPPLY CONTROL VALVE | 02-PCV-AXS713 | U2 CONDENSATE RECIEVER TANK UPPER DECK | no data | CLOSED | OPEN
1980 | SYSTEM BALANCING CONTROL VALVE | 02-PCV-CCW191 | U2 CCW PUMP AREA | no data | CLOSED | OPEN
1981 | CO2 BACKPRESSURE REGULATOR | 02-PCV-CMG117 | U2 STG BLDG | no data | CLOSED | OPEN
1982 | ACC DUCT CURTAIN SPRAY CONTROL VALVE | 02-PCV-CND289 | U2 CONDENSATE CORNER | no data | CLOSED | OPEN
1983 | CND LP ECON AND DRUM BYPASS CONTROL VALVE | 02-PCV-CND423 | U2 PIPE RACK 1ST LEVEL NORTH SIDE | no data | CLOSED | OPEN
1984 | LP ECONOMIZER INLET PCV | 02-PCV-CND455 | U2 NORTH END OF HRSG | no data | CLOSED | OPEN
1985 | CRH TO AXS PRESSURE LETDOWN (LOW FLOW) | 02-PCV-CRH700 | U2 PIPE RACK 3RD LEVEL | no data | CLOSED | OPEN
1986 | CRH TO AXS PRESSURE LETDOWN (HIGH FLOW) | 02-PCV-CRH715 | U2 PIPE RACK 3RD LEVEL | no data | CLOSED | OPEN
1987 | HPS BYPASS VALVE | 02-PCV-HPS100 | U2 PIPE RACK 3RD LEVEL | no data | CLOSED | OPEN
1988 | HRH BYPASS VALVE | 02-PCV-HRH100 | U2 STG BLDG UPPER | no data | CLOSED | OPEN
1989 | LPS BYPASS VALVE | 02-PCV-LPS100 | U2 STG BLDG UPPER | no data | CLOSED | OPEN
1990 | NITROGEN STORAGE CYLINDER RACK OUTLET | 02-PRV-CMG101 | U2 HRSG EAST | no data | CLOSED | CLOSED
1991 | NITROGEN STORAGE CYLINDER RACK OUTLET | 02-PRV-CMG102 | U2 STG BLDG UPPER | no data | CLOSED | CLOSED
1992 | CO2 PRESSURE REGULATOR | 02-PRV-CMG115 | U2 STG BLDG UPPER | no data | CLOSED | OPEN
1993 | STEAM DRAINS PUMP SEAL WATER PRV | 02-PRV-CND325 | U2 ST DRAINS PIT AREA | no data | CLOSED | OPEN
1994 | STEAM DRAINS PUMP SEAL WATER PRV | 02-PRV-CND326 | U2 ST DRAINS PIT AREA | no data | CLOSED | OPEN
1995 | EVAP COOLER PRESSURE REGULATOR | 02-PRV-CTP112 | U2 INLET AREA | no data | CLOSED | OPEN
1996 | BEARING FLUSH PRESSURE REGULATOR | 02-PRV-SWS713 | U2 HRSG SUMP AREA | no data | CLOSED | OPEN
1997 | AUX STEAM TO ELECTRIC SUPERHEATER RELIEF VALVE | 02-PSV-AXS311 | U2 STG BLDG LOWER | no data | CLOSED | OPEN
1998 | AUX STEAM HEADER SAFETY VALVE | 02-PSV-AXS325 | U2 STG BLDG LOWER | no data | CLOSED | OPEN
1999 | FUEL GAS TO STARTUP HEAT EXCHANGER RELIEF VALVE | 02-PSV-AXS329 | U2 ST DRAINS PIT PIPE RACK | no data | CLOSED | OPEN
2000 | SAFTEY VALVE AT HRSG CONNECTIONS | 02-PSV-AXS391 | U2 1ST LEVEL PIPE RACK | no data | CLOSED | OPEN
2001 | BFP SUCTION HEADER PSV | 02-PSV-BFW104 | U2 1ST LEVEL PIPE RACK | no data | CLOSED | OPEN
2002 | BFP A SUCTION OVERPRESSURE PROTECTION | 02-PSV-BFW105 | U2 HRSG LOWER | no data | CLOSED | OPEN
2003 | BFP B SUCTION OVERPRESSURE PROTECTION | 02-PSV-BFW155 | U2 HRSG LOWER | no data | CLOSED | OPEN
2004 | CT TCA COOLER OVERPRESSURE PROTECTION HP FEEDWATER | 02-PSV-BFW323 | U2 TCA COOLER AREA | no data | CLOSED | OPEN
2005 | FG PERFORMANCE HEATER OVERPRESSURE PROTECTION | 02-PSV-BFW423 | U2 PERFORMANCE HEATER AREA | no data | CLOSED | OPEN
2006 | FG PERFORMANCE HEATER STARTUP HEATER PSV | 02-PSV-BFW463 | U2 PERFORMANCE HEATER AREA | no data | CLOSED | OPEN
2007 | FG PERFORMANCE HEATER OUTLET CND RETURN PSV | 02-PSV-BFW751 | U2 PERFORMANCE HEATER AREA | no data | CLOSED | OPEN
2008 | UNIT 2 ACHE B2-1 CELL RELIEF VALVE | 02-PSV-CCW213 | U2 NORTH ACHE AREA | no data | CLOSED | OPEN
2009 | UNIT 2 ACHE B2-2 CELL RELIEF VALVE | 02-PSV-CCW223 | U2 NORTH ACHE AREA | no data | CLOSED | OPEN
2010 | UNIT 2 ACHE B2-3 CELL RELIEF VALVE | 02-PSV-CCW233 | U2 NORTH ACHE AREA | no data | CLOSED | OPEN
2011 |  | 02-PSV-CCW243 | U2 NORTH ACHE AREA | no data | CLOSED | OPEN
2012 | UNIT 2 ACHE B2-5 CELL RELIEF VALVE | 02-PSV-CCW253 | U2 NORTH ACHE AREA | no data | CLOSED | OPEN
2013 | 2B BFP CCW RELIEF VALVE | 02-PSV-CCW311 | U2 BFP AREA | no data | CLOSED | OPEN
2014 | 2A BFP CCW RELIEF VALVE | 02-PSV-CCW331 | U2 BFP AREA | no data | CLOSED | OPEN
2015 | SAMPLE PANEL CCW RELIEF VALVE | 02-PSV-CCW351 | U2 SAMPLE PANEL | no data | CLOSED | OPEN
2016 | LUBE OIL INLET CCW RELIEF VALVE | 02-PSV-CCW381 | U2 STG BLDG LOWER | no data | CLOSED | OPEN
2017 | LUBE OIL OUTLET CCW RELIEF VALVE | 02-PSV-CCW391 | U2 STG BLDG LOWER | no data | CLOSED | OPEN
2018 | PGE02108 GENERATOR CCW RELIEF VALVE | 02-PSV-CCW413 | U2 STG BLDG LOWER | no data | CLOSED | OPEN
2019 | PGE02107 GENERATOR CCW RELIEF VALVE | 02-PSV-CCW423 | U2 STG BLDG LOWER | no data | CLOSED | OPEN
2020 | PGE02106 GENERATOR CCW RELIEF VALVE | 02-PSV-CCW433 | U2 STG BLDG LOWER | no data | CLOSED | OPEN
2021 | PGE02105 GENERATOR CCW RELIEF VALVE | 02-PSV-CCW443 | U2 STG BLDG LOWER | no data | CLOSED | OPEN
2022 | PGE02104 GENERATOR CCW RELIEF VALVE | 02-PSV-CCW453 | U2 STG BLDG LOWER | no data | CLOSED | OPEN
2023 | PGE02103 GENERATOR CCW RELIEF VALVE | 02-PSV-CCW463 | U2 STG BLDG LOWER | no data | CLOSED | OPEN
2024 | PGE02102 GENERATOR CCW RELIEF VALVE | 02-PSV-CCW473 | U2 STG BLDG LOWER | no data | CLOSED | OPEN
2025 | PGE02101 GENERATOR CCW RELIEF VALVE | 02-PSV-CCW483 | U2 STG BLDG LOWER | no data | CLOSED | OPEN
2026 | A ECA COMPRESSOR CCW RELIEF VALVE | 02-PSV-CCW511 | U2 "A" ECA COMPRESSOR | no data | CLOSED | OPEN
2027 | B ECA COMPRESSOR CCW RELIEF VALVE | 02-PSV-CCW531 | U2 "B" ECA COMPRESSOR | no data | CLOSED | OPEN
2028 | NITROGEN OVERPRESSURE PROTECTION | 02-PSV-CMG116 | U2 HRSG LOWER | no data | CLOSED | OPEN
2029 | CO2 OVERPRESSURE PROTECTION | 02-PSV-CMG118 | U2 STG BLDG | no data | CLOSED | OPEN
2030 | NITROGEN OVERPRESSURE PROTECTION | 02-PSV-CMG126 | U2 GAS TURBINE | no data | CLOSED | OPEN
2031 | CND PUMP A SUCTION OVERPRESSURE PROTECTION | 02-PSV-CND101 | U2 CONDENSATE PUMP AREA | no data | CLOSED | OPEN
2032 | CND PUMP B SUCTION OVERPRESSURE PROTECTION | 02-PSV-CND121 | U2 CONDENSATE PUMP AREA | no data | CLOSED | OPEN
2033 | CND PUMP C SUCTION OVERPRESSURE PROTECTION | 02-PSV-CND141 | U2 CONDENSATE PUMP AREA | no data | CLOSED | OPEN
2034 | DEMIN FILL TO CND OVERPERSSURE PROTECTION | 02-PSV-CND255 | U2CONDENSATE PUMP AREA | no data | CLOSED | OPEN
2035 | CONDENSATE FILL TO HP BFW OVERPRESSURE PROTECTION | 02-PSV-CND402 | PIPE RACK 1ST LEVEL WEST SIDE | no data | CLOSED | OPEN
2036 | CONDENSATE FILL TO IP BFW OVERPRESSURE PROTECTION | 02-PSV-CND403 | PIPE RACK 1ST LEVEL EASTSIDE | no data | CLOSED | OPEN
2037 | LP ECONOMIZER INLET OVERPRESSURE PROTECTION | 02-PSV-CND457 | U2 HRSG LOWER NORTH | no data | CLOSED | OPEN
2038 | ECA COOLER THERMAL RELIEF OVERPRESSURE PROTECTION | 02-PSV-CND519 | U2 ECA COOLER AREA | no data | CLOSED | OPEN
2039 | EVAP COOLER OVERPRESSURE PROTECTION | 02-PSV-CTP118 | U2 INLET AREA | no data | CLOSED | OPEN
2040 | CT CASING COOLING AIR PIPING PSV | 02-PSV-CTP128 | U2 TURBINE BLDG UPPER/CASING FAN | no data | CLOSED | OPEN
2041 | PERFORMANCE HEATER PSV | 02-PSV-FGS159 | U2 PERFORMANCE HEATER AREA | no data | CLOSED | OPEN
2042 | PUFFER AIR TANK RELIEF | 02-PSV-INA100 | U2 PUFFER AIR TANK RELIEF VALVE | no data | CLOSED | OPEN
2043 | ECA COMPRESSSOR "A" NORTHSIDE | 02-PSV-INA101 | U2 ECA COMPRESSOR "A" | no data | CLOSED | OPEN
2044 | INSTA AIR RELIEF OUTSIDE GT ENCLOSURE WESTSIDE | 02-PSV-INA104 | U2 UNDER MAIN GAS TO GT ENCLOSURE | no data | CLOSED | OPEN
2045 | INSTA AIR RELIEF VALVE SOUTH OF 2B ECA ENCLOSURE | 02-PSV-INA105 | U2 SOUTHSIDE OF 2B ECA CMPRESSOR | no data | CLOSED | OPEN
2046 | GLAND STEAM PSV | 02-PSV-STP209 | U2 STG BUILDING UPPER | no data | CLOSED | OPEN
2047 | FG STARTUP FEEDWATER HX OUTLET CONTROL VALVE | 02-TCV-AXS371 | PIPE RACK 1ST LEVEL | no data | CLOSED | OPEN
2048 | CONDENSATE TANK SPARGING STEAM CONTROL VALVE | 02-TCV-AXS711 | CONDENSATE RECIEVER TANK | no data | CLOSED | OPEN
2049 | HPS FINAL ATTEMP CONTROL VALVE HP FEEDWATER | 02-TCV-BFW706 | PIPE RACK | no data | CLOSED | OPEN
2050 | HPS FINAL ATTEMP CONTROL VALVE HP FEEDWATER | 02-TCV-BFW716 | PIPE RACK 2ND LEVEL SOUTH SIDE | no data | CLOSED | OPEN
2051 | HRH FINAL ATTEMP CONTROL VALVE IP FEEDWATER | 02-TCV-BFW736 | PIPE RACK 2ND LEVEL SOUTH SIDE | no data | CLOSED | OPEN
2052 | CRH LETDOWN ATTEMPERATOR SPRAY TCV | 02-TCV-BFW749 | PIPE RACK 2ND LEVEL SOUTH SIDE | no data | CLOSED | OPEN
2053 |  | 02-TCV-BFW761 | PIPE RACK 2ND LEVEL SOUTH SIDE | no data | CLOSED | OPEN
2054 | ACHE BYPASS CONTROL VALVE | 02-TCV-CCW181 | PIPE RACK 2ND LEVEL SOUTH SIDE | no data | CLOSED | OPEN
2055 | CRH VENTILATOR DSH SPRAY TCV | 02-TCV-CND706 | U2 SOUTHSIDE ACHE | no data | CLOSED | OPEN
2056 | HRH BYPASS SPRAY TCV | 02-TCV-CND707 | U2 CONDENSATE CORNER | no data | CLOSED | OPEN
2057 | HP DRAINS TANK QUENCH SPRAY TCV | 02-TCV-CND717 | U2 CONDENSATE CORNER | no data | CLOSED | OPEN
2058 | LP DRAINS TANK QUENCH SPRAY TCV | 02-TCV-CND718 | U2 STEAM DRAINS PIT | no data | CLOSED | OPEN
2059 | LP BYPASS SPRAY TCV | 02-TCV-CND726 | U2 CONDENSATE CORNER | no data | CLOSED | OPEN
2060 | DRIP LEG DRAIN - AUTOMATED | 02-TV-HPS123 | U2 EAST SIDE OF STEAM TURBINE GRD FLOOR | no data | CLOSED | OPEN
2061 | DRIP LEG DRAIN - AUTOMATED | 02-TV-HRH117 | U2 SOUTHSIDE OF INLET DUCT | no data | CLOSED | OPEN
2062 | HRSG SUMP QUENCH WATER | 02-TV-SWS717 | U2 NORTH SIDE CONDENSATE RECIEVER TANK | no data | CLOSED | OPEN
2063 | UNIT 2 AFCU ISOLATION VALVE | 02-VAQA201 | U2 WEST OF "A" DILUTION AIR FAN | no data | CLOSED | OPEN
2064 | AUX STEAM SEPERATOR TO ELECTRIC SUPERHEATER VENT VALVE | 02-VAXS101 | U2 GROUND FLOOR SOUTH OF ELECT SP HTR | no data | CLOSED | OPEN
2065 | CONDENSATE TANK SPARGING STEAM PID REF LEG | 02-VAXS102 | U2 CONDENSATE RECIEVER TANK 2ND LEVEL | no data | CLOSED | OPEN
2066 | 02-TRP-AXS151 AUX STEAM DRIP LEG STEAM TRAP ISO | 02-VAXS103 | U2 STEAM TRAP EAST OF LP STARTUP HTR | no data | CLOSED | OPEN
2067 | 02-TRP-AXS100 ELECTRIC SUPERHEATER STEAM TRAP ISO | 02-VAXS104 | U2 GROUND FLOOR SOUTH OF ELECT SP HTR | no data | CLOSED | OPEN
2068 | 02-TRP-AXS100 ELECTRIC SUPERHEATER STEAM TRAP ISO | 02-VAXS105 | U2 GROUND FLOOR SOUTH OF ELECT SP HTR | no data | CLOSED | OPEN
2069 | 02-TRP-AXS100 ELECTRIC SUPERHEATER STEAM TRAP Y-STRAINER DRAIN | 02-VAXS106 | U2 GROUND FLOOR SOUTH OF ELECT SP HTR | no data | OPEN | CLOSED
2070 | 02-TRP-AXS100 ELECTRIC SUPERHEATER STEAM TRAP BYPASS | 02-VAXS107 | U2 GROUND FLOOR SOUTH OF ELECT SP HTR | no data | CLOSED | CLOSED
2071 | AUXBOILER CROSS TIE VENT FOR UNIT 1 USERS | 02-VAXS108 | AUX BOILER BUILDING CROSS-TIE VENT | no data | OPEN | CLOSED
2072 | 02-LIT AXS303 ISO FOR FUEL GAS STARTUP HX | 02-VAXS109 | PIPE RACK 1ST LEVEL | no data | CLOSED | OPEN
2073 | 02-LIT AXS303 ISO FOR FUEL GAS STARTUP HX | 02-VAXS110 | PIPE RACK 1ST LEVEL | no data | CLOSED | OPEN
2074 | 02-TRP-AXS114 AUX STEAM DRIP LEG STEAM TRAP ISO | 02-VAXS112 | U2 TRENCH STEAM TRAP | no data | CLOSED | OPEN
2075 | 02-TRP-AXS104 DRIPLEG TO LP EVAP STEAM TRAP DRAIN | 02-VAXS113 | U2 TRENCH STEAM TRAP | no data | OPEN | CLOSED
2076 | 02-TRP-AXS114 AUX STEAM DRIP LEG STEAM TRAP ISO | 02-VAXS115 | U2 TRENCH STEAM TRAP | no data | CLOSED | OPEN
2077 | 02-TRP-AXS114 AUX STEAM DRIP LEG STEAM TRAP Y-STRAINER DRAIN | 02-VAXS116 | U2 TRENCH STEAM TRAP | no data | OPEN | CLOSED
2078 | 02-TRP-AXS103 AUX STEAM TO CONDENSOR STEAM TRAP ISO | 02-VAXS117 | U2 NORTH SIDE CONDENSATE RECIEVER TANK | no data | CLOSED | OPEN
2079 | 02-TRP-AXS164 AUX STEAM DRIP LEG STEAM TRAP ISO | 02-VAXS118 | U2 NORTH SIDE CONDENSATE RECIEVER TANK | no data | CLOSED | OPEN
2080 | 02-TRP-AXS103 AUX STEAM TO CONDENSOR STEAM TRAP ISO | 02-VAXS119 | U2 NORTH SIDE CONDENSATE RECIEVER TANK | no data | CLOSED | OPEN
2081 | 02-TRP-AXS103 AUX STEAM TO CONDENSOR STEAM TRAP BYPASS ISO | 02-VAXS120 | U2 NORTH SIDE CONDENSATE RECIEVER TANK | no data | OPEN | CLOSED
2082 | AUX STEAM TO FUEL GAS STARTUP HX VENT | 02-VAXS121 | PIPE RACK 1ST LEVEL | no data | OPEN | CLOSED
2083 | CONDENSATE TANK SPARGING STEAM PID REF LEG | 02-VAXS122 | U2 CONDENSATE RECIEVER TANK 2ND LEVEL | no data | CLOSED | OPEN
2084 | FG STARTUP FEEDWATER HX OUTLET CHECK VALVE | 02-VAXS123 | U2 PIPE RACK IP FW STARTUP HTR | no data | CLOSED | OPEN
2085 | FG STARTUP FEEDWATER HX OUTLET CONTROL VALVE ISOLATION | 02-VAXS124 | U2 PIPE RACK IP FW STARTUP HTR | no data | CLOSED | OPEN
2086 | FG STARTUP FEEDWATER HX OUTLET CONTROL VALVE ISOLATION | 02-VAXS125 | U2 PIPE RACK IP FW STARTUP HTR | no data | CLOSED | OPEN
2087 | FG STARTUP FEEDWATER HX OUTLET CONTROL VALVE DRAIN | 02-VAXS126 | U2 PIPE RACK IP FW STARTUP HTR | no data | OPEN | CLOSED
2088 | FG STARTUP FEEDWATER HX OUTLET CONTROL VALVE BYPASS | 02-VAXS127 | U2 PIPE RACK IP FW STARTUP HTR | no data | CLOSED | CLOSED
2089 | 02-TRP-AXS114 AUX STEAM DRIP LEG STEAM TRAP BYPASS | 02-VAXS129 | U2 NORTH SIDE CONDENSATE RECIEVER TANK | no data | CLOSED | CLOSED
2090 | AUX STEAM DRIP LEG DRAIN | 02-VAXS130 | AUX BOILER WESTSIDE TRENCH TRAP | no data | OPEN | CLOSED
2091 | AUX STEAM TO ELECTRIC SUPERHEATER VENT VALVE | 02-VAXS132 | U2 GROUND FLOOR SOUTH OF ELECT SP HTR | no data | OPEN | CLOSED
2092 | SPARGING STEAM TO IP EVAP VENT | 02-VAXS133 | U2 HRSG IP AUX STEAM SPARGER TRAP | no data | OPEN | CLOSED
2093 | 02-TRP-AXS104 DRIPLEG TO LP EVAP STEAM TRAP ISOLATION | 02-VAXS135 | U2 HRSG LP AUX STEAM SPARGER TRAP | no data | CLOSED | OPEN
2094 | 02-TRP-AXS104 DRIPLEG TO LP EVAP STEAM TRAP ISOLATION | 02-VAXS136 | U2 HRSG LP AUX STEAM SPARGER TRAP | no data | CLOSED | OPEN
2095 | 02-TRP-AXS104 DRIPLEG TO LP EVAP STEAM TRAP BYPASS ISOLATION | 02-VAXS137 | U2 HRSG LP AUX STEAM SPARGER TRAP | no data | CLOSED | CLOSED
2096 | 02-TRP-AXS104 DRIPLEG TO LP EVAP STEAM TRAP Y-STRAINER DRAIN | 02-VAXS138 | U2 HRSG LP AUX STEAM SPARGER TRAP | no data | CLOSED | OPEN
2097 | 02-TRP-AXS142 DRIPLEG TO HP EVAP STEAM TRAP Y-STRAINER DRAIN | 02-VAXS144 | U2 HRSG HP AUX STEAM SPARGER TRAP | no data | OPEN | CLOSED
2098 | CONDENSATE DA AIR EJECTOR AUX STEAM SUPPLY | 02-VAXS145 | U2 CONDENSATE RECIEVER TANK 2ND LEVEL | no data | CLOSED | OPEN
2099 | CONDENSATE TANK SPARGING STEAM CONTROL VALVE BYPASS | 02-VAXS147 | U2 NORTH SIDE CONDENSATE RECIEVER TANK | no data | CLOSED | CLOSED
2100 | SEAL STEAM REGULATION VALVE ISOLATION | 02-VAXS148 | U2 CONDENSATE CORNER | no data | CLOSED | OPEN
2101 | SEAL STEAM REGULATION VALVE ISOLATION | 02-VAXS149 | U2 CONDENSATE CORNER | no data | CLOSED | OPEN
2102 | DA EJECTOR SUPPLY CONTROL VALVE BYPASS | 02-VAXS152 | U2 CONDENSATE RECIEVER TANK 3ND LEVEL | no data | CLOSED | CLOSED
2103 | DA EJECTOR SUPPLY CONTROL VALVE DRAIN | 02-VAXS153 | U2 CONDENSATE RECIEVER TANK 3ND LEVEL | no data | OPEN | CLOSED
2104 | AUX STEAM DRIP LEG DRAIN | 02-VAXS155 | U2 TRENCH STEAM TRAP | no data | OPEN | CLOSED
2105 | FG STARTUP FEEDWATER HX OUTLET CONTROL VALVE BYPASS | 02-VAXS156 | U2 PIPE RACK IP FW STARTUP HTR | no data | CLOSED | CLOSED
2106 | 02-PI-AXS445 AUX STEAM AFTER FUEL GAS STARTUP HX | 02-VAXS157 | U2 PIPE RACK IP FW STARTUP HTR | no data | CLOSED | OPEN
2107 | 02-PI-AXS441 AUX STEAM BEFORE FUEL GAS STARTUP HX | 02-VAXS158 | U2 PIPE RACK IP FW STARTUP HTR | no data | CLOSED | OPEN
2108 | ELECTRIC SUPERHEATER/SEPARATOR ISOLATION | 02-VAXS159 | U2 GROUND FLOOR SOUTH OF ELECT SP HTR | no data | CLOSED | OPEN
2109 | 02-TRP-AXS151 AUX STEAM DRIP LEG STEAM TRAP Y-STRAINER DRAIN | 02-VAXS160 | AUX BOILER WESTSIDE TRENCH TRAP | no data | CLOSED | CLOSED
2110 | 02-TRP-AXS151 AUX STEAM DRIP LEG STEAM TRAP ISO | 02-VAXS161 | AUX BOILER WESTSIDE TRENCH TRAP | no data | CLOSED | OPEN
2111 | 02-TRP-AXS151 AUX STEAM DRIP LEG STEAM TRAP BYPASS ISO | 02-VAXS164 | AUX BOILER WESTSIDE TRENCH TRAP | no data | CLOSED | CLOSED
2112 | DA EJECTOR SUPPLY CONTROL VALVE BLOCK VALVE | 02-VAXS165 | U2 CONDENSATE RECIEVER TANK 2ND LEVEL | no data | CLOSED | OPEN
2113 | AUX STEAM TRAP FOR AUX STEAM HEADER | 02-VAXS166 | U2 HRSG IP EVAP COOLER WESTSIDE AREA | no data | CLOSED | OPEN
2114 | AUX STEAM TRAP FOR AUX STEAM HEADER | 02-VAXS167 | U2 HRSG IP EVAP COOLER WESTSIDE AREA | no data | CLOSED | OPEN
2115 | AUX STEAM SUPPLY VALVE FOR CONDENSATE TANK SPARGER | 02-VAXS168 | U2 CONDENSATE RECIEVER TANK 2ND LEVEL | no data | CLOSED | OPEN
2116 | IP FEEDWATER STARTUP HX/ SEPARATOR BLOCK VALVE | 02-VAXS171 | U2 PIPE RACK IP FW STARTUP HTR | no data | CLOSED | OPEN
2117 | DA EJECTOR CONTROL VALVE ISOLATION ROOT VALVE | 02-VAXS174 | U2 CONDENSATE RECIEVER TANK 2ND LEVEL | no data | CLOSED | OPEN
2118 | DA EJECTOR CONTROL VALVE ISOLATION BLOCK VALVE | 02-VAXS175 | U2 CONDENSATE RECIEVER TANK 2ND LEVEL | no data | CLOSED | OPEN
2119 | CONDENSATE TANK AUX STEAM SPARGER VENT VALVE | 02-VAXS182 | U2 CONDENSATE RECIEVER TANK 2ND LEVEL | no data | OPEN | CLOSED
2120 | CONDENSATE DA EJECTOR AUX STEAM VENT | 02-VAXS183 | U2 CONDENSATE RECIEVER TANK 2ND LEVEL | no data | OPEN | CLOSED
2121 | CONDENSATE DA EJECTOR AUX STEAM VENT | 02-VAXS186 | U2 CONDENSATE RECIEVER TANK 2ND LEVEL | no data | OPEN | CLOSED
2122 | 02-PIT-AXS402A ISO VALVE AUX STEAM TO ELECTRIC SUPERHEATER | 02-VAXS187 | U2 PIPE RACK 3RD LEVEL | no data | CLOSED | OPEN
2123 | 02-PIT-AXS402B ISO VALVE AUX STEAM TO ELECTRIC SUPERHEATER | 02-VAXS188 | U2 PIPE RACK 3RD LEVEL | no data | CLOSED | OPEN
2124 | 02-TRP-AXS142 DRIPLEG TO HP EVAP STEAM TRAP ISO | 02-VAXS189 | U2 HRSG HP AUX STEAM SPARGER TRAP | no data | CLOSED | OPEN
2125 | AUX STEAM DRIP LEG DRAIN | 02-VAXS190 | U2 AUX STEAM ELECTRIC SPH AREA | no data | OPEN | CLOSED
2126 | 02-TRP-AXS193 AUX STEAM DRIP LEG STEAM TRAP ISO | 02-VAXS191 | U2 FAR NORTH WALL CONDENSATE CORNER | no data | CLOSED | OPEN
2127 | 02-TRP-AXS193 AUX STEAM DRIP LEG STEAM TRAP ISO | 02-VAXS194 | U2 FAR NORTH WALL CONDENSATE CORNER | no data | CLOSED | OPEN
2128 | 02-TRP-AXS193 AUX STEAM DRIP LEG STEAM TRAP Y-STRAINER DRAIN | 02-VAXS195 | U2 FAR NORTH WALL CONDENSATE CORNER | no data | OPEN | CLOSED
2129 | SEAL STEAM CONTROL VALVE WARMING LINE ISOLATION | 02-VAXS196 | U2 STEAM SEAL AREA | no data | CLOSED | OPEN
2130 | SEAL STEAM CONTROL VALVE WARMING LINE THROTTLING | 02-VAXS197 | U2 STEAM SEAL AREA | no data | CLOSED | OPEN
2131 | SEAL STEAM CONTROL VALVE WARMING LINE ISOLATION | 02-VAXS198 | U2 STEAM SEAL AREA | no data | CLOSED | OPEN
2132 | AUX STEAM HEADER DRIP LEG DRAIN POT | 02-VAXS199 | U2 NORTH OF HP SPARGER CONTROL VLV | no data | OPEN | CLOSED
2133 | AUX STEAM TO CONDENSOR DRIP LEG ISO | 02-VAXS200 | U2 NORTH SIDE CONDENSATE RECIEVER TANK | no data | CLOSED | OPEN
2134 | 02-TRP-AXS103 AUX STEAM TO CONDENSOR STEAM TRAP ISO | 02-VAXS201 | U2 NORTH SIDE CONDENSATE RECIEVER TANK | no data | CLOSED | OPEN
2135 | 02-TRP-AXS193 AUX STEAM DRIP LEG STEAM TRAP BYPASS ISO | 02-VAXS202 | U2 NORTH SIDE CONDENSATE RECIEVER TANK | no data | CLOSED | CLOSED
2136 | 02-TRP-AXS164 AUX STEAM DRIP LEG STEAM TRAP Y-STRAINER DRAIN | 02-VAXS203 | U2 NORTH SIDE CONDENSATE RECIEVER TANK | no data | OPEN | CLOSED
2137 | SEAL STEAM REGULATING VALVE BYPASS | 02-VAXS204 | U2 STG BLDG UPPER | no data | CLOSED | CLOSED
2138 | 02-TRP-AXS142 DRIPLEG TO HP EVAP STEAM TRAP BYPASS ISO | 02-VAXS289 | U2 HRSG HP AUX STEAM SPARGER TRAP | no data | CLOSED | CLOSED
2139 | 02-TRP-AXS142 DRIPLEG TO HP EVAP STEAM TRAP ISO | 02-VAXS290 | U2 HRSG HP AUX STEAM SPARGER TRAP | no data | CLOSED | OPEN
2140 | 02-TRP-AXS142 DRIPLEG TO HP EVAP STEAM TRAP DRAIN | 02-VAXS291 | U2 HRSG HP AUX STEAM SPARGER TRAP | no data | OPEN | CLOSED
2141 | INSTRUMENT ROOT VALVE | 02-VBDN200 |  | no data | CLOSED | OPEN
2142 | INSTRUMENT ROOT VALVE | 02-VBDN201 |  | no data | CLOSED | OPEN
2143 | VENT ROOT VALVE | 02-VBDN204 |  | no data | CLOSED | OPEN
2144 | UNIT 2 BDN PUMP B DISCHARGE CHECK | 02-VBDN219 | U2 HRSG Sump area | no data | CLOSED | OPEN
2145 | UNIT 2 BDN PUMP A DISCHARGE CHECK | 02-VBDN220 | U2 HRSG Sump area | no data | CLOSED | OPEN
2146 | UNIT 2 BDN PUMP B DISCHARGE ISOLATION | 02-VBDN223 | U2 HRSG SUMP AREA | no data | CLOSED | OPEN
2147 | UNIT 2 BDN PUMP A DISCHARGE ISOLATION | 02-VBDN224 | U2 HRSG Sump area | no data | CLOSED | OPEN
2148 | IP FEEDWATER HEADER TO ATTEMP SPRAY STRAINER DRAIN VALVE | 02-VBFW101 | U2 PIPE RACK 1ST LEVEL | no data | OPEN | CLOSED
2149 | IP FEEDWATER TO HRH FINAL ATTEMP SPRAY DRAIN | 02-VBFW103 | U2 PIPE RACK 3RD LEVEL | no data | OPEN | CLOSED
2150 | IP FEEDWATER HEADER TO ATTEMP SPRAY STRAINER ISO VAVLE | 02-VBFW105 | U2 PIPE RACK 1ST LEVEL | no data | CLOSED | OPEN
2151 | IP FEEDWATER HEADER TO ATTEMP SPRAY STRAINER ISO VAVLE | 02-VBFW106 | U2 PIPE RACK 1ST LEVEL | no data | CLOSED | OPEN
2152 | IP FEEDWATER HEADER TO ATTEMP SPRAY STRAINER ISO VAVLE | 02-VBFW107 | U2 PIPE RACK 1ST LEVEL | no data | CLOSED | OPEN
2153 | IP FEEDWATER HEADER TO ATTEMP SPRAY STRAINER ISO VAVLE | 02-VBFW108 | U2 PIPE RACK 1ST LEVEL | no data | CLOSED | OPEN
2154 | IP FEEDWATER HEADER TO ATTEMP SPRAY STRAINER ISO VAVLE | 02-VBFW109 | U2 PIPE RACK 1ST LEVEL | no data | CLOSED | OPEN
2155 | STARTUP HEATER VENT VALVE | 02-VBFW110 | PIPERACK DECK | no data | OPEN | CLOSED
2156 | IP FEEDWATER HEADER TO ATTEMP SPRAY STRAINER ISO VAVLE | 02-VBFW111 | U2 PIPERACK DECK 1ST LEVEL | no data | CLOSED | OPEN
2157 | 02-FIT BFW714A/B IP FEEDWATER TO HP BYPASS TO CRH ATTEMP SPRAY | 02-VBFW112 | PIPERACK DECK | no data | CLOSED | OPEN
2158 | IP FEEDWATER HEADER TO ATTEMP SPRAY STRAINER DRAIN VALVE | 02-VBFW113 | U2 PIPERACK DECK 1ST LEVEL | no data | OPEN | CLOSED
2159 | 02-FIT BFW714A/B IP FEEDWATER TO HP BYPASS TO CRH ATTEMP SPRAY | 02-VBFW114 | PIPERACK DECK | no data | CLOSED | OPEN
2160 | IP FEEDWATER HEADER TO ATTEMP SPRAY STRAINER DRAIN VALVE | 02-VBFW115 | PIPERACK DECK | no data | OPEN | CLOSED
2161 | HP BFW COLD FILL FROM CONDENSATE DRAIN VALVE | 02-VBFW116 | U2 PIPERACK DECK 1ST LEVEL | no data | OPEN | CLOSED
2162 | STARTUP HEATER VENT VALVE | 02-VBFW117 | U2 PERFORMANCE HEATER AREA | no data | OPEN | CLOSED
2163 | IP FEEDWATER TO HRH FINAL ATTEMP SPRAY ISO VALVE | 02-VBFW118 | U2 3RD LEVEL PIPE RACK DECK | no data | CLOSED | OPEN
2164 | IP FEEDWATER TO CRH FINAL ATTEMP SPRAY DRAIN | 02-VBFW119 | U2 3RD LEVEL PIPE RACK DECK | no data | OPEN | CLOSED
2165 | STARTUP HEATER DRAIN VALVE | 02-VBFW120 | PIPERACK DECK | no data | OPEN | CLOSED
2166 | STARTUP HEATER DRAIN VALVE | 02-VBFW121 | PIPERACK DECK | no data | OPEN | CLOSED
2167 | IP FEEDWATER HEADER COLD FILL FROM CONDENSATE DRAIN | 02-VBFW123 | U2 PIPERACK DECK 1ST LEVEL | no data | OPEN | CLOSED
2168 | IP FEEDWATER TO HPS BYPASS ATTEMP SPRAY ISO VALVE | 02-VBFW128 | U2 PIPERACK DECK 3RD LEVEL | no data | CLOSED | OPEN
2169 | IP FEEDWATER TO HPS BYPASS ATTEMP SPRAY ISO VALVE | 02-VBFW129 | U2 PIPERACK DECK 3RD LEVEL | no data | CLOSED | OPEN
2170 | IP FEEDWATER TO HPS BYPASS ATTEMP SPRAY DRAIN VALVE | 02-VBFW130 | U2 PIPERACK DECK 3RD LEVEL | no data | OPEN | CLOSED
2171 | IP FEEDWATER TO HPS BYPASS ATTEMP SPRAY DRAIN VALVE | 02-VBFW131 | U2 PIPERACK DECK 3RD LEVEL | no data | OPEN | CLOSED
2172 | 02-PIT BFW102 BFP SUCTION | 02-VBFW132 | U2 PIPERACK DECK 1ST LEVEL | no data | CLOSED | OPEN
2173 | BFP A HP DISCHARGE MIN FLOW TO ACC DRAIN | 02-VBFW138 | U2 PIPERACK DECK BETWEEN N AND S DECK | no data | OPEN | CLOSED
2174 | BFP A HP DISCHARGE MIN FLOW TO ACC DRAIN | 02-VBFW139 | U2 PIPERACK DECK 3RD LEVEL | no data | OPEN | CLOSED
2175 | 02-FIT BFW753 IP FEEDWATER TO CRH ATTEMP SPRAY | 02-VBFW140 | U2 PIPERACK DECK 3RD LEVEL | no data | CLOSED | OPEN
2176 | 02-FIT BFW753 IP FEEDWATER TO CRH ATTEMP SPRAY | 02-VBFW141 | U2 PIPERACK DECK 3RD LEVEL | no data | CLOSED | OPEN
2177 | 02-FIT BFW753 IP FEEDWATER TO CRH ATTEMP SPRAY | 02-VBFW142 | U2 PIPERACK DECK 3RD LEVEL | no data | CLOSED | OPEN
2178 | 02-FIT BFW753 IP FEEDWATER TO CRH ATTEMP SPRAY | 02-VBFW143 | U2 PIPERACK DECK 3RD LEVEL | no data | CLOSED | OPEN
2179 | IP FEEDWATER TO CRH ATTEMP SPRAY DRAIN | 02-VBFW144 | U2 PIPERACK DECK 3RD LEVEL | no data | OPEN | CLOSED
2180 | IP FEEDWATER TO CRH ATTEMP SPRAY DRAIN | 02-VBFW145 | U2 PIPERACK DECK 3RD LEVEL | no data | OPEN | CLOSED
2181 | IP FEEDWATER TO CRH ATTEMP SPRAY ISO VALVE | 02-VBFW146 | U2 PIPERACK DECK 3RD LEVEL | no data | CLOSED | OPEN
2182 | BFP A HP DISCHARGE MIN FLOW TO ACC VENT | 02-VBFW147 | U2 PIPERACK DECK 1ST LEVEL | no data | OPEN | CLOSED
2183 | IP FEEDWATER TO CRH ATTEMP SPRAY CHECK VALVE | 02-VBFW148 | U2 PIPERACK DECK 1ST LEVEL | no data | CLOSED | OPEN
2184 | BFP SUCTION LP DRUM DRAIN | 02-VBFW149 | U2 PIPERACK DECK 1ST LEVEL | no data | OPEN | CLOSED
2185 | BFP A HP DISCHARGE MIN FLOW TO ACC VENT | 02-VBFW150 | PIPERACK DECK | no data | OPEN | CLOSED
2186 | IP FEEDWATER HEADER TO ATTEMP SPRAY STRAINER VENT VALVE | 02-VBFW151 | U2 PIPERACK DECK 1ST LEVEL | no data | OPEN | CLOSED
2187 | BFW SUCTION LP DRUM ISOLATION | 02-VBFW152 | U2 WEST SIDE HRSG UPPER DECK | no data | CLOSED | OPEN
2188 | BEFORE PERFORMANCE HEATER LEAK DETECTION VENT | 02-VBFW153 | U2 PERFORMANCE HEATER AREA | no data | OPEN | CLOSED
2189 | 02-PDIT BFW101 BFP SUCTION STRAINER | 02-VBFW154 | U2 PIPERACK DECK 1ST LEVEL | no data | CLOSED | OPEN
2190 | 02-PDIT BFW101 BFP SUCTION STRAINER | 02-VBFW155 | U2 PIPERACK DECK 1ST LEVEL | no data | CLOSED | OPEN
2191 | 02-FIT BFW741 IP FEEDWATER TO CRH ATTEMP SPRAY | 02-VBFW156 | U2 PIPERACK DECK 3RD LEVEL | no data | CLOSED | OPEN
2192 | 02-FIT BFW741 IP FEEDWATER TO CRH ATTEMP SPRAY | 02-VBFW157 | U2 PIPERACK DECK 3RD LEVEL | no data | CLOSED | OPEN
2193 | IP FEEDWATER HEADER TO ATTEMP SPRAY STRAINER VENT VALVE | 02-VBFW161 | U2 PIPERACK DECK 1ST LEVEL | no data | OPEN | CLOSED
2194 | IP FEEDWATER HEADER TO ATTEMP SPRAY STRAINER VENT VALVE | 02-VBFW162 | U2 PIPERACK DECK 1ST LEVEL | no data | OPEN | CLOSED
2195 | IP FEEDWATER HEADER TO ATTEMP SPRAY STRAINER VENT VALVE | 02-VBFW163 | U2 PIPERACK DECK 1ST LEVEL | no data | OPEN | CLOSED
2196 | IP FEEDWATER TO CRH ATTEMP SPRAY CHECK VALVE | 02-VBFW164 | U2 PIPERACK DECK 3RD LEVEL | no data | CLOSED | OPEN
2197 | HP FEEDWATER FROM CT COOLING AIR TO ACC DRAIN | 02-VBFW165 | U2 CONDENSTATE NORTH OF 1A FP | no data | OPEN | CLOSED
2198 | HP FEEDWATER FROM CT COOLING AIR TO ACC DRAIN | 02-VBFW166 | U2 CONDENSTATE NORTH OF 1A FP | no data | OPEN | CLOSED
2199 | BFP A IP DISCHARGE HEADER CHECK VALVE | 02-VBFW167 | U2 PIPERACK DECK 1ST LEVEL | no data | CLOSED | OPEN
2200 | BFP A IP DISCHARGE HEADER DRAIN | 02-VBFW168 | U2 PIPERACK DECK 1ST LEVEL | no data | OPEN | CLOSED
2201 | BFP A IP DISCHARGE HEADER DRAIN | 02-VBFW169 | U2 PIPERACK DECK 1ST LEVEL | no data | OPEN | CLOSED
2202 | 02-PIT BFW175 BFP B IP DISCHARGE HEADER | 02-VBFW170 | U2 PIPERACK DECK 1ST LEVEL | no data | CLOSED | OPEN
2203 | 02-PIT BFW175 BFP B IP DISCHARGE HEADER | 02-VBFW171 | U2 PIPERACK DECK 1ST LEVEL | no data | CLOSED | OPEN
2204 | BFP B IP DISCHARGE HEADER VENT | 02-VBFW172 | U2 PIPERACK DECK 1ST LEVEL | no data | OPEN | CLOSED
2205 | BFP B IP DISCHARGE HEADER VENT | 02-VBFW173 | U2 PIPERACK DECK 1ST LEVEL | no data | OPEN | CLOSED
2206 | BFP B IP DISCHARGE HEADER CHECK VALVE | 02-VBFW174 | U2 PIPERACK DECK 1ST LEVEL | no data | CLOSED | OPEN
2207 | BFP B IP DISCHARGE HEADER DRAIN | 02-VBFW175 | U2 PIPERACK DECK 1ST LEVEL | no data | OPEN | CLOSED
2208 | BFP B IP DISCHARGE HEADER DRAIN | 02-VBFW176 | U2 PIPERACK DECK 1ST LEVEL | no data | OPEN | CLOSED
2209 | 02-PIT BFW165 BFP B HP DISCHARGE HEADER | 02-VBFW177 | U2 PIPERACK DECK 1ST LEVEL | no data | CLOSED | OPEN
2210 | 02-PIT BFW165 BFP B HP DISCHARGE HEADER | 02-VBFW178 | U2 PIPERACK DECK 1ST LEVEL | no data | CLOSED | OPEN
2211 | 02-FIT BFW141B BFP A HP DISCHARGE HEADER | 02-VBFW181 | U2 PIPERACK DECK 1ST LEVEL | no data | CLOSED | OPEN
2212 | 02-FIT BFW141B BFP A HP DISCHARGE HEADER | 02-VBFW182 | U2 PIPERACK DECK 1ST LEVEL | no data | CLOSED | OPEN
2213 | 02-FIT BFW141A BFP A HP DISCHARGE HEADER | 02-VBFW183 | U2 PIPERACK DECK 1ST LEVEL | no data | CLOSED | OPEN
2214 | 02-FIT BFW141A BFP A HP DISCHARGE HEADER | 02-VBFW184 | U2 PIPERACK DECK 1ST LEVEL | no data | CLOSED | OPEN
2215 | 02-FIT BFW141A BFP A HP DISCHARGE HEADER | 02-VBFW185 | U2 PIPERACK DECK 1ST LEVEL | no data | CLOSED | OPEN
2216 | 02-FIT BFW141A BFP A HP DISCHARGE HEADER | 02-VBFW186 | U2 PIPERACK DECK 1ST LEVEL | no data | CLOSED | OPEN
2217 | 02-FIT BFW141B BFP A HP DISCHARGE HEADER | 02-VBFW187 | U2 PIPERACK DECK 1ST LEVEL | no data | CLOSED | OPEN
2218 | 02-FIT BFW141B BFP A HP DISCHARGE HEADER | 02-VBFW188 | U2 PIPERACK DECK 1ST LEVEL | no data | CLOSED | OPEN
2219 | BFP A DISCHARGE HEADER VENT | 02-VBFW189 | U2 PIPERACK DECK 1ST LEVEL | no data | OPEN | CLOSED
2220 | BFP A DISCHARGE HEADER VENT | 02-VBFW190 | U2 PIPERACK DECK 1ST LEVEL | no data | OPEN | CLOSED
2221 | BFP A HP DISCHARGE CHECK VALVE | 02-VBFW191 | U2 PIPERACK DECK 1ST LEVEL | no data | CLOSED | OPEN
2222 | BFP A DISCHARGE HEADER DRAIN | 02-VBFW192 | U2 PIPERACK DECK 1ST LEVEL | no data | OPEN | CLOSED
2223 | BFP A DISCHARGE HEADER DRAIN | 02-VBFW193 | U2 PIPERACK DECK 1ST LEVEL | no data | OPEN | CLOSED
2224 | BFP A DISCHARGE HEADER DRAIN | 02-VBFW194 | U2 PIPERACK DECK 1ST LEVEL | no data | OPEN | CLOSED
2225 | BFP A DISCHARGE HEADER DRAIN | 02-VBFW195 | U2 PIPERACK DECK 1ST LEVEL | no data | OPEN | CLOSED
2226 | HP BFW COLD FILL FROM CONDENSATE CHECK VALVE | 02-VBFW196 | U2 PIPERACK DECK 1ST LEVEL | no data | CLOSED | OPEN
2227 | HP BFW COLD FILL FROM CONDENSATE STOP CHECK | 02-VBFW197 | U2 PIPERACK DECK 1ST LEVEL | no data | CLOSED | OPEN
2228 | HP BFW COLD FILL FROM CONDENSATE ISO VALVE | 02-VBFW198 | U2 PIPERACK DECK 1ST LEVEL | no data | CLOSED | OPEN
2229 | 02-PIT BFW201 BFP A HP DISCHARGE HEADER | 02-VBFW199 | U2 PIPERACK DECK 1ST LEVEL | no data | CLOSED | OPEN
2230 | 02-PIT BFW201 BFP A HP DISCHARGE HEADER | 02-VBFW200 | U2 PIPERACK DECK 1ST LEVEL | no data | CLOSED | OPEN
2231 | BFP B HP DISCHARGE MIN FLOW TO ACC VENT | 02-VBFW209 | U2 PIPERACK DECK 1ST LEVEL | no data | OPEN | CLOSED
2232 | BFP B HP DISCHARGE MIN FLOW TO ACC VENT | 02-VBFW210 | U2 PIPERACK DECK 1ST LEVEL | no data | OPEN | CLOSED
2233 | HP FEEDWATER TO HP INTERSTAGE ATTEMP SPRAY DRAIN | 02-VBFW211 | U2 DECK ABOVE DUCT BURNER SKID | no data | OPEN | CLOSED
2234 | HP FEEDWATER TO HP INTERSTAGE ATTEMP SPRAY DRAIN | 02-VBFW212 | U2 DECK ABOVE DUCT BURNER SKID | no data | OPEN | CLOSED
2235 | BFP A HP DISCHARGE MIN FLOW TO ACC AFTER STRAINER VENT | 02-VBFW213 | U2 LOCATED NW OF CRT (NEED LADDER) | no data | OPEN | CLOSED
2236 | BFP A HP DISCHARGE MIN FLOW TO ACC AFTER STRAINER VENT | 02-VBFW214 | U2 LOCATED NW OF CRT (NEED LADDER) | no data | OPEN | CLOSED
2237 | BFP A HP DISCHARGE MIN FLOW TO ACC STRAINER ISO | 02-VBFW215 | U2 NORTH OF CONDENSATE PUMPS | no data | CLOSED | OPEN
2238 | BFP A HP DISCHARGE MIN FLOW TO ACC STRAINER DRAIN | 02-VBFW216 | U2 NORTH OF CONDENSATE PUMPS | no data | OPEN | CLOSED
2239 | BFP A HP DISCHARGE MIN FLOW TO ACC STRAINER DRAIN | 02-VBFW217 | U2 NORTH OF CONDENSATE PUMPS | no data | OPEN | CLOSED
2240 | BFP A HP DISCHARGE MIN FLOW TO ACC ISO VALVE | 02-VBFW218 | U2 CONDENSATE RECEIVER PIPE RACK | no data | CLOSED | OPEN
2241 | 02-FIT BFW181B BFP B HP DISCHARGE HEADER | 02-VBFW219 | U2 PIPERACK DECK 1ST LEVEL | no data | CLOSED | OPEN
2242 | 02-FIT BFW181B BFP B HP DISCHARGE HEADER | 02-VBFW220 | U2 PIPERACK DECK 1ST LEVEL | no data | CLOSED | OPEN
2243 | 02-FIT BFW181A BFP B HP DISCHARGE HEADER | 02-VBFW221 | U2 PIPERACK DECK 1ST LEVEL | no data | CLOSED | OPEN
2244 | 02-FIT BFW181A BFP B HP DISCHARGE HEADER | 02-VBFW222 | U2 PIPERACK DECK 1ST LEVEL | no data | CLOSED | OPEN
2245 | 02-FIT BFW181A BFP B HP DISCHARGE HEADER | 02-VBFW223 | U2 PIPERACK DECK 1ST LEVEL | no data | CLOSED | OPEN
2246 | 02-FIT BFW181A BFP B HP DISCHARGE HEADER | 02-VBFW224 | U2 PIPERACK DECK 1ST LEVEL | no data | CLOSED | OPEN
2247 | 02-FIT BFW181B BFP B HP DISCHARGE HEADER | 02-VBFW225 | U2 PIPERACK DECK 1ST LEVEL | no data | CLOSED | OPEN
2248 | 02-FIT BFW181B BFP B HP DISCHARGE HEADER | 02-VBFW226 | U2 PIPERACK DECK 1ST LEVEL | no data | CLOSED | OPEN
2249 | BFP B DISCHARGE HEADER VENT | 02-VBFW227 | U2 PIPERACK DECK 1ST LEVEL | no data | OPEN | CLOSED
2250 | BFP B DISCHARGE HEADER VENT | 02-VBFW228 | U2 PIPERACK DECK 1ST LEVEL | no data | OPEN | CLOSED
2251 | BFP B DISCHARGE HEADER CHECK VALVE | 02-VBFW229 | U2 PIPERACK DECK 1ST LEVEL | no data | CLOSED | OPEN
2252 | BFP B HP DISCHARGE MIN FLOW TO ACC AFTER STRAINER VENT | 02-VBFW230 | U2 PIPERACK DECK 1ST LEVEL | no data | OPEN | CLOSED
2253 | BFP B HP DISCHARGE MIN FLOW TO ACC AFTER STRAINER VENT | 02-VBFW231 | U2 PIPERACK DECK 1ST LEVEL | no data | OPEN | CLOSED
2254 | BFP B HP DISCHARGE MIN FLOW TO ACC STRAINER ISO | 02-VBFW232 | U2 NORTH OF CONDENSATE PUMPS | no data | CLOSED | OPEN
2255 | BFP B HP DISCHARGE MIN FLOW TO ACC STRAINER DRAIN | 02-VBFW233 | U2 NORTH OF CONDENSATE PUMPS | no data | OPEN | CLOSED
2256 | BFP B HP DISCHARGE MIN FLOW TO ACC STRAINER DRAIN | 02-VBFW234 | U2 NORTH OF CONDENSATE PUMPS | no data | OPEN | CLOSED
2257 | BFP B DISCHARGE HEADER DRAIN | 02-VBFW235 | U2 PIPERACK DECK 1ST LEVEL | no data | OPEN | CLOSED
2258 | BFP B DISCHARGE HEADER DRAIN | 02-VBFW236 | U2 PIPERACK DECK 1ST LEVEL | no data | OPEN | CLOSED
2259 | BFP B DISCHARGE HEADER DRAIN | 02-VBFW237 | U2 PIPERACK DECK 1ST LEVEL | no data | OPEN | CLOSED
2260 | BFP B DISCHARGE HEADER DRAIN | 02-VBFW238 | U2 PIPERACK DECK 1ST LEVEL | no data | OPEN | CLOSED
2261 | BFP B HP DISCHARGE MIN FLOW TO ACC AFTER STRAINER ISO | 02-VBFW239 | U2 CONDENSATE RECEIVER PIPE RACK | no data | CLOSED | OPEN
2262 | HP FEEDWATER TO HP STEAM FINAL ATTEMP SPRAY DRAIN | 02-VBFW240 | U2 PIPERACK DECK 3RD LEVEL | no data | OPEN | CLOSED
2263 | HP FEEDWATER TO HP STEAM FINAL ATTEMP SPRAY DRAIN | 02-VBFW241 | U2 PIPERACK DECK 3RD LEVEL | no data | OPEN | CLOSED
2264 | 02-PDIT BFW701 HP FEEDWATER TO HP STEAM FINAL ATTEMP SPRAY | 02-VBFW242 | U2 PIPERACK DECK 1ST LEVEL | no data | CLOSED | OPEN
2265 | 02-PDIT BFW701 HP FEEDWATER TO HP STEAM FINAL ATTEMP SPRAY | 02-VBFW243 | U2 PIPERACK DECK 1ST LEVEL | no data | CLOSED | OPEN
2266 | 02-PDIT BFW701 HP FEEDWATER TO HP STEAM FINAL ATTEMP SPRAY | 02-VBFW244 | U2 PIPERACK DECK 1ST LEVEL | no data | CLOSED | OPEN
2267 | 02-PDIT BFW701 HP FEEDWATER TO HP STEAM FINAL ATTEMP SPRAY | 02-VBFW245 | U2 PIPERACK DECK 1ST LEVEL | no data | CLOSED | OPEN
2268 | HP FEEDWATER TO HP STEAM FINAL ATTEMP SPRAY STRAINER VENT | 02-VBFW246 | U2 PIPERACK DECK 1ST LEVEL | no data | OPEN | CLOSED
2269 | HP FEEDWATER TO HP STEAM FINAL ATTEMP SPRAY STRAINER VENT | 02-VBFW247 | U2 PIPERACK DECK 1ST LEVEL | no data | OPEN | CLOSED
2270 | HP FEEDWATER TO HP STEAM FINAL ATTEMP SPRAY STRAINER VENT | 02-VBFW248 | U2 PIPERACK DECK 1ST LEVEL | no data | OPEN | CLOSED
2271 | HP FEEDWATER TO HP STEAM FINAL ATTEMP SPRAY STRAINER VENT | 02-VBFW249 | U2 PIPERACK DECK 1ST LEVEL | no data | OPEN | CLOSED
2272 | 02-PDI BFW243 IP FEEDWATER HEADER STRAINER | 02-VBFW250 | U2 PIPERACK DECK 1ST LEVEL | no data | CLOSED | OPEN
2273 | 02-PDI BFW243 IP FEEDWATER HEADER STRAINER | 02-VBFW251 | U2 PIPERACK DECK 1ST LEVEL | no data | CLOSED | OPEN
2274 | 02-PDI BFW243 IP FEEDWATER HEADER STRAINER | 02-VBFW252 | U2 PIPERACK DECK 1ST LEVEL | no data | CLOSED | OPEN
2275 | 02-PDI BFW243 IP FEEDWATER HEADER STRAINER | 02-VBFW253 | U2 PIPERACK DECK 1ST LEVEL | no data | CLOSED | OPEN
2276 | 02-PDI BFW146 BFP A HP DISCHARGE MIN FLOW TO ACC STRAINER | 02-VBFW254 | U2 NORTH OF CONDENSATE PUMPS | no data | CLOSED | OPEN
2277 | 02-PDI BFW146 BFP A HP DISCHARGE MIN FLOW TO ACC STRAINER | 02-VBFW255 | U2 NORTH OF CONDENSATE PUMPS | no data | CLOSED | OPEN
2278 | 02-PDI BFW146 BFP A HP DISCHARGE MIN FLOW TO ACC STRAINER | 02-VBFW256 | U2 NORTH OF CONDENSATE PUMPS | no data | CLOSED | OPEN
2279 | 02-PDI BFW146 BFP A HP DISCHARGE MIN FLOW TO ACC STRAINER | 02-VBFW257 | U2 NORTH OF CONDENSATE PUMPS | no data | CLOSED | OPEN
2280 | 02-PDI BFW186 BFP B HP DISCHARGE MIN FLOW TO ACC STRAINER | 02-VBFW258 | U2 NORTH OF CONDENSATE PUMPS | no data | CLOSED | OPEN
2281 | 02-PDI BFW186 BFP B HP DISCHARGE MIN FLOW TO ACC STRAINER | 02-VBFW259 | U2 NORTH OF CONDENSATE PUMPS | no data | CLOSED | OPEN
2282 | 02-PDI BFW186 BFP B HP DISCHARGE MIN FLOW TO ACC STRAINER | 02-VBFW260 | U2 NORTH OF CONDENSATE PUMPS | no data | CLOSED | OPEN
2283 | 02-PDI BFW186 BFP B HP DISCHARGE MIN FLOW TO ACC STRAINER | 02-VBFW261 | U2 NORTH OF CONDENSATE PUMPS | no data | CLOSED | OPEN
2284 | 02-PIT BFW435 IP TO PERFORMANCE HEATER | 02-VBFW262 | U2 PERFORMACE HEATER AREA | no data | CLOSED | OPEN
2285 | BFP SUCTION FROM CONDENSATE CHECK VALVE | 02-VBFW263 | U2 PIPERACK DECK 1ST LEVEL | no data | CLOSED | OPEN
2286 | BFP SUCTION FROM CONDENSATE ISO VALVE | 02-VBFW264 | U2 PIPERACK DECK 1ST LEVEL | no data | CLOSED | OPEN
2287 | BFP A SUCTION ISOLATION | 02-VBFW265 | U2 PIPERACK DECK 1ST LEVEL | no data | CLOSED | OPEN
2288 | BFP B SUCTION ISOLATION | 02-VBFW266 | U2 PIPERACK DECK 1ST LEVEL | no data | CLOSED | OPEN
2289 | BFP B HP DISCHARGE MIN FLOW TO ACC DRAIN | 02-VBFW267 | U2 OFF SIDE OF PIPERACK DECK 1ST LEVEL | no data | OPEN | CLOSED
2290 | BFP A IP DISCHARGE HEADER ISO VALVE | 02-VBFW269 | U2 PIPERACK DECK 1ST LEVEL | no data | CLOSED | OPEN
2291 | BFP B IP DISCHARGE HEADER ISO VALVE | 02-VBFW270 | U2 PIPERACK DECK 1ST LEVEL | no data | CLOSED | OPEN
2292 | BFP A HP DISCHARGE ISOLATION | 02-VBFW271 | U2 PIPERACK DECK 1ST LEVEL | no data | CLOSED | OPEN
2293 | BFP B HP DISCHARGE ISOLATION | 02-VBFW272 | U2 PIPERACK DECK 1ST LEVEL | no data | CLOSED | OPEN
2294 | 02-LSHH BFW431A BEFORE PERFORMANCE HEATER LEAK DETECTION | 02-VBFW273 | U2 PERFORMACE HEATER AREA | no data | CLOSED | OPEN
2295 | 02-LSHH BFW431A BEFORE PERFORMANCE HEATER LEAK DETECTION | 02-VBFW274 | U2 PERFORMACE HEATER AREA | no data | CLOSED | OPEN
2296 | 02-LSHH BFW431B BEFORE PERFORMANCE HEATER LEAK DETECTION | 02-VBFW275 | U2 PERFORMACE HEATER AREA | no data | CLOSED | OPEN
2297 | 02-LSHH BFW431B BEFORE PERFORMANCE HEATER LEAK DETECTION | 02-VBFW276 | U2 PERFORMACE HEATER AREA | no data | CLOSED | OPEN
2298 | AFTER PERFORMANCE HEATER LEAK DETECTION VENT | 02-VBFW277 | U2 PERFORMACE HEATER AREA | no data | OPEN | CLOSED
2299 | 02-LSHH BFW441A AFTER PERFORMANCE HEATER LEAK DETECTION | 02-VBFW278 | U2 PERFORMACE HEATER AREA | no data | CLOSED | OPEN
2300 | 02-LSHH BFW441A AFTER PERFORMANCE HEATER LEAK DETECTION | 02-VBFW279 | U2 PERFORMACE HEATER AREA | no data | CLOSED | OPEN
2301 | 02-LSHH BFW441B AFTER PERFORMANCE HEATER LEAK DETECTION | 02-VBFW280 | U2 PERFORMACE HEATER AREA | no data | CLOSED | OPEN
2302 | 02-LSHH BFW441B AFTER PERFORMANCE HEATER LEAK DETECTION | 02-VBFW281 | U2 PERFORMACE HEATER AREA | no data | CLOSED | OPEN
2303 | 02-PIT BFW439 IP FEEDWATER AFTER PERFORMANCE HEATER | 02-VBFW282 | U2 PERFORMACE HEATER AREA | no data | CLOSED | OPEN
2304 | WATER SIDE PERFORMANCE HEATER VENT | 02-VBFW283 | U2 PERFORMACE HEATER AREA | no data | OPEN | CLOSED
2305 | 02-PIT BFW435 IP TO PERFORMANCE HEATER | 02-VBFW284 | U2 PERFORMACE HEATER AREA | no data | CLOSED | OPEN
2306 | N2 CONNECTION | 02-VBFW285 | U2 PERFORMACE HEATER AREA | no data | OPEN | CLOSED
2307 | IP FEEDWATER TO PERFORMANCE HEATER DRAIN | 02-VBFW286 | U2 PERFORMACE HEATER AREA | no data | OPEN | CLOSED
2308 | 02-PDI BFW435 IP FEEDWATER PERFORMANCE HEATER | 02-VBFW287 | U2 PERFORMACE HEATER AREA | no data | CLOSED | OPEN
2309 | 02-PDI BFW435 IP FEEDWATER PERFORMANCE HEATER | 02-VBFW288 | U2 PERFORMACE HEATER AREA | no data | CLOSED | OPEN
2310 | AFTER PERFORMANCE HEATER DRAIN | 02-VBFW289 | U2 PERFORMACE HEATER AREA | no data | OPEN | CLOSED
2311 | PERFORMANCE HEATER TO CONDENSATE ISO VALVE | 02-VBFW290 | U2 NORTH OF CONDENSATE PUMPS | no data | CLOSED | OPEN
2312 | PERFORMANCE HEATER TO HRSG DRAIN | 02-VBFW291 | U2 NORTH OF CONDENSATE PUMPS | no data | OPEN | CLOSED
2313 | FROM PERFORMANCE HEATER TO ACC STRAINER DRAIN | 02-VBFW292 | U2 NORTH OF CONDENSATE PUMPS | no data | OPEN | CLOSED
2314 | 02-PDI BFW471 FROM PERFORMANCE HEATER TO ACC STRAINER | 02-VBFW293 | U2 NORTH OF CONDENSATE PUMPS | no data | CLOSED | OPEN
2315 | HP FEEDWATER AFTER CT COOLING AIR COOLER DRAIN | 02-VBFW294 | U2 TCA AREA | no data | OPEN | CLOSED
2316 | 02-FIT BFW301A/B HP FEEDWATER TO CT COOLING AIR COOLER | 02-VBFW295 | U2 PIPERACK DECK 1ST LEVEL | no data | CLOSED | OPEN
2317 | 02-FIT BFW301C HP FEEDWATER TO CT COOLING AIR COOLER | 02-VBFW296 | U2 PIPERACK DECK 1ST LEVEL | no data | CLOSED | OPEN
2318 | 02-FIT BFW301C HP FEEDWATER TO CT COOLING AIR COOLER | 02-VBFW297 | U2 PIPERACK DECK 1ST LEVEL | no data | CLOSED | OPEN
2319 | 02-FIT BFW301C HP FEEDWATER TO CT COOLING AIR COOLER | 02-VBFW298 | U2 PIPERACK DECK 1ST LEVEL | no data | CLOSED | OPEN
2320 | 02-FIT BFW301C HP FEEDWATER TO CT COOLING AIR COOLER | 02-VBFW299 | U2 PIPERACK DECK 1ST LEVEL | no data | CLOSED | OPEN
2321 | HP FEEDWATER TO CT COOLING AIR COOLER ISO | 02-VBFW300 | U2 PIPERACK DECK 1ST LEVEL | no data | CLOSED | OPEN
2322 | HP FEEDWATER TO CT COOLING AIR COOLER DRAIN | 02-VBFW301 | U2 PIPERACK DECK 1ST LEVEL | no data | OPEN | CLOSED
2323 | HP FEEDWATER TO CT COOLING AIR COOLER DRAIN | 02-VBFW302 | U2 PIPERACK DECK 1ST LEVEL | no data | OPEN | CLOSED
2324 | HP FEEDWATER TO CT COOLING AIR COOLER DRAIN | 02-VBFW303 | U2 BETWEEN TCA AND HRSG | no data | OPEN | CLOSED
2325 | HP FEEDWATER TO CT COOLING AIR COOLER DRAIN | 02-VBFW304 | U2 BETWEEN TCA AND HRSG | no data | OPEN | CLOSED
2326 | HP FEEDWATER AFTER CT COOLING AIR COOLER DRAIN | 02-VBFW305 | U2 BETWEEN TCA AND HRSG | no data | OPEN | CLOSED
2327 | HP FEEDWATER AFTER CT COOLING AIR COOLER ISO | 02-VBFW306 | U2 PIPERACK DECK 1ST LEVEL | no data | CLOSED | OPEN
2328 | 02-PIT BFW331A HP FEEDWATER AFTER CT COOLING AIR COOLER | 02-VBFW307 | U2 PIPERACK DECK 1ST LEVEL | no data | CLOSED | OPEN
2329 | 02-PIT BFW331A HP FEEDWATER AFTER CT COOLING AIR COOLER | 02-VBFW308 | U2 PIPERACK DECK 1ST LEVEL | no data | CLOSED | OPEN
2330 | 02-PIT BFW331B HP FEEDWATER AFTER CT COOLING AIR COOLER | 02-VBFW309 | U2 PIPERACK DECK 1ST LEVEL | no data | CLOSED | OPEN
2331 | 02-PIT BFW331B HP FEEDWATER AFTER CT COOLING AIR COOLER | 02-VBFW310 | U2 PIPERACK DECK 1ST LEVEL | no data | CLOSED | OPEN
2332 | 02-FIT BFW339A HP FEEDWATER FROM CT COOLING AIR TO HRSG | 02-VBFW311 | U2 PIPERACK DECK 1ST LEVEL | no data | CLOSED | OPEN
2333 | 02-FIT BFW339A HP FEEDWATER FROM CT COOLING AIR TO HRSG | 02-VBFW312 | U2 PIPERACK DECK 1ST LEVEL | no data | CLOSED | OPEN
2334 | 02-FIT BFW339A HP FEEDWATER FROM CT COOLING AIR TO HRSG | 02-VBFW313 | U2 PIPERACK DECK 1ST LEVEL | no data | CLOSED | OPEN
2335 | 02-FIT BFW339A HP FEEDWATER FROM CT COOLING AIR TO HRSG | 02-VBFW314 | U2 PIPERACK DECK 1ST LEVEL | no data | CLOSED | OPEN
2336 | 02-FIT BFW339B HP FEEDWATER FROM CT COOLING AIR TO HRSG | 02-VBFW315 | U2 PIPERACK DECK 1ST LEVEL | no data | CLOSED | OPEN
2337 | 02-FIT BFW339B HP FEEDWATER FROM CT COOLING AIR TO HRSG | 02-VBFW316 | U2 PIPERACK DECK 1ST LEVEL | no data | CLOSED | OPEN
2338 | 02-FIT BFW339B HP FEEDWATER FROM CT COOLING AIR TO HRSG | 02-VBFW317 | U2 PIPERACK DECK 1ST LEVEL | no data | CLOSED | OPEN
2339 | 02-FIT BFW339B HP FEEDWATER FROM CT COOLING AIR TO HRSG | 02-VBFW318 | U2 PIPERACK DECK 1ST LEVEL | no data | CLOSED | OPEN
2340 | IP FEEDWATER TO CRH ATTEMP SPRAY ISO VALVE | 02-VBFW319 | U2 PIPERACK DECK 3RD LEVEL | no data | CLOSED | OPEN
2341 | 02-PDIT BFW345A/B HP FEEDWATER FROM CT COOLING AIR TO HRSG | 02-VBFW320 | U2 PIPERACK DECK 1ST LEVEL | no data | CLOSED | OPEN
2342 | 02-PDIT BFW345A/B HP FEEDWATER FROM CT COOLING AIR TO HRSG | 02-VBFW321 | U2 PIPERACK DECK 1ST LEVEL | no data | CLOSED | OPEN
2343 | HP FEEDWATER FROM CT COOLING AIR TO ACC VENT | 02-VBFW322 | U2 NORTH OF CONDENSATE PUMPS (LADDER) | no data | OPEN | CLOSED
2344 | HP FEEDWATER FROM CT COOLING AIR TO ACC VENT | 02-VBFW323 | U2 NORTH OF CONDENSATE PUMPS (LADDER) | no data | OPEN | CLOSED
2345 | HP FEEDWATER FROM CT COOLING AIR TO HRSG VENT | 02-VBFW324 | U2 PIPERACK DECK 1ST LEVEL | no data | OPEN | CLOSED
2346 | HP FEEDWATER FROM CT COOLING AIR TO HRSG VENT | 02-VBFW325 | U2 PIPERACK DECK 1ST LEVEL | no data | OPEN | CLOSED
2347 | 02-PDIT BFW345A/B HP FEEDWATER FROM CT COOLING AIR TO HRSG | 02-VBFW326 | U2 PIPERACK DECK 1ST LEVEL | no data | CLOSED | OPEN
2348 | 02-PDIT BFW345A/B HP FEEDWATER FROM CT COOLING AIR TO HRSG | 02-VBFW327 | U2 PIPERACK DECK 1ST LEVEL | no data | CLOSED | OPEN
2349 | HP FEEDWATER FROM CT COOLING AIR TO HRSG DRAIN | 02-VBFW328 | ABOVE NW CORNER HRSG ACCESS DECK (SCAFFOLD) | no data | OPEN | CLOSED
2350 | HP FEEDWATER FROM CT COOLING AIR TO HRSG DRAIN | 02-VBFW329 | ABOVE NW CORNER HRSG ACCESS DECK (SCAFFOLD) | no data | OPEN | CLOSED
2351 | HP FEEDWATER FROM CT COOLING AIR TO ACC ISO VALVE | 02-VBFW330 | U2 NORTH OF CONDENSATE PUMPS | no data | CLOSED | OPEN
2352 | HP FEEDWATER FROM CT COOLING AIR TO ACC VENT | 02-VBFW331 | U2 PIPERACK 2ND DECK SOUTH END | no data | OPEN | CLOSED
2353 | HP FEEDWATER FROM CT COOLING AIR TO ACC VENT | 02-VBFW332 | U2 PIPERACK 2ND DECK SOUTH END | no data | OPEN | CLOSED
2354 | HP FEEDWATER FROM CT COOLING AIR TO ACC STRAINER DRAIN | 02-VBFW333 | U2 NORTH OF CONDENSATE PUMPS | no data | OPEN | CLOSED
2355 | HP FEEDWATER FROM CT COOLING AIR TO ACC STRAINER DRAIN | 02-VBFW334 | U2 NORTH OF CONDENSATE PUMPS | no data | OPEN | CLOSED
2356 | HP FEEDWATER FROM CT COOLING AIR TO ACC AFTER STRAINER DRAIN | 02-VBFW335 | U2 NW OF CONDENSATE RECEIVER TANK (LADDER) | no data | OPEN | CLOSED
2357 | HP FEEDWATER FROM CT COOLING AIR TO ACC AFTER STRAINER DRAIN | 02-VBFW336 | U2 NW OF CONDENSATE RECEIVER TANK (LADDER) | no data | OPEN | CLOSED
2358 | BFP B HP DISCHARGE MIN FLOW TO ACC DRAIN | 02-VBFW337 | U2 NW CORNER HRSG MCC DECK (SCAFFOLD) | no data | OPEN | CLOSED
2359 | BFP B HP DISCHARGE MIN FLOW TO ACC AFTER STRAINER DRAIN | 02-VBFW338 | U2 NW OF CONDENSATE RECEIVER TANK (LADDER) | no data | OPEN | CLOSED
2360 | HP FEEDWATER FROM CT COOLING AIR TO ACC AFTER STRAINER ISO | 02-VBFW339 | CONDENSATE RECEIVER TANK DECK | no data | CLOSED | OPEN
2361 | 02-FIT BFW407A/B IP FEEDWATER TO PERFORMANCE HEATER | 02-VBFW340 | U2 PERFORMANCE HEATER AREA | no data | CLOSED | OPEN
2362 | 02-FIT BFW407A/B IP FEEDWATER TO PERFORMANCE HEATER | 02-VBFW341 | U2 PERFORMANCE HEATER AREA | no data | CLOSED | OPEN
2363 | 02-FIT BFW407A/B IP FEEDWATER TO PERFORMANCE HEATER | 02-VBFW342 | U2 PERFORMANCE HEATER AREA | no data | CLOSED | OPEN
2364 | 02-FIT BFW407A/B IP FEEDWATER TO PERFORMANCE HEATER | 02-VBFW343 | U2 PERFORMANCE HEATER AREA | no data | CLOSED | OPEN
2365 | IP FEEDWATER TO PERFORMANCE HEATER ISO | 02-VBFW344 | U2 PERFORMANCE HEATER AREA | no data | CLOSED | OPEN
2366 | IP FEEDWATER TO PERFORMANCE HEATER ISO | 02-VBFW345 | U2 PERFORMANCE HEATER AREA | no data | CLOSED | OPEN
2367 | IP FEEDWATER TO PERFORMANCE HEATER ISO | 02-VBFW346 | U2 PERFORMANCE HEATER AREA | no data | CLOSED | OPEN
2368 | IP FEEDWATER TO PERFORMANCE HEATER ISO | 02-VBFW347 | U2 PERFORMANCE HEATER AREA | no data | CLOSED | OPEN
2369 | N2 PURGE CONNECTION | 02-VBFW348 | U2 PERFORMANCE HEATER AREA | no data | CLOSED | CLOSED
2370 | WATER SIDE PERFORMANCE HEATER VENT | 02-VBFW349 | U2 PERFORMANCE HEATER AREA | no data | OPEN | CLOSED
2371 | IP FEEDWATER TO PERFORMANCE HEATER ISO | 02-VBFW350 | U2 PERFORMANCE HEATER AREA | no data | CLOSED | OPEN
2372 | IP FEEDWATER TO PERFORMANCE HEATER DRAIN | 02-VBFW351 | U2 PERFORMANCE HEATER AREA | no data | OPEN | CLOSED
2373 | IP FEEDWATER TO PERFORMANCE HEATER ISO | 02-VBFW352 | U2 PERFORMANCE HEATER AREA | no data | CLOSED | OPEN
2374 | BEFORE PERFORMANCE HEATER LEAK DETECTION VENT | 02-VBFW353 | U2 PERFORMANCE HEATER AREA | no data | OPEN | CLOSED
2375 | 02-LSHH BFW431B BEFORE PERFORMANCE HEATER LEAK DETECTION | 02-VBFW354 | U2 PERFORMANCE HEATER AREA | no data | CLOSED | OPEN
2376 | 02-LSHH BFW431B BEFORE PERFORMANCE HEATER LEAK DETECTION | 02-VBFW355 | U2 PERFORMANCE HEATER AREA | no data | CLOSED | OPEN
2377 | 02-LSHH BFW431A BEFORE PERFORMANCE HEATER LEAK DETECTION | 02-VBFW356 | U2 PERFORMANCE HEATER AREA | no data | CLOSED | OPEN
2378 | 02-LSHH BFW431A BEFORE PERFORMANCE HEATER LEAK DETECTION | 02-VBFW357 | U2 PERFORMANCE HEATER AREA | no data | CLOSED | OPEN
2379 | 02-PIT BFW439 IP FEEDWATER AFTER PERFORMANCE HEATER | 02-VBFW359 | U2 PERFORMANCE HEATER AREA | no data | CLOSED | OPEN
2380 | AFTER PERFORMANCE HEATER DRAIN | 02-VBFW360 | U2 PERFORMANCE HEATER AREA | no data | OPEN | CLOSED
2381 | PERFORMANCE HEATER TO CONDENSATE ISO VALVE | 02-VBFW361 | U2 NORTH OF CONDENSATE PUMPS | no data | CLOSED | OPEN
2382 | IP FEEDWATER TO HRH FINAL ATTEMP SPRAY DRAIN | 02-VBFW362 | U2 PIPE RACK 3RD LEVEL | no data | OPEN | CLOSED
2383 | IP FEEDWATER TO HRH FINAL ATTEMP SPRAY DRAIN | 02-VBFW363 | U2 PIPE RACK 3RD LEVEL | no data | OPEN | CLOSED
2384 | PERFORMANCE HEATER TO HRSG DRAIN | 02-VBFW364 | U2 PERFORMANCE HEATER AREA | no data | OPEN | CLOSED
2385 | BFP B HP DISCHARGE MIN FLOW TO ACC AFTER STRAINER DRAIN | 02-VBFW365 | U2 NORTH OF CONDENSATE PUMPS | no data | OPEN | CLOSED
2386 | FROM PERFORMANCE HEATER TO ACC STRAINER DRAIN | 02-VBFW366 | U2 NORTH OF CONDENSATE PUMPS | no data | OPEN | CLOSED
2387 | PERFORMANCE HEATER TO CONDENSATE CHECK VALVE | 02-VBFW367 | U2 PERFORMANCE HEATER AREA | no data | CLOSED | OPEN
2388 | PERFORMANCE HEATER TO CONDENSATE ISO VALVE | 02-VBFW368 | U2 PERFORMANCE HEATER AREA | no data | CLOSED | OPEN
2389 | AFTER PERFORMANCE HEATER LEAK DETECTION VENT | 02-VBFW369 | U2 PERFORMANCE HEATER AREA | no data | OPEN | CLOSED
2390 | 02-LSHH BFW441B AFTER PERFORMANCE HEATER LEAK DETECTION | 02-VBFW370 | U2 PERFORMANCE HEATER AREA | no data | CLOSED | OPEN
2391 | 02-LSHH BFW441B AFTER PERFORMANCE HEATER LEAK DETECTION | 02-VBFW371 | U2 PERFORMANCE HEATER AREA | no data | CLOSED | OPEN
2392 | 02-LSHH BFW441A AFTER PERFORMANCE HEATER LEAK DETECTION | 02-VBFW372 | U2 PERFORMANCE HEATER AREA | no data | CLOSED | OPEN
2393 | 02-LSHH BFW441A AFTER PERFORMANCE HEATER LEAK DETECTION | 02-VBFW373 | U2 PERFORMANCE HEATER AREA | no data | CLOSED | OPEN
2394 | HP FEEDWATER TO HP STEAM FINAL ATTEMP SPRAY CHECK VALVE | 02-VBFW374 | U2 PIPE RACK 3RD LEVEL | no data | CLOSED | OPEN
2395 | HP FEEDWATER TO HP STEAM FINAL ATTEMP SPRAY STRAINER ISO | 02-VBFW375 | U2 PIPERACK DECK 1ST LEVEL | no data | CLOSED | OPEN
2396 | HP FEEDWATER TO HP STEAM FINAL ATTEMP SPRAY STRAINER ISO | 02-VBFW376 | U2 PIPERACK DECK 1ST LEVEL | no data | CLOSED | OPEN
2397 | HP FEEDWATER TO HP STEAM FINAL ATTEMP SPRAY STRAINER DRAIN | 02-VBFW377 | U2 PIPERACK DECK 1ST LEVEL | no data | OPEN | CLOSED
2398 | 02-FIT BFW714A/B IP FEEDWATER TO HP BYPASS TO CRH ATTEMP SPRAY | 02-VBFW378 | U2 PIPE RACK 3RD LEVEL | no data | CLOSED | OPEN
2399 | FROM PERFORMANCE HEATER TO ACC ISO VALVE | 02-VBFW379 | U2 CONDENSATE RECEIVER PIPE RACK | no data | CLOSED | OPEN
2400 | HP FEEDWATER TO HP STEAM FINAL ATTEMP SPRAY STRAINER DRAIN | 02-VBFW380 | U2 PIPERACK DECK 1ST LEVEL | no data | OPEN | CLOSED
2401 | BFP A HP DISCHARGE MIN FLOW TO ACC AFTER STRAINER DRAIN | 02-VBFW381 | U2 CONDENSATE RECEIVER TANK AREA | no data | OPEN | CLOSED
2402 | PERFORMANCE HEATER TO CONDENSATE DRAIN | 02-VBFW382 | U2 CONDENSATE RECEIVER TANK AREA | no data | OPEN | CLOSED
2403 | HP FEEDWATER TO HP STEAM FINAL ATTEMP SPRAY STRAINER ISO | 02-VBFW383 | U2 PIPERACK DECK 1ST LEVEL | no data | CLOSED | OPEN
2404 | 02-FIT BFW301A/B HP FEEDWATER TO CT COOLING AIR COOLER | 02-VBFW384 | U2 PIPERACK DECK 1ST LEVEL | no data | CLOSED | OPEN
2405 | 02-FIT BFW301A/B HP FEEDWATER TO CT COOLING AIR COOLER | 02-VBFW386 | U2 PIPERACK DECK 1ST LEVEL | no data | CLOSED | OPEN
2406 | IP FEEDWATER TO CRH FINAL ATTEMP SPRAY DRAIN | 02-VBFW387 | U2 PIPE RACK 3RD LEVEL | no data | OPEN | CLOSED
2407 | IP FEEDWATER HEADER TO ATTEMP SPRAY STRAINER ISO VAVLE | 02-VBFW388 | U2 PIPERACK DECK 1ST LEVEL | no data | CLOSED | OPEN
2408 | IP FEEDWATER TO HRH FINAL ATTEMP SPRAY DRAIN | 02-VBFW389 | U2 PIPERACK DECK 2ND LEVEL | no data | OPEN | CLOSED
2409 | IP FEEDWATER HEADER TO ATTEMP SPRAY STRAINER DRAIN VALVE | 02-VBFW390 | U2 PIPERACK DECK 1ST LEVEL | no data | OPEN | CLOSED
2410 | IP FEEDWATER HEADER TO ATTEMP SPRAY STRAINER ISO VAVLE | 02-VBFW391 | U2 PIPERACK DECK 1ST LEVEL | no data | CLOSED | OPEN
2411 | IP FEEDWATER TO HRH FINAL ATTEMP SPRAY CHECK VALVE | 02-VBFW392 | U2 PIPE RACK 3RD LEVEL | no data | CLOSED | OPEN
2412 | PERFORMANCE HEATER TO CONDENSATE DRAIN | 02-VBFW402 | U2 NORTH OF CONDENSATE PUMPS | no data | OPEN | CLOSED
2413 | PERFORMANCE HEATER TO CONDENSATE DRAIN | 02-VBFW403 | U2 NORTH OF CONDENSATE PUMPS | no data | OPEN | CLOSED
2414 | BFP A HP DISCHARGE HEADER | 02-VBFW404 | U2 PIPERACK DECK 1ST LEVEL | no data | CLOSED | OPEN
2415 | BFP A HP DISCHARGE HEADER | 02-VBFW405 | U2 PIPERACK DECK 1ST LEVEL | no data | CLOSED | OPEN
2416 | BFP A IP DISCHARGE HEADER | 02-VBFW406 | U2 PIPERACK DECK 1ST LEVEL | no data | CLOSED | OPEN
2417 | BFP A IP DISCHARGE HEADER | 02-VBFW407 | U2 PIPERACK DECK 1ST LEVEL | no data | CLOSED | OPEN
2418 | IP FEEDWATER HEADER COLD FILL FROM CONDENSATE CHECK VALVE | 02-VBFW408 | U2 PIPERACK DECK 1ST LEVEL | no data | CLOSED | OPEN
2419 | IP FEEDWATER HEADER COLD FILL FROM CONDENSATE STOP CHECK | 02-VBFW409 | U2 PIPERACK DECK 1ST LEVEL | no data | CLOSED | OPEN
2420 | IP FEEDWATER HEADER COLD FILL FROM CONDENSATE ISO VALVE | 02-VBFW410 | U2 PIPERACK DECK 1ST LEVEL | no data | CLOSED | OPEN
2421 | BFP A HP DISCHARGE MIN FLOW TO ACC STRAINER VENT | 02-VBFW411 | U2 NORTH OF CONDENSATE PUMPS | no data | OPEN | CLOSED
2422 | BFP A HP DISCHARGE MIN FLOW TO ACC STRAINER VENT | 02-VBFW412 | U2 NORTH OF CONDENSATE PUMPS | no data | OPEN | CLOSED
2423 | BFP A HP DISCHARGE MIN FLOW TO ACC AFTER STRAINER DRAIN | 02-VBFW415 | U2 NORTH OF CONDENSATE PUMPS | no data | OPEN | CLOSED
2424 | IP FEEDWATER HEADER VENT VALVE | 02-VBFW416 |  | no data | OPEN | CLOSED
2425 | IP FEEDWATER HEADER VENT VALVE | 02-VBFW417 |  | no data | OPEN | CLOSED
2426 | HP FEEDWATER HEADER DRAIN | 02-VBFW422 | U2 BFP AREA (SCAFFOLD NEEDED) | no data | OPEN | CLOSED
2427 | HP FEEDWATER HEADER DRAIN | 02-VBFW423 | U2 BFP AREA (SCAFFOLD NEEDED) | no data | OPEN | CLOSED
2428 | 02-PIT BFW233 IP FEEDWATER HEADER | 02-VBFW424 | U2 PIPERACK DECK 1ST LEVEL | no data | CLOSED | OPEN
2429 | HP FEEDWATER HEADER TO TCA COOLER VENT | 02-VBFW425 |  | no data | OPEN | CLOSED
2430 | HP FEEDWATER HEADER TO TCA COOLER VENT | 02-VBFW426 |  | no data | OPEN | CLOSED
2431 | BFP B HP DISCHARGE MIN FLOW TO ACC STRAINER VENT | 02-VBFW427 |  | no data | OPEN | CLOSED
2432 | BFP B HP DISCHARGE MIN FLOW TO ACC STRAINER VENT | 02-VBFW428 |  | no data | OPEN | CLOSED
2433 | BFW SUCTION LP DRUM SUPPLY CHECK | 02-VBFW429 | U2 PIPERACK DECK 1ST LEVEL | no data | CLOSED | OPEN
2434 | BFP A IP DISCHARGE HEADER VENT | 02-VBFW430 | U2 PIPERACK DECK 1ST LEVEL | no data | OPEN | CLOSED
2435 | 02-FIT BFW741 IP FEEDWATER TO CRH ATTEMP SPRAY | 02-VBFW431 | U2 PIPE RACK 3RD LEVEL | no data | CLOSED | OPEN
2436 | 02-FIT BFW741 IP FEEDWATER TO CRH ATTEMP SPRAY | 02-VBFW432 | U2 PIPE RACK 3RD LEVEL | no data | CLOSED | OPEN
2437 | IP FEEDWATER TO CRH ATTEMP SPRAY ISO VALVE | 02-VBFW433 | U2 PIPE RACK 3RD LEVEL | no data | CLOSED | OPEN
2438 | IP FEEDWATER TO CRH ATTEMP SPRAY ISO VALVE | 02-VBFW434 | U2 PIPE RACK 3RD LEVEL | no data | CLOSED | OPEN
2439 | 02-FIT BFW301A/B HP FEEDWATER TO CT COOLING AIR COOLER | 02-VBFW435 | U2 PIPERACK DECK 1ST LEVEL | no data | CLOSED | OPEN
2440 | IP FEEDWATER TO CRH ATTEMP SPRAY DRAIN | 02-VBFW436 | U2 PIPE RACK 3RD LEVEL | no data | OPEN | CLOSED
2441 | IP FEEDWATER TO CRH ATTEMP SPRAY DRAIN | 02-VBFW437 | U2 PIPE RACK 3RD LEVEL | no data | OPEN | CLOSED
2442 | 02-PIT BFW233 IP FEEDWATER HEADER | 02-VBFW438 |  | no data | CLOSED | OPEN
2443 | 02-PDI BFW471 FROM PERFORMANCE HEATER TO ACC STRAINER | 02-VBFW439 | U2 NORTH OF CONDENSATE PUMPS | no data | CLOSED | OPEN
2444 | FROM PERFORMANCE HEATER TO ACC STRAINER VENT | 02-VBFW440 | U2 NORTH OF CONDENSATE PUMPS | no data | OPEN | CLOSED
2445 | FROM PERFORMANCE HEATER TO ACC STRAINER VENT | 02-VBFW441 | U2 NORTH OF CONDENSATE PUMPS | no data | OPEN | CLOSED
2446 | 02-PDI BFW471 FROM PERFORMANCE HEATER TO ACC STRAINER | 02-VBFW442 | U2 NORTH OF CONDENSATE PUMPS | no data | CLOSED | OPEN
2447 | 02-PDI BFW471 FROM PERFORMANCE HEATER TO ACC STRAINER | 02-VBFW443 | U2 NORTH OF CONDENSATE PUMPS | no data | CLOSED | OPEN
2448 | 02-PDI BFW435 IP FEEDWATER PERFORMANCE HEATER | 02-VBFW444 | U2 PERFORMANCE HEATER AREA | no data | CLOSED | OPEN
2449 | 02-PDI BFW435 IP FEEDWATER PERFORMANCE HEATER | 02-VBFW445 | U2 PERFORMANCE HEATER AREA | no data | CLOSED | OPEN
2450 | IP FEEDWATER TO CRH ATTEMP SPRAY DRAIN | 02-VBFW447 | U2 PIPE RACK 3RD LEVEL | no data | OPEN | CLOSED
2451 | IP FEEDWATER TO CRH ATTEMP SPRAY DRAIN | 02-VBFW448 | U2 PIPE RACK 3RD LEVEL | no data | OPEN | CLOSED
2452 | FROM PERFORMANCE HEATER TO ACC AFTER STRAINER DRAIN | 02-VBFW449 | U2 NORTH OF CONDENSATE PUMPS | no data | OPEN | CLOSED
2453 | FROM PERFORMANCE HEATER TO ACC AFTER STRAINER DRAIN | 02-VBFW450 | U2 NORTH OF CONDENSATE PUMPS | no data | OPEN | CLOSED
2454 | IP FEEDWATER TO CRH ATTEMP SPRAY DRAIN | 02-VBFW451 | U2 PIPE RACK 3RD LEVEL | no data | OPEN | CLOSED
2455 | IP FEEDWATER TO CRH ATTEMP SPRAY DRAIN | 02-VBFW452 | U2 PIPE RACK 3RD LEVEL | no data | OPEN | CLOSED
2456 | IP FEEDWATER TO CRH ATTEMP SPRAY DRAIN | 02-VBFW453 | U2 PIPE RACK 3RD LEVEL | no data | OPEN | CLOSED
2457 | IP FEEDWATER TO CRH ATTEMP SPRAY DRAIN | 02-VBFW454 | U2 PIPE RACK 3RD LEVEL | no data | OPEN | CLOSED
2458 | FROM PERFORMANCE HEATER TO ACC AFTER STRAINER VENT | 02-VBFW459 | U2 NORTH OF CONDENSATE PUMPS | no data | OPEN | CLOSED
2459 | FROM PERFORMANCE HEATER TO ACC AFTER STRAINER VENT | 02-VBFW460 | U2 NORTH OF CONDENSATE PUMPS | no data | OPEN | CLOSED
2460 | IP FEEDWATER TO FG STARTUP HEATER DRAIN | 02-VBFW461 | U2 ABOVE DUCT BURNERS (SCAFFOLD NEEDED) | no data | OPEN | CLOSED
2461 | IP FEEDWATER TO FG STARTUP HEATER DRAIN | 02-VBFW462 | U2 ABOVE DUCT BURNERS (SCAFFOLD NEEDED) | no data | OPEN | CLOSED
2462 | HP FEEDWATER TO HP STEAM FINAL ATTEMP SPRAY STRAINER DRAIN | 02-VBFW503 | U2 PIPERACK DECK 1ST LEVEL | no data | OPEN | CLOSED
2463 | HP FEEDWATER TO HP STEAM FINAL ATTEMP SPRAY ISO VALVE | 02-VBFW505 | U2 PIPERACK DECK 2ND LEVEL | no data | CLOSED | OPEN
2464 | BFP A IP DISCHARGE HEADER VENT | 02-VBFW506 | U2 PIPERACK DECK 1ST LEVEL | no data | OPEN | CLOSED
2465 | HP FEEDWATER TO HP STEAM FINAL ATTEMP SPRAY STRAINER DRAIN | 02-VBFW509 |  | no data | OPEN | CLOSED
2466 | IP FEEDWATER TO CRH FINAL ATTEMP SPRAY ISO VALVE | 02-VBFW513 | U2 PIPE RACK 3RD LEVEL | no data | CLOSED | OPEN
2467 | 02-FIT BFW714A/B IP FEEDWATER TO HP BYPASS TO CRH ATTEMP SPRAY | 02-VBFW519 |  | no data | CLOSED | OPEN
2468 | HP FEEDWATER TO HP STEAM FINAL ATTEMP SPRAY STRAINER ISO | 02-VBFW521 | U2 PIPERACK DECK 1ST LEVEL | no data | CLOSED | OPEN
2469 | HP FEEDWATER TO HP STEAM FINAL ATTEMP SPRAY STRAINER ISO | 02-VBFW523 | U2 PIPERACK DECK 1ST LEVEL | no data | CLOSED | OPEN
2470 | HP FEEDWATER TO HP STEAM FINAL ATTEMP SPRAY STRAINER ISO | 02-VBFW525 | U2 PIPERACK DECK 1ST LEVEL | no data | CLOSED | OPEN
2471 | HP FEEDWATER TO HP STEAM FINAL ATTEMP SPRAY DRAIN | 02-VBFW529 | U2 PIPERACK DECK 2ND LEVEL | no data | OPEN | CLOSED
2472 | HP FEEDWATER TO HP STEAM FINAL ATTEMP SPRAY ISO VALVE | 02-VBFW531 |  | no data | CLOSED | OPEN
2473 | HP BFW FROM CT COOLING AIR TO ACC STRAINER VENT | 02-VBFW532 | U2 NORTH OF CONDENSATE PUMPS | no data | OPEN | CLOSED
2474 | IP FEEDWATER TO CRH FINAL ATTEMP SPRAY CHECK VALVE | 02-VBFW539 | U2 PIPE RACK 3RD LEVEL | no data | CLOSED | OPEN
2475 | HP FEEDWATER TO HP STEAM FINAL ATTEMP SPRAY DRAIN | 02-VBFW545 | U2 PIPERACK DECK 2ND LEVEL | no data | OPEN | CLOSED
2476 | HP FEEDWATER TO HP STEAM FINAL ATTEMP SPRAY DRAIN | 02-VBFW547 | U2 PIPERACK DECK 2ND LEVEL | no data | OPEN | CLOSED
2477 | HP FEEDWATER TO HP STEAM FINAL ATTEMP SPRAY STRAINER ISO | 02-VBFW549 | U2 PIPERACK DECK 2ND LEVEL | no data | CLOSED | OPEN
2478 | IP FEEDWATER TO CRH FINAL ATTEMP SPRAY DRAIN | 02-VBFW551 | U2 PIPE RACK 3RD LEVEL | no data | OPEN | CLOSED
2479 | HP FEEDWATER TO HP STEAM FINAL ATTEMP SPRAY DRAIN | 02-VBFW553 | U2 PIPE RACK 3RD LEVEL | no data | OPEN | CLOSED
2480 | HP FEEDWATER TO HP STEAM FINAL ATTEMP SPRAY STRAINER ISO | 02-VBFW555 | U2 PIPERACK DECK 2ND LEVEL | no data | CLOSED | OPEN
2481 | IP FEEDWATER TO CRH FINAL ATTEMP SPRAY DRAIN | 02-VBFW557 |  | no data | OPEN | CLOSED
2482 | HP FEEDWATER TO HP STEAM FINAL ATTEMP SPRAY VENT | 02-VBFW563 |  | no data | OPEN | CLOSED
2483 | HP FEEDWATER TO HP STEAM FINAL ATTEMP SPRAY VENT | 02-VBFW565 |  | no data | OPEN | CLOSED
2484 | IP FEEDWATER TO CRH FINAL ATTEMP SPRAY VENT | 02-VBFW567 | U2 PIPE RACK 3RD LEVEL SOUTH END | no data | OPEN | CLOSED
2485 | IP FEEDWATER TO CRH FINAL ATTEMP SPRAY VENT | 02-VBFW569 | U2 PIPE RACK 3RD LEVEL SOUTH END | no data | OPEN | CLOSED
2486 | IP FEEDWATER TO CRH ATTEMP SPRAY ISO VALVE | 02-VBFW570 | U2 PIPE RACK 3RD LEVEL NORTH END | no data | CLOSED | OPEN
2487 | IP FEEDWATER TO CRH ATTEMP SPRAY ISO VALVE | 02-VBFW571 | U2 PIPE RACK 3RD LEVEL NORTH END | no data | CLOSED | OPEN
2488 | IP FEEDWATER TO CRH ATTEMP SPRAY DRAIN | 02-VBFW572 | U2 PIPE RACK 3RD LEVEL NORTH END | no data | OPEN | CLOSED
2489 | IP FEEDWATER TO CRH ATTEMP SPRAY DRAIN | 02-VBFW573 | U2 PIPE RACK 3RD LEVEL NORTH END | no data | OPEN | CLOSED
2490 | IP FEEDWATER TO HRH ATTEMP SPRAY ISO VALVE | 02-VBFW574 | U2 PIPERACK DECK 2ND LEVEL | no data | CLOSED | OPEN
2491 | IP FEEDWATER TO HRH ATTEMP SPRAY VALVE | 02-VBFW575 | U2 PIPERACK DECK 2ND LEVEL | no data | CLOSED | OPEN
2492 | IP FEEDWATER TO HRH ATTEMP SPRAY DRAIN VALVE | 02-VBFW576 | U2 PIPERACK DECK 2ND LEVEL | no data | OPEN | CLOSED
2493 | IP FEEDWATER TO HRH ATTEMP SPRAY DRAIN VALVE | 02-VBFW577 | U2 PIPERACK DECK 2ND LEVEL | no data | OPEN | CLOSED
2494 | IP FEEWATER AFTER STARTUP HEATER VENT VALVE | 02-VBFW578 | U2 PERFORMACE HEATER AREA | no data | OPEN | CLOSED
2495 | IP FEEWATER AFTER STARTUP HEATER VENT VALVE | 02-VBFW579 | U2 PERFORMACE HEATER AREA | no data | OPEN | CLOSED
2496 | PERFORMANCE HEATER TO CONDENSATE VENT | 02-VBFW600 | U2 PERFORMACE HEATER AREA | no data | OPEN | CLOSED
2497 | PERFORMANCE HEATER TO CONDENSATE VENT | 02-VBFW601 | U2 PERFORMACE HEATER AREA | no data | OPEN | CLOSED
2498 | IP FEEDWATER AFTER PERFORMANCE HEATER DRAIN | 02-VBFW602 | U2 PERFORMACE HEATER AREA | no data | OPEN | CLOSED
2499 | IP FEEDWATER AFTER PERFORMANCE HEATER DRAIN | 02-VBFW603 | U2 PERFORMACE HEATER AREA | no data | OPEN | CLOSED
2500 | BFP A DISCHARGE HEADER VENT | 02-VBFW604 | U2 PIPE RACK 1ST LEVEL NORTH END | no data | OPEN | CLOSED
2501 | BFP A DISCHARGE HEADER VENT | 02-VBFW605 | U2 PIPE RACK 1ST LEVEL NORTH END | no data | OPEN | CLOSED
2502 | BFP B HP DISCHARGE HEADER VENT | 02-VBFW606 | U2 PIPE RACK 1ST LEVEL NORTH END | no data | OPEN | CLOSED
2503 | BFP B HP DISCHARGE HEADER VENT | 02-VBFW607 | U2 PIPE RACK 1ST LEVEL NORTH END | no data | OPEN | CLOSED
2504 | BFP A HP DISCHARGE HEADER VENT | 02-VBFW608 | U2 PIPE RACK 1ST LEVEL NORTH END | no data | OPEN | CLOSED
2505 | BFP A HP DISCHARGE HEADER VENT | 02-VBFW609 | U2 PIPE RACK 1ST LEVEL NORTH END | no data | OPEN | CLOSED
2506 | HP FEEDWATER FROM CT COOLING AIR TO ACC DRAIN | 02-VBFW610 | U2 NORTHSIDE OF CONDENSATE TANK | no data | OPEN | CLOSED
2507 | HP FEEDWATER FROM CT COOLING AIR TO ACC DRAIN | 02-VBFW611 | U2 ABOVE CARDOX TANK (NEEDS SCAFFOLD/LADDER) | no data | OPEN | CLOSED
2508 | VENT VALVE | 02-VBFW612 | U2 PIPE RACK 3RD LEVEL NORTH END | no data | OPEN | CLOSED
2509 | VENT VALVE | 02-VBFW613 | U2 PIPE RACK 3RD LEVEL NORTH END | no data | OPEN | CLOSED
2510 | HP FEEDWATER FROM CT COOLING AIR TO ACC VENT | 02-VBFW614 | U2 NE OF CONDENSATE CORNER (LADDER NEEDED) | no data | OPEN | CLOSED
2511 | HP FEEDWATER FROM CT COOLING AIR TO ACC VENT | 02-VBFW615 | U2 NE OF CONDENSATE CORNER (LADDER NEEDED) | no data | OPEN | CLOSED
2512 | WATER SIDE PERFORMANCE HEATER DRAIN | 02-VBFW616 | U2 PERFORMACE HEATER AREA | no data | OPEN | CLOSED
2513 | WATER SIDE PERFORMANCE HEATER DRAIN | 02-VBFW617 | U2 PERFORMACE HEATER AREA | no data | OPEN | CLOSED
2514 | VENT VALVE | 02-VBFW618 | U2 PIPE RACK 3RD LEVEL NORTH END | no data | OPEN | CLOSED
2515 | VENT VALVE | 02-VBFW619 | U2 PIPE RACK 3RD LEVEL NORTH END | no data | OPEN | CLOSED
2516 | IP FEEDWATER TO CRH ATTEMP SPRAY VENT | 02-VBFW622 | U2 PIPE RACK 3RD LEVEL NORTH END | no data | OPEN | CLOSED
2517 | IP FEEDWATER TO CRH ATTEMP SPRAY VENT | 02-VBFW623 | U2 PIPE RACK 3RD LEVEL NORTH END | no data | OPEN | CLOSED
2518 | IP FEEDWATER TO CRH ATTEMP SPRAY VENT | 02-VBFW624 | U2 PIPE RACK 3RD LEVEL NORTH END | no data | OPEN | CLOSED
2519 | IP FEEDWATER TO CRH ATTEMP SPRAY VENT | 02-VBFW625 | U2 PIPE RACK 3RD LEVEL NORTH END | no data | OPEN | CLOSED
2520 | IP FEEDWATER TO CRH ATTEMP SPRAY DRAIN | 02-VBFW626 | U2 PIPE RACK 3RD LEVEL NORTH END | no data | OPEN | CLOSED
2521 | IP FEEDWATER TO CRH ATTEMP SPRAY DRAIN | 02-VBFW627 | U2 PIPE RACK 3RD LEVEL NORTH END | no data | OPEN | CLOSED
2522 | IP FEEDWATER TO CRH ATTEMP SPRAY DRAIN | 02-VBFW628 | U2 PIPE RACK 3RD LEVEL NORTH END | no data | OPEN | CLOSED
2523 | IP FEEDWATER TO CRH ATTEMP SPRAY DRAIN | 02-VBFW629 | U2 PIPE RACK 3RD LEVEL NORTH END | no data | OPEN | CLOSED
2524 | INSTRUMENT ISOLATION | 02-VBFW630 | U2 PERFORMACE HEATER AREA | no data | CLOSED | OPEN
2525 | INSTRUMENT ISOLATION | 02-VBFW631 | U2 PERFORMACE HEATER AREA | no data | CLOSED | OPEN
2526 | 02-PDI BFW327 HP FEEDWATER TO COOLING AIR COOLER | 02-VBFW700 | U2 TCA COOLER AREA | no data | CLOSED | OPEN
2527 | 02-PDI BFW327 HP FEEDWATER TO COOLING AIR COOLER | 02-VBFW701 | U2 TCA COOLER AREA | no data | CLOSED | OPEN
2528 | HP FEEDWATER FROM CT COOLING AIR TO ACC ISO VALVE | 02-VBFW922 | U2 NORTH OF CONDENSATE PUMPS | no data | CLOSED | OPEN
2529 | HP BFW FROM CT COOLING AIR TO ACC STRAINER VENT | 02-VBFW923 | U2 NORTH OF CONDENSATE PUMPS | no data | OPEN | CLOSED
2530 | 02-PDI BFW351 HP BFW FROM CT COOLING AIR TO ACC STRAINER | 02-VBFW924 | U2 NORTH OF CONDENSATE PUMPS | no data | CLOSED | OPEN
2531 | 02-PDI BFW351 HP BFW FROM CT COOLING AIR TO ACC STRAINER | 02-VBFW925 | U2 NORTH OF CONDENSATE PUMPS | no data | CLOSED | OPEN
2532 | 02-PDI BFW351 HP BFW FROM CT COOLING AIR TO ACC STRAINER | 02-VBFW926 | U2 NORTH OF CONDENSATE PUMPS | no data | CLOSED | OPEN
2533 | 02-PDI BFW351 HP BFW FROM CT COOLING AIR TO ACC STRAINER | 02-VBFW927 | U2 NORTH OF CONDENSATE PUMPS | no data | CLOSED | OPEN
2534 | 02-PDI BFW327 HP FEEDWATER TO COOLING AIR COOLER | 02-VBFW928 | U2 TCA COOLER AREA | no data | CLOSED | OPEN
2535 | 02-PDI BFW327 HP FEEDWATER TO COOLING AIR COOLER | 02-VBFW929 | U2 TCA COOLER AREA | no data | CLOSED | OPEN
2536 | 02-PDI BFW401 IP FEEDWATER TO FG STARTUP HEATER | 02-VBFW933 | U2 PIPE RACK 1ST LEVEL MIDDLE | no data | CLOSED | OPEN
2537 | 02-PDI BFW401 IP FEEDWATER TO FG STARTUP HEATER | 02-VBFW934 | U2 PIPE RACK 1ST LEVEL MIDDLE | no data | CLOSED | OPEN
2538 | 02-PDI BFW401 IP FEEDWATER TO FG STARTUP HEATER | 02-VBFW935 | U2 PIPE RACK 1ST LEVEL MIDDLE | no data | CLOSED | OPEN
2539 | 02-PDI BFW401 IP FEEDWATER TO FG STARTUP HEATER | 02-VBFW936 | U2 PIPE RACK 1ST LEVEL MIDDLE | no data | CLOSED | OPEN
2540 | UNIT 2 ENCLOSURE CONTAINMENT DRAIN ISOLATION VALVE | 02-VCCF104 | U2 CHEM SHACK AREA EAST SIDE | no data | CLOSED | CLOSED
2541 | UNIT 2 CONDENSATE AMMONIA FEED ISOLATION VALVE | 02-VCCF105 | U2 PIPE RACK 1ST LEVEL MIDDLE | no data | CLOSED | OPEN
2542 | ACHE OUTLET PI 219 ISOLATION | 02-VCCW100 | U2 ACHE AREA EAST SIDE | no data | CLOSED | OPEN
2543 | ACHE OUTLET PI 229 ISOLATION | 02-VCCW101 | U2 ACHE AREA EAST SIDE | no data | CLOSED | OPEN
2544 | HEAD TANK TO PUMP SUCTION ISOLATION | 02-VCCW102 | U2 DUCT BURNER SKID AREA | no data | CLOSED | OPEN
2545 | CCW HEAD TANK DRAIN | 02-VCCW103 | U2 CCW HEAD TANK AREA | no data | OPEN | CLOSED
2546 | CCW PMP B SUCTION STRAINER PDIT ISOLATION | 02-VCCW104 | U2 CCW PUMP AREA | no data | CLOSED | OPEN
2547 | ACHE OUTLET ISOLATION/THROTTLING | 02-VCCW105 | U2 ACHE AREA EAST SIDE | no data | CLOSED | OPEN
2548 | PUMP "B" SUCTION ISOLATION | 02-VCCW106 | U2 CCW PUMP AREA | no data | CLOSED | OPEN
2549 | PUMP "B" DISCHARGE ISOLATION | 02-VCCW107 | U2 CCW PUMP AREA | no data | CLOSED | OPEN
2550 | ACHE OUTLET ISOLATION/THROTTLING | 02-VCCW108 | U2 ACHE AREA EAST SIDE | no data | CLOSED | OPEN
2551 | PUMP "A" DISCHARGE ISOLATION | 02-VCCW109 | U2 CCW PUMP AREA | no data | CLOSED | OPEN
2552 | ACHE INLET VENT VALVE | 02-VCCW110 | U2 ACHE AREA EAST SIDE | no data | OPEN | CLOSED
2553 | CCW PMP "B" VENT | 02-VCCW111 | U2 CCW PUMP AREA | no data | OPEN | CLOSED
2554 | CCW PMP "A" VENT | 02-VCCW112 | U2 CCW PUMP AREA | no data | OPEN | CLOSED
2555 | DRAIN | 02-VCCW113 | U2 CCW PUMP AREA | no data | OPEN | CLOSED
2556 | POT FEEDER INLET ISOLATION | 02-VCCW114 | U2 CCW PUMP AREA | no data | CLOSED | OPEN
2557 | CCW PMP B SUCTION STRAINER PDIT ISOLATION | 02-VCCW115 | U2 CCW PUMP AREA | no data | CLOSED | OPEN
2558 | BFP "A" CCW INLET PI 301 ISOLATION | 02-VCCW116 | U2 BOILER FEED A AREA | no data | CLOSED | OPEN
2559 | CCW PMP "A" DRAIN | 02-VCCW117 | U2 CCW PUMP AREA | no data | OPEN | CLOSED
2560 | PUMP DISCHARGE CHECK | 02-VCCW118 | U2 CCW PUMP AREA | no data | CLOSED | OPEN
2561 | INSTRUMENTATION | 02-VCCW119 | U2 CCW PUMP AREA | no data | CLOSED | OPEN
2562 | ACHE INLET ISOLATION | 02-VCCW120 | U2 ACHE AREA EAST SIDE | no data | CLOSED | OPEN
2563 | PUMP "A" SUCTION ISOLATION | 02-VCCW121 | U2 CCW PUMP AREA | no data | CLOSED | OPEN
2564 | INSTRUMENTATION | 02-VCCW122 | U2 CCW PUMP AREA | no data | CLOSED | OPEN
2565 | ACHE INLET ISOLATION | 02-VCCW123 | U2 ACHE AREA EAST SIDE | no data | CLOSED | OPEN
2566 | ACHE INLET VENT VALVE | 02-VCCW124 | U2 ACHE AREA EAST SIDE | no data | OPEN | CLOSED
2567 | ACHE OUTLET ISOLATION/THROTTLING | 02-VCCW125 | U2 ACHE AREA EAST SIDE | no data | CLOSED | OPEN
2568 | BYPASS FOR ACHE BYPASS CV | 02-VCCW126 | U2 CCW PUMP AREA | no data | CLOSED | CLOSED
2569 | PUMP DISCHARGE CHECK | 02-VCCW127 | U2 CCW PUMP AREA | no data | CLOSED | OPEN
2570 | ECA COMPRESSOR CCW INLET PI 501 ISO | 02-VCCW128 | U2 ECA COMPRESSOR EAST SIDE AREA | no data | CLOSED | OPEN
2571 | ACHE INLET HEADER ISOLATION | 02-VCCW129 | U2 ACHE AREA EAST SIDE | no data | CLOSED | OPEN
2572 | CCW HEAD TANK LIT 101 ISOLATION | 02-VCCW130 | U2 CCW HEAD TANK AREA | no data | CLOSED | OPEN
2573 | CCW PMP "B" DISCHARGE PIT 131 ISOLATION | 02-VCCW131 | U2 CCW PUMP AREA | no data | CLOSED | OPEN
2574 | CCW PMP "A" SUCTION STRAINER DRAIN | 02-VCCW132 | U2 CCW PUMP AREA | no data | OPEN | CLOSED
2575 | POT FEEDER OUTLET ISOLATION/THROTTLING | 02-VCCW133 | U2 CCW PUMP AREA | no data | CLOSED | OPEN
2576 | CCW PMP "A" DISCHARGE DRAIN | 02-VCCW134 | U2 CCW PUMP AREA | no data | OPEN | CLOSED
2577 | CCW PMP "A" DISCHARGE PIT 171 ISOLATION | 02-VCCW135 | U2 CCW PUMP AREA | no data | CLOSED | OPEN
2578 | CCW PMP "A" DISCHARGE VENT | 02-VCCW136 | U2 CCW PUMP AREA | no data | OPEN | CLOSED
2579 | CCW PMP "A" SUCTION STRAINER PDIT 151 ISOLATION | 02-VCCW137 | U2 CCW PUMP AREA | no data | CLOSED | OPEN
2580 | CCW PMP "A" SUCTION STRAINER PDIT 151 ISOLATION | 02-VCCW138 | U2 CCW PUMP AREA | no data | CLOSED | OPEN
2581 | CCW PMP "A" DRAIN | 02-VCCW139 | U2 CCW PUMP AREA | no data | OPEN | CLOSED
2582 | ACHE BYPASS LINE DRAIN | 02-VCCW140 | U2 CCW PUMP AREA | no data | OPEN | CLOSED
2583 | CCW PMP "B" DRAIN | 02-VCCW141 | U2 CCW PUMP AREA | no data | OPEN | CLOSED
2584 | POT FEEDER OUTLET ISOLATION/THROTTLING | 02-VCCW142 | U2 CCW PUMP AREA | no data | CLOSED | OPEN
2585 | ACHE INLET VENT VALVE | 02-VCCW143 | U2 ACHE AREA EAST SIDE | no data | OPEN | CLOSED
2586 | ACHE INLET ISOLATION | 02-VCCW144 | U2 ACHE AREA EAST SIDE | no data | CLOSED | OPEN
2587 | ACHE INLET ISOLATION | 02-VCCW145 | U2 ACHE AREA EAST SIDE | no data | CLOSED | OPEN
2588 | ACHE INLET VENT VALVE | 02-VCCW146 | U2 ACHE AREA EAST SIDE | no data | OPEN | CLOSED
2589 | CTG CONTROL OIL COOLER CCW OUTLET VENT | 02-VCCW147 | U2 CONTROL OIL AREA | no data | OPEN | CLOSED
2590 | ACHE BYPASS TCV ISOLATION | 02-VCCW148 | U2 ACHE AREA EAST SIDE | no data | CLOSED | OPEN
2591 | ACHE BYPASS TCV ISOLATION | 02-VCCW149 | U2 ACHE AREA EAST SIDE | no data | CLOSED | OPEN
2592 | ACHE INLET VENT VALVE | 02-VCCW150 | U2 ACHE AREA EAST SIDE | no data | OPEN | CLOSED
2593 | CCW PMP "B" DRAIN | 02-VCCW151 | U2 CCW PUMP AREA | no data | OPEN | CLOSED
2594 | CCW PMP "B" SUCTION STRAINER DRAIN | 02-VCCW152 | U2 CCW PUMP AREA | no data | OPEN | CLOSED
2595 | RECIRC CV ISOLATION | 02-VCCW153 | U2 CCW PUMP AREA | no data | CLOSED | OPEN
2596 | RECIRC CV ISOLATION | 02-VCCW154 | U2 CCW PUMP AREA | no data | CLOSED | OPEN
2597 | RECIRC CV BYPASS | 02-VCCW155 | U2 CCW PUMP AREA | no data | OPEN | CLOSED
2598 | RECIRC LINE DRAIN | 02-VCCW156 | U2 CCW PUMP AREA | no data | OPEN | CLOSED
2599 | ACHE OUTLET PI 239 ISOLATION | 02-VCCW157 | U2 ACHE AREA EAST SIDE | no data | CLOSED | OPEN
2600 | CCW PMP "B" SUCTION STRAINER VENT | 02-VCCW158 | U2 CCW PUMP AREA | no data | OPEN | CLOSED
2601 | CCW PMP "A" SUCTION STRAINER VENT | 02-VCCW159 | U2 CCW PUMP AREA | no data | OPEN | CLOSED
2602 | ACHE INLET ISOLATION | 02-VCCW160 | U2 ACHE AREA EAST SIDE | no data | CLOSED | OPEN
2603 | CTG CONTROL OIL COOLER CCW INLET VENT | 02-VCCW161 | U2 CONTROL OIL AREA | no data | OPEN | CLOSED
2604 | CTG CONTROL OIL COOLER CCW INLET PI 541 ISO | 02-VCCW162 | U2 CONTROL OIL AREA | no data | CLOSED | OPEN
2605 | ECA COMPRESSOR "B" CCW OUTLET PI 537 ISO | 02-VCCW163 | U2 ECA COMPRESSOR EAST SIDE AREA | no data | CLOSED | OPEN
2606 | BFP "A" COOLER INLET VENT | 02-VCCW164 | U2 BOILER FEED A AREA | no data | OPEN | CLOSED
2607 | CTG CONTROL OIL COOLER CCW OUTLET DRAIN | 02-VCCW165 | U2 CONTROL OIL AREA | no data | OPEN | CLOSED
2608 | ECA COMPRESSOR "B" CCW INLET PI 521 ISO | 02-VCCW166 | U2 ECA COMPRESSOR EAST SIDE AREA | no data | CLOSED | OPEN
2609 | ACHE OUTLET ISOLATION/THROTTLING | 02-VCCW167 | U2 ACHE AREA EAST SIDE | no data | CLOSED | OPEN
2610 | SAMPLE PANEL COOLER INLET DRAIN | 02-VCCW168 | U2 CHEM SHACK AREA WEST SIDE | no data | OPEN | CLOSED
2611 | CTG CONTROL OIL COOLER CCW OUTLET PI 557 ISO | 02-VCCW169 | U2 CONTROL OIL AREA | no data | CLOSED | OPEN
2612 | ACHE OUTLET ISOLATION/THROTTLING | 02-VCCW170 | U2 ACHE AREA EAST SIDE | no data | CLOSED | OPEN
2613 | ACHE OUTLET PIT 271 ISOLATION | 02-VCCW171 | U2 ACHE AREA EAST SIDE | no data | CLOSED | OPEN
2614 | BFP "A" SUPPLY ISOLATION | 02-VCCW172 | U2 BOILER FEED A AREA | no data | CLOSED | OPEN
2615 | SAMPLE PANEL COOLER OUTLET PI 357 ISO | 02-VCCW173 | U2 SAMPLE PANEL BUILDING OUTSIDE | no data | CLOSED | OPEN
2616 | ACHE OUTLET PI 249 ISOLATION | 02-VCCW174 | U2 ACHE AREA EAST SIDE | no data | CLOSED | OPEN
2617 | SAMPLE PANEL FLOW THROTTLING | 02-VCCW175 | U2 SAMPLE PANEL BUILDING OUTSIDE | no data | CLOSED | OPEN
2618 | BFP "B" COOLER OUTLET VENT | 02-VCCW176 | U2 BOILER FEED B AREA | no data | OPEN | CLOSED
2619 | BFP "B" SUPPLY ISOLATION | 02-VCCW177 | U2 BOILER FEED B AREA | no data | CLOSED | OPEN
2620 | BFP "B" COOLER INLET DRAIN | 02-VCCW178 | U2 BOILER FEED B AREA | no data | OPEN | CLOSED
2621 | BFP "A" COOLER OUTLET PI 371 ISO | 02-VCCW179 | U2 BOILER FEED A AREA | no data | CLOSED | OPEN
2622 | BFP "B" COOLER OUTLET PI 337 ISO | 02-VCCW180 | U2 BOILER FEED B AREA | no data | CLOSED | OPEN
2623 | BFP "A" FLOW THROTTLING | 02-VCCW181 | U2 BOILER FEED B AREA | no data | CLOSED | OPEN
2624 | BFP "B" FLOW THROTTLING | 02-VCCW182 | U2 BOILER FEED B AREA | no data | CLOSED | OPEN
2625 | SAMPLE PANEL SUPPLY ISOLATION | 02-VCCW183 | U2 SAMPLE PANEL BUILDING OUTSIDE | no data | CLOSED | OPEN
2626 | SAMPLE PANEL COOLER OUTLET VENT | 02-VCCW184 | U2 SAMPLE PANEL BUILDING OUTSIDE | no data | OPEN | CLOSED
2627 | TCU RETURN ISOLATION | 02-VCCW185 | U2 SAMPLE PANEL BUILDING OUTSIDE | no data | CLOSED | OPEN
2628 | TCU SUPPLY ISOLATION | 02-VCCW186 | U2 SAMPLE PANEL BUILDING OUTSIDE | no data | CLOSED | OPEN
2629 | SAMPLE PANEL COOLER INLET PI 341 ISO | 02-VCCW187 | U2 SAMPLE PANEL BUILDING OUTSIDE | no data | CLOSED | OPEN
2630 | BFP "A" COOLER INLET DRAIN | 02-VCCW188 | U2 BOILER FEED A AREA | no data | OPEN | CLOSED
2631 | BFP "A" COOLER OUTLET VENT | 02-VCCW189 | U2 BOILER FEED A AREA | no data | OPEN | CLOSED
2632 | CCW HEAD TANK LG ISOLATION | 02-VCCW190 | U2 CCW HEAD TANK AREA | no data | CLOSED | OPEN
2633 | CCW HEAD TANK LG ISOLATION | 02-VCCW191 | U2 CCW HEAD TANK AREA | no data | CLOSED | OPEN
2634 | RECIRC LINE VENT | 02-VCCW192 | U2 CCW PUMP AREA | no data | OPEN | CLOSED
2635 | ACHE BYPASS LINE VENT | 02-VCCW193 | U2 CCW PUMP AREA | no data | OPEN | CLOSED
2636 | BFP "B" COOLER INLET VENT | 02-VCCW194 | U2 BOILER FEED B AREA | no data | OPEN | CLOSED
2637 | CTG CONTROL OIL COOLER CCW INLET DRAIN | 02-VCCW195 | U2 CONTROL OIL AREA | no data | OPEN | CLOSED
2638 | CCW CHEMICAL FEEDER POT DRAIN | 02-VCCW196 | U2 CCW PUMP AREA | no data | OPEN | CLOSED
2639 | CCW PMP "B" VENT | 02-VCCW200 | U2 CCW PUMP AREA | no data | OPEN | CLOSED
2640 | CCW PMP "A" VENT | 02-VCCW201 | U2 CCW PUMP AREA | no data | OPEN | CLOSED
2641 | GENERATOR COOLER OUTLET PI 445 ISO | 02-VCCW211 | U2 GENERATOR AREA | no data | CLOSED | OPEN
2642 | GENERATOR COOLER INLET PI 481 ISO | 02-VCCW212 | U2 GENERATOR AREA | no data | CLOSED | OPEN
2643 | GENERATOR COOLER OUTLET PI 435 ISO | 02-VCCW213 | U2 GENERATOR AREA | no data | CLOSED | OPEN
2644 | GENERATOR COOLER OUTLET PI 425 ISO | 02-VCCW214 | U2 GENERATOR AREA | no data | CLOSED | OPEN
2645 | GENERATOR COOLER OUTLET PI 415 ISO | 02-VCCW215 | U2 GENERATOR AREA | no data | CLOSED | OPEN
2646 | ACHE OUTLET DRAIN | 02-VCCW216 | U2 ACHE AREA EAST SIDE | no data | OPEN | CLOSED
2647 | ACHE OUTLET DRAIN | 02-VCCW217 | U2 ACHE AREA EAST SIDE | no data | OPEN | CLOSED
2648 | ACHE OUTLET DRAIN | 02-VCCW218 | U2 ACHE AREA EAST SIDE | no data | OPEN | CLOSED
2649 | ACHE OUTLET DRAIN | 02-VCCW219 | U2 ACHE AREA EAST SIDE | no data | OPEN | CLOSED
2650 | ACHE OUTLET DRAIN | 02-VCCW220 | U2 ACHE AREA EAST SIDE | no data | OPEN | CLOSED
2651 | GENERATOR COOLER OUTLET PI 455 ISO | 02-VCCW221 | U2 GENERATOR AREA | no data | CLOSED | OPEN
2652 | GENERATOR COOLER OUTLET PI 465 ISO | 02-VCCW222 | U2 GENERATOR AREA | no data | CLOSED | OPEN
2653 | GENERATOR COOLER OUTLET PI 475 ISO | 02-VCCW224 | U2 GENERATOR AREA | no data | CLOSED | OPEN
2654 | GENERATOR COOLER OUTLET PI 485 ISO | 02-VCCW225 | U2 GENERATOR AREA | no data | CLOSED | OPEN
2655 | ACHE INLET DRAIN VALVE | 02-VCCW226 | U2 ACHE AREA EAST SIDE | no data | OPEN | CLOSED
2656 | ACHE INLET DRAIN VALVE | 02-VCCW227 | U2 ACHE AREA EAST SIDE | no data | OPEN | CLOSED
2657 | ACHE INLET DRAIN VALVE | 02-VCCW228 | U2 ACHE AREA EAST SIDE | no data | OPEN | CLOSED
2658 | ACHE INLET DRAIN VALVE | 02-VCCW229 | U2 ACHE AREA EAST SIDE | no data | OPEN | CLOSED
2659 | ACHE INLET DRAIN VALVE | 02-VCCW230 | U2 ACHE AREA EAST SIDE | no data | OPEN | CLOSED
2660 | ACHE OUTLET PI 259 ISOLATION | 02-VCCW300 | U2 ACHE AREA EAST SIDE | no data | CLOSED | OPEN
2661 | VENT | 02-VCCW301 | U2 CCW LUBE OIL COOLER AREA (NEED LADDER) | no data | OPEN | CLOSED
2662 | VENT | 02-VCCW302 | U2 CCW LUBE OIL COOLER AREA (NEED LADDER) | no data | OPEN | CLOSED
2663 | LUBE OIL MODULE SUPPLY ISOLATION | 02-VCCW304 | U2 CCW LUBE OIL COOLER AREA | no data | CLOSED | OPEN
2664 | LUBE OIL MODULE OUTLET ISOLATION/THROTTLING | 02-VCCW305 | U2 CCW LUBE OIL COOLER AREA | no data | CLOSED | OPEN
2665 | GLYCOL FILL CHECK | 02-VCCW306 | U2 DUCT BURNER AREA | no data | CLOSED | OPEN
2666 | LUBE OIL COOLER OUTLET PI 393 ISO | 02-VCCW307 | U2 CCW LUBE OIL COOLER AREA | no data | CLOSED | OPEN
2667 | LUBE OIL COOLER OUTLET DRAIN | 02-VCCW308 | U2 CCW LUBE OIL COOLER AREA | no data | OPEN | CLOSED
2668 | GENERATOR COOLER INLET DRAIN | 02-VCCW318 | U2 GENERATOR AREA | no data | OPEN | CLOSED
2669 | GENERATOR COOLER INLET DRAIN | 02-VCCW319 | U2 GENERATOR AREA | no data | OPEN | CLOSED
2670 | GENERATOR COOLER SUPPLY ISOLATION | 02-VCCW320 | U2 GENERATOR AREA | no data | CLOSED | OPEN
2671 | GENERATOR COOLER INLET PI 411 ISO | 02-VCCW321 | U2 GENERATOR AREA | no data | CLOSED | OPEN
2672 | DRAIN | 02-VCCW322 | U2 CCW LUBE OIL COOLER AREA | no data | OPEN | CLOSED
2673 | INSTRUMENTATION | 02-VCCW323 | U2 CCW LUBE OIL COOLER AREA | no data | CLOSED | OPEN
2674 | LUBE OIL COOLER INLET DRAIN | 02-VCCW324 | U2 CCW LUBE OIL COOLER AREA | no data | OPEN | CLOSED
2675 | LUBE OIL MODULE SUPPLY ISOLATION | 02-VCCW325 | U2 CCW LUBE OIL COOLER AREA | no data | CLOSED | OPEN
2676 | LUBE OIL COOLER INLET DRAIN | 02-VCCW326 | U2 CCW LUBE OIL COOLER AREA | no data | OPEN | CLOSED
2677 | LUBE OIL COOLER INLET PI 375 ISO | 02-VCCW327 | U2 CCW LUBE OIL COOLER AREA | no data | CLOSED | OPEN
2678 | LUBE OIL COOLER INLET VENT | 02-VCCW328 | U2 CCW LUBE OIL COOLER AREA | no data | OPEN | CLOSED
2679 | LUBE OIL COOLER INLET PI 377 ISO | 02-VCCW329 | U2 CCW LUBE OIL COOLER AREA | no data | CLOSED | OPEN
2680 | GENERATOR COOLER SUPPLY ISOLATION | 02-VCCW330 | U2 GENERATOR AREA | no data | CLOSED | OPEN
2681 | ACHE INLET PI ISOLATION | 02-VCCW331 | U2 ACHE AREA EAST SIDE | no data | CLOSED | OPEN
2682 | GENERATOR COOLER SUPPLY ISOLATION | 02-VCCW332 | U2 GENERATOR AREA | no data | CLOSED | OPEN
2683 | ACHE INLET PI ISOLATION | 02-VCCW333 | U2 ACHE AREA EAST SIDE | no data | CLOSED | OPEN
2684 | GENERATOR COOLER SUPPLY ISOLATION | 02-VCCW334 | U2 GENERATOR AREA | no data | CLOSED | OPEN
2685 | ACHE INLET PI ISOLATION | 02-VCCW335 | U2 ACHE AREA EAST SIDE | no data | CLOSED | OPEN
2686 | GENERATOR COOLER SUPPLY ISOLATION | 02-VCCW336 | U2 GENERATOR AREA | no data | CLOSED | OPEN
2687 | ACHE INLET PI ISOLATION | 02-VCCW337 | U2 ACHE AREA EAST SIDE | no data | CLOSED | OPEN
2688 | GENERATOR COOLER SUPPLY ISOLATION | 02-VCCW338 | U2 GENERATOR AREA | no data | CLOSED | OPEN
2689 | ACHE INLET PI ISOLATION | 02-VCCW339 | U2 ACHE AREA EAST SIDE | no data | CLOSED | OPEN
2690 | LUBE OIL COOLER INLET VENT | 02-VCCW340 | U2 CCW LUBE OIL COOLER AREA | no data | OPEN | CLOSED
2691 | LUBE OIL MODULE OUTLET ISOLATION/THROTTLING | 02-VCCW341 | U2 CCW LUBE OIL COOLER AREA | no data | CLOSED | OPEN
2692 | GENERATOR COOLER SUPPLY ISOLATION | 02-VCCW342 | U2 GENERATOR AREA | no data | CLOSED | OPEN
2693 | GENERATOR COOLER INLET PI 471 ISO | 02-VCCW343 | U2 GENERATOR AREA | no data | CLOSED | OPEN
2694 | GENERATOR COOLER SUPPLY ISOLATION | 02-VCCW344 | U2 GENERATOR AREA | no data | CLOSED | OPEN
2695 | GLYCOL FILL ISOLATION | 02-VCCW345 | U2 DUCT BURNER AREA | no data | CLOSED | OPEN
2696 | ECA COMPRESSOR RETURN ISOLATION | 02-VCCW346 | U2 ECA COMPRESSOR EAST SIDE AREA | no data | CLOSED | OPEN
2697 | GENERATOR COOLER RETURN ISOLATION/THROTTLING | 02-VCCW347 | U2 GENERATOR AREA | no data | CLOSED | OPEN
2698 | GENERATOR COOLER INLET DRAIN | 02-VCCW348 | U2 GENERATOR AREA | no data | OPEN | CLOSED
2699 | GENERATOR COOLER RETURN HEADER ISOLATION/THROTTLING | 02-VCCW349 | U2 GENERATOR AREA | no data | CLOSED | OPEN
2700 | GENERATOR COOLER INLET PI 421 ISO | 02-VCCW350 | U2 GENERATOR AREA | no data | CLOSED | OPEN
2701 | GENERATOR COOLER RETURN ISOLATION/THROTTLING | 02-VCCW351 | U2 GENERATOR AREA | no data | CLOSED | OPEN
2702 | GENERATOR COOLER INLET PI 431 ISO | 02-VCCW352 | U2 GENERATOR AREA | no data | CLOSED | OPEN
2703 | GENERATOR COOLER RETURN ISOLATION/THROTTLING | 02-VCCW353 | U2 GENERATOR AREA | no data | CLOSED | OPEN
2704 | GENERATOR COOLER INLET PI 441 ISO | 02-VCCW354 | U2 GENERATOR AREA | no data | CLOSED | OPEN
2705 | GENERATOR COOLER RETURN ISOLATION/THROTTLING | 02-VCCW355 | U2 GENERATOR AREA | no data | CLOSED | OPEN
2706 | GENERATOR COOLER INLET PI 451 ISO | 02-VCCW356 | U2 GENERATOR AREA | no data | CLOSED | OPEN
2707 | GENERATOR COOLER RETURN ISOLATION/THROTTLING | 02-VCCW357 | U2 GENERATOR AREA | no data | CLOSED | OPEN
2708 | GENERATOR COOLER INLET PI 461 ISO | 02-VCCW358 | U2 GENERATOR AREA | no data | CLOSED | OPEN
2709 | GENERATOR COOLER RETURN ISOLATION/THROTTLING | 02-VCCW359 | U2 GENERATOR AREA | no data | CLOSED | OPEN
2710 | ECA COMPRESSOR "A" COOLER OUTLET PI | 02-VCCW360 | U2 ECA COMPRESSOR EAST SIDE AREA | no data | CLOSED | OPEN
2711 | GENERATOR COOLER RETURN ISOLATION/THROTTLING | 02-VCCW361 | U2 GENERATOR AREA | no data | CLOSED | OPEN
2712 | ECA COMPRESSOR SUPPLY ISOLATION | 02-VCCW362 | U2 ECA COMPRESSOR EAST SIDE AREA | no data | CLOSED | OPEN
2713 | GENERATOR COOLER RETURN ISOLATION/THROTTLING | 02-VCCW363 | U2 GENERATOR AREA | no data | CLOSED | OPEN
2714 | GENERATOR COOLER SUPPLY HEADER ISOLATION | 02-VCCW364 | U2 GENERATOR AREA | no data | CLOSED | OPEN
2715 | VENT | 02-VCCW365 | U2 CCW PUMP AREA | no data | OPEN | CLOSED
2716 | ACHE OUTLET HEADER ISOLATION | 02-VCCW366 | U2 CCW PUMP AREA | no data | CLOSED | OPEN
2717 | INSTRUMENTATION | 02-VCCW367 | U2 CCW PUMP AREA | no data | CLOSED | OPEN
2718 | INSTRUMENTATION | 02-VCCW368 | U2 CCW PUMP AREA | no data | CLOSED | OPEN
2719 | ECA COMPRESSOR FLOW THROTTLING | 02-VCCW369 | U2 ECA COMPRESSOR EAST SIDE AREA | no data | CLOSED | OPEN
2720 | ECA COMPRESSOR "B" RETURN ISOLATION | 02-VCCW370 | U2 ECA COMPRESSOR EAST SIDE AREA | no data | CLOSED | OPEN
2721 | GENERATOR COOLER INLET DRAIN | 02-VCCW371 | U2 GENERATOR AREA | no data | OPEN | CLOSED
2722 | DRAIN | 02-VCCW372 | U2 GENERATOR AREA | no data | OPEN | CLOSED
2723 | DRAIN | 02-VCCW373 | U2 GENERATOR AREA | no data | OPEN | CLOSED
2724 | DRAIN | 02-VCCW374 | U2 GENERATOR AREA | no data | OPEN | CLOSED
2725 | DRAIN | 02-VCCW375 | U2 GENERATOR AREA | no data | OPEN | CLOSED
2726 | DRAIN | 02-VCCW376 | U2 GENERATOR AREA | no data | OPEN | CLOSED
2727 | DRAIN | 02-VCCW377 | U2 GENERATOR AREA | no data | OPEN | CLOSED
2728 | DRAIN | 02-VCCW378 | U2 GENERATOR AREA | no data | OPEN | CLOSED
2729 | DRAIN | 02-VCCW379 | U2 GENERATOR AREA | no data | OPEN | CLOSED
2730 | ECA COMPRESSOR "A" SUPPLY ISOLATION | 02-VCCW380 | U2 ECA COMPRESSOR EAST SIDE AREA | no data | CLOSED | OPEN
2731 | ECA COMPRESSOR "B" FLOW THROTTLING | 02-VCCW381 | U2 ECA COMPRESSOR EAST SIDE AREA | no data | CLOSED | OPEN
2732 | GEN COOLER VENT | 02-VCCW382 | U2 GENERATOR AREA | no data | OPEN | CLOSED
2733 | GEN COOLER VENT | 02-VCCW383 | U2 GENERATOR AREA | no data | OPEN | CLOSED
2734 | GEN COOLER VENT | 02-VCCW384 | U2 GENERATOR AREA | no data | OPEN | CLOSED
2735 | GEN COOLER VENT | 02-VCCW385 | U2 GENERATOR AREA | no data | OPEN | CLOSED
2736 | GEN COOLER VENT | 02-VCCW386 | U2 GENERATOR AREA | no data | OPEN | CLOSED
2737 | GEN COOLER VENT | 02-VCCW387 | U2 GENERATOR AREA | no data | OPEN | CLOSED
2738 | GEN COOLER VENT | 02-VCCW388 | U2 GENERATOR AREA | no data | OPEN | CLOSED
2739 | GEN COOLER VENT | 02-VCCW389 | U2 GENERATOR AREA | no data | OPEN | CLOSED
2740 | ECA "A" COOLER INLET VENT | 02-VCCW391 | U2 ECA COMPRESSOR EAST SIDE AREA | no data | OPEN | CLOSED
2741 | ECA COMPRESSOR "B" COOLER OUTLET DRAIN | 02-VCCW392 | U2 ECA COMPRESSOR EAST SIDE AREA | no data | OPEN | CLOSED
2742 | ECA COMPRESSOR "A" COOLER OUTLET DRAIN | 02-VCCW393 | U2 ECA COMPRESSOR EAST SIDE AREA | no data | OPEN | CLOSED
2743 | ECA "B" COOLER INLET VENT | 02-VCCW396 | U2 ECA COMPRESSOR EAST SIDE AREA | no data | OPEN | CLOSED
2744 | GENERATOR COOLER INLET DRAIN | 02-VCCW398 | U2 GENERATOR AREA | no data | OPEN | CLOSED
2745 | GENERATOR COOLER INLET DRAIN | 02-VCCW399 | U2 GENERATOR AREA | no data | OPEN | CLOSED
2746 | GENERATOR COOLER INLET DRAIN | 02-VCCW400 | U2 GENERATOR AREA | no data | OPEN | CLOSED
2747 | GENERATOR COOLER INLET DRAIN | 02-VCCW401 | U2 GENERATOR AREA | no data | OPEN | CLOSED
2748 | GENERATOR COOLER OUTLET DRAIN | 02-VCCW402 | U2 GENERATOR AREA | no data | OPEN | CLOSED
2749 | GENERATOR COOLER OUTLET DRAIN | 02-VCCW403 | U2 GENERATOR AREA | no data | OPEN | CLOSED
2750 | GENERATOR COOLER OUTLET DRAIN | 02-VCCW404 | U2 GENERATOR AREA | no data | OPEN | CLOSED
2751 | GENERATOR COOLER OUTLET DRAIN | 02-VCCW405 | U2 GENERATOR AREA | no data | OPEN | CLOSED
2752 | GENERATOR COOLER OUTLET DRAIN | 02-VCCW406 | U2 GENERATOR AREA | no data | OPEN | CLOSED
2753 | GENERATOR COOLER OUTLET DRAIN | 02-VCCW407 | U2 GENERATOR AREA | no data | OPEN | CLOSED
2754 | GENERATOR COOLER OUTLET DRAIN | 02-VCCW408 | U2 GENERATOR AREA | no data | OPEN | CLOSED
2755 | GENERATOR COOLER OUTLET DRAIN | 02-VCCW409 | U2 GENERATOR AREA | no data | OPEN | CLOSED
2756 | GENERATOR COOLER INLET HEADER VENT | 02-VCCW410 | U2 GENERATOR AREA | no data | OPEN | CLOSED
2757 | GENERATOR COOLER OUTLET HEADER VENT | 02-VCCW411 | U2 GENERATOR AREA | no data | OPEN | CLOSED
2758 | BFP RETURN ISOLATION | 02-VCCW412 | U2 BOILER FEED A AREA | no data | CLOSED | OPEN
2759 | BFP RETURN ISOLATION | 02-VCCW413 | U2 BOILER FEED B AREA | no data | CLOSED | OPEN
2760 | TCU FILL ISOLATION | 02-VCCW414 | U2 SAMPLE PANEL BUILDING OUTSIDE | no data | CLOSED | OPEN
2761 | SAMPLE PANEL RETURN ISOLATION | 02-VCCW415 | U2 SAMPLE PANEL BUILDING OUTSIDE | no data | CLOSED | OPEN
2762 | BFP "B" COOLER INLET PI | 02-VCCW453 | U2 BOILER FEED B AREA | no data | CLOSED | OPEN
2763 | INSTRUMENTATION | 02-VCMG202 | U2 CO2 EVAPORATOR AREA | no data | CLOSED | OPEN
2764 | H2 ISOLATION | 02-VCMG203 | U2 EAST BUILDING WALL OUTSIDE | no data | CLOSED | OPEN
2765 | INSTRUMENTATION | 02-VCMG206 | U2 N.W. BUILING INSIDE | no data | CLOSED | OPEN
2766 | H2 ISOLATION | 02-VCMG213 | U2 EAST BUILDING WALL OUTSIDE | no data | CLOSED | OPEN
2767 | INSTRUMENTATION | 02-VCMG219 | U2 N.E. BY HRSG GROUND LEVEL | no data | CLOSED | OPEN
2768 | INSTRUMENTATION | 02-VCMG222 |  | no data | CLOSED | OPEN
2769 | VENT | 02-VCMG601 | U2 EAST BUILDING WALL OUTSIDE | no data | OPEN | CLOSED
2770 | N2 PURGE CONNECTION | 02-VCMG603 | U2 EAST BUILDING WALL OUTSIDE | no data | CLOSED | CLOSED
2771 | CND PMP "A" SUCTION STRAINER VENT VALVE (BLOCK) | 02-VCND100 | U2 CONDENSATE PUMP AREA | no data | OPEN | CLOSED
2772 | IRON "B" FILTER DRAIN | 02-VCND101 | U2 CONDENSATE PUMP AREA | no data | OPEN | CLOSED
2773 | CONDENSATE EMERGENCY DUMP CV ISOLATION | 02-VCND103 | U2 PLANT N BFP AREA | no data | CLOSED | OPEN
2774 | CND PUMP "A" DISCHARGE PIT 115 | 02-VCND104 | U2 CONDENSATE PUMP AREA | no data | CLOSED | OPEN
2775 | LP BYPASS SPRAY DRAIN VALVE (AFTER CHECK) | 02-VCND105 | U2 DRAINS TANK PIPE RACK | no data | OPEN | CLOSED
2776 | LP DRAINS TANK PUMP COMMON DISCHARGE VENT VALVE | 02-VCND106 | U2 DRAINS TANK AREA | no data | OPEN | CLOSED
2777 | CRH VENTILATOR LINE SPRAY DRAIN VALVE | 02-VCND108 | U2 CONDENSATE CORNER AREA | no data | OPEN | CLOSED
2778 | CRH VENTILATOR SPRAY SUPPLY ISOLATION | 02-VCND109 | U2 DRAINS TANK PIPE RACK | no data | CLOSED | OPEN
2779 | CRH VENTILATOR SPRAY VENT ROOT | 02-VCND110 | U2 DRAINS TANK PIPE RACK | no data | OPEN | CLOSED
2780 | CRH VENTILATOR SPRAY SUPPLY CHECK VALVE | 02-VCND111 | U2 DRAINS TANK PIPE RACK | no data | CLOSED | OPEN
2781 | CND PMP C SUCTION STRAINER PDIT 143 HIGH SIDE ISOLATION | 02-VCND112 | U2 CONDENSATE PUMP AREA | no data | CLOSED | OPEN
2782 | CND PUMP CAN VENT VALVE | 02-VCND113 | U2 CONDENSATE PUMP AREA | no data | OPEN | CLOSED
2783 | IRON FILTER "A" DRAIN VALVE | 02-VCND114 | U2 CONDENSATE PUMP AREA | no data | OPEN | CLOSED
2784 | LPS BYPASS SPRAY SUPPLY CHECK VALVE | 02-VCND115 | U2 DRAINS TANK PIPE RACK | no data | CLOSED | OPEN
2785 | HRH BYPASS SPRAY DRAIN VALVE | 02-VCND116 | U2 DRAINS TANK PIPE RACK | no data | OPEN | CLOSED
2786 | CND PUMP DISCHARGE CHECK VALVE | 02-VCND117 | U2 CONDENSATE PUMP AREA | no data | CLOSED | OPEN
2787 | CND PMP A SUCTION STRAINER VENT VALVE ROOT | 02-VCND118 | U2 CONDENSATE PUMP AREA | no data | OPEN | CLOSED
2788 | HRH BYPASS SPRAY SUPPLY ISOLATION | 02-VCND119 | U2 CONDENSATE CORNER AREA | no data | CLOSED | OPEN
2789 | HRH BYPASS SPRAY SUPPLY CHECK VALVE | 02-VCND121 | U2 DRAINS TANK PIPE RACK | no data | CLOSED | OPEN
2790 | EXHAUST HOOD SPRAY PI 243 | 02-VCND123 | U2 CONDENSATE CORNER AREA | no data | CLOSED | OPEN
2791 | CND FLOW FIT 231A LOW SIDE ISOLATION | 02-VCND124 | U2 CONDENSATE CORNER AREA | no data | CLOSED | OPEN
2792 | HRH SPRAY FIT 703B | 02-VCND125 | U2 CONDENSATE CORNER AREA | no data | CLOSED | OPEN
2793 | ST HOOD SPRAY SUPPLY ISOLATION | 02-VCND126 | U2 CONDENSATE CORNER AREA | no data | CLOSED | OPEN
2794 | VENT VALVE | 02-VCND127 |  | no data | OPEN | CLOSED
2795 | CND "A" PUMP DISCHARGE ISOLATION | 02-VCND128 | U2 CONDENSATE PUMP AREA | no data | CLOSED | OPEN
2796 | CND PMP "B" SUCTION STRAINER VENT VALVE | 02-VCND129 | U2 CONDENSATE PUMP AREA | no data | OPEN | CLOSED
2797 | CND PMP "C" DISCHARGE PIT 155 ISOLATION | 02-VCND130 | U2 CONDENSATE PUMP AREA | no data | CLOSED | OPEN
2798 | CND PMP "C" SUCTION STRAINER PI 145 ISO | 02-VCND131 | U2 CONDENSATE PUMP AREA | no data | CLOSED | OPEN
2799 | CONDENSATE RECIRC CV DOWNSTREAM ISOLATION | 02-VCND132 | U2 CRT PIPE RACK | no data | CLOSED | OPEN
2800 | CND PMP "C" SUCTION STRAINER VENT VALVE | 02-VCND133 | U2 CONDENSATE PUMP AREA | no data | OPEN | CLOSED
2801 | CND TO ACC CURTAIN SPRAY FE ISOLATION | 02-VCND134 | U2 CONDENSATE CORNER AREA | no data | CLOSED | OPEN
2802 | CND PMP "B" SUCTION STRAINER VENT VALVE (ROOT) | 02-VCND135 | U2 CONDENSATE PUMP AREA | no data | OPEN | CLOSED
2803 | GLAND STEAM CONDENSER CONDENSATE DRAIN (INLET) | 02-VCND136 | U2 CONDENSATE CORNER AREA | no data | CLOSED | OPEN
2804 | CND PMP "B" DISCHARGE PIT 136 ISOLATION | 02-VCND137 | U2 CONDENSATE PUMP AREA | no data | CLOSED | OPEN
2805 | CONDENSATE HEADER VENT (GLAND STEAM CONDENSER) | 02-VCND138 | U2 CONDENSATE CORNER AREA | no data | OPEN | CLOSED
2806 | IRON FILTER "A" VENT VALVE | 02-VCND139 | U2 CONDENSATE PUMP AREA | no data | OPEN | CLOSED
2807 | IRON FILTER "B" VENT VALVE | 02-VCND140 | U2 CONDENSATE PUMP AREA | no data | OPEN | CLOSED
2808 | LPS BYPASS SPRAY SUPPLY ISOLATION | 02-VCND141 | U2 CONDENSATE CORNER AREA | no data | CLOSED | OPEN
2809 | CND PMP A SUCTION STRAINER PDIT 103 LOW SIDE ISOLATION | 02-VCND142 | U2 CONDENSATE PUMP AREA | no data | CLOSED | OPEN
2810 | CND PMP A SUCTION STRAINER PI 105 | 02-VCND143 | U2 CONDENSATE PUMP AREA | no data | CLOSED | OPEN
2811 | IRON FILTER A DRAIN VALVE | 02-VCND144 | U2 CONDENSATE PUMP AREA | no data | OPEN | CLOSED
2812 | ST HOOD SPRAY VALVE ISOLATION | 02-VCND145 | U2 CONDENSATE CORNER AREA | no data | CLOSED | OPEN
2813 | COND HEADER PI 251 (GLAND STEAM CONDENSER) | 02-VCND146 | U2 CONDENSATE CORNER AREA | no data | CLOSED | OPEN
2814 | ST HOOD SPRAY CV BYPASS VALVE | 02-VCND147 | U2 CONDENSATE CORNER AREA | no data | CLOSED | CLOSED
2815 | CND PUMP DISCHARGE CHECK VALVE | 02-VCND148 | U2 CONDENSATE PUMP AREA | no data | CLOSED | OPEN
2816 | VENT VALVE | 02-VCND149 |  | no data | OPEN | CLOSED
2817 | CND DISCHARGE SAMPLE ISOLATION | 02-VCND150 | U2 1ST LEVEL PIPE RACK | no data | CLOSED | OPEN
2818 | INSTRUMENT ISOLATION | 02-VCND151 | U2 CONDENSATE PUMP AREA | no data | CLOSED | OPEN
2819 | CONDENSATE RECIRC DRAIN VALVE (AFTER CV) | 02-VCND152 | U2 CRT PIPE RACK | no data | OPEN | CLOSED
2820 | CONDENSATE DUMP LINE DRAIN VALVE | 02-VCND153 | U2 PLANT N BFP AREA | no data | OPEN | CLOSED
2821 | CND PMP "B" STRAINER VENT VALVE (ROOT) | 02-VCND154 | U2 CONDENSATE PUMP AREA | no data | OPEN | CLOSED
2822 | CND DISCHARGE SAMPLE ISOLATION | 02-VCND155 | U2 1ST LEVEL PIPE RACK | no data | CLOSED | OPEN
2823 | LP BYPASS SPRAY FIT 724 ISO | 02-VCND156 | U2 CONDENSATE CORNER AREA | no data | CLOSED | OPEN
2824 | CND PUMP "A" CAN VENT VALVE | 02-VCND157 | U2 CONDENSATE PUMP AREA | no data | OPEN | CLOSED
2825 | LP BYPASS SPRAY DRAIN VALVE (AFTER CV) | 02-VCND158 | U2 CONDENSATE CORNER AREA | no data | OPEN | CLOSED
2826 | CRH VENTILATOR LINE SPRAY FIT 701 ISO | 02-VCND159 | U2 CONDENSATE CORNER AREA | no data | CLOSED | OPEN
2827 | CONDENSATE IRON FILTER BYPASS VALVE ISOLATION | 02-VCND160 | U2 CONDENSATE PUMP AREA | no data | CLOSED | OPEN
2828 | CRH VENTILATOR LINE SPRAY FIT 701 ISO | 02-VCND162 | U2 CONDENSATE CORNER AREA | no data | CLOSED | OPEN
2829 | CONDENSATE IRON FILTER BYPASS VALVE ISOLATION | 02-VCND163 | U2 CONDENSATE PUMP AREA | no data | CLOSED | OPEN
2830 | CND PMP "B" SUCTION STRAINER PDIT 123 ISO | 02-VCND164 | U2 CONDENSATE PUMP AREA | no data | CLOSED | OPEN
2831 | CND PMP "C" SUCTION STRAINER VENT VALVE (BLOCK) | 02-VCND165 | U2 CONDENSATE PUMP AREA | no data | OPEN | CLOSED
2832 | CND PMP A SUCTION STRAINER DRAIN VALVE | 02-VCND166 | U2 CONDENSATE PUMP AREA | no data | OPEN | CLOSED
2833 | CND PMP "B" DISCHARGE DRAIN | 02-VCND167 | U2 CONDENSATE PUMP AREA | no data | OPEN | CLOSED
2834 | CND PMP "C" SUCTION STRAINER VENT (ROOT) | 02-VCND168 | U2 CONDENSATE PUMP AREA | no data | OPEN | CLOSED
2835 | LP BYPASS SPRAY FIT 724 ISO | 02-VCND169 | U2 CONDENSATE CORNER AREA | no data | CLOSED | OPEN
2836 | HRH SPRAY FIT 703B | 02-VCND170 | U2 CONDENSATE CORNER AREA | no data | CLOSED | OPEN
2837 | CND PMP "A" SUCTION STRAINER DRAIN VALVE | 02-VCND171 | U2 CONDENSATE PUMP AREA | no data | OPEN | CLOSED
2838 | CONDENSATE IRON FILTER "A" MANUAL ISOLATION | 02-VCND172 | U2 CONDENSATE PUMP AREA | no data | CLOSED | OPEN
2839 | CND PMP "C" SUTION STRAINER DRAIN VALVE | 02-VCND173 | U2 CONDENSATE PUMP AREA | no data | OPEN | CLOSED
2840 | CONDENSATE IRON FILTER MANUAL ISOLATION | 02-VCND174 | U2 CONDENSATE PUMP AREA | no data | CLOSED | OPEN
2841 | CND FLOW FIT 231B LOW SIDE | 02-VCND175 | U2 CONDENSATE PUMP AREA | no data | CLOSED | OPEN
2842 | CND PMP "B" SUTION STRAINER DRAIN VALVE | 02-VCND176 | U2 CONDENSATE PUMP AREA | no data | OPEN | CLOSED
2843 | IRON FILTER "A" PDIT 205 | 02-VCND177 | U2 CONDENSATE PUMP AREA | no data | CLOSED | OPEN
2844 | CND PMP "C" SUTION STRAINER DRAIN VALVE | 02-VCND178 | U2 CONDENSATE PUMP AREA | no data | OPEN | CLOSED
2845 | CND PMP "A" SUCTION STRAINER PDIT 103 ISO | 02-VCND179 | U2 CONDENSATE PUMP AREA | no data | CLOSED | OPEN
2846 | IRON FILTER "B" PDIT 215 | 02-VCND180 | U2 CONDENSATE PUMP AREA | no data | CLOSED | OPEN
2847 | CND PMP "B" SUCTION STRAINER PDIT 123 ISO | 02-VCND181 | U2 CONDENSATE PUMP AREA | no data | CLOSED | OPEN
2848 | IRON FILTER BYPASS LINE VENT VALVE | 02-VCND182 | U2 CONDENSATE PUMP AREA | no data | OPEN | CLOSED
2849 | CND PMP "B" SUCTION STRAINER PI 125 ISOLATION | 02-VCND183 | U2 CONDENSATE PUMP AREA | no data | CLOSED | OPEN
2850 | IRON FILTER "A" PDIT 205 | 02-VCND184 | U2 CONDENSATE PUMP AREA | no data | CLOSED | OPEN
2851 | CND PUMP DISCHARGE CHECK VALVE | 02-VCND185 | U2 CONDENSATE PUMP AREA | no data | CLOSED | OPEN
2852 | HOOD SPRAY VENT | 02-VCND186 | U2 TURBINE BUILDING UPPER | no data | OPEN | CLOSED
2853 | IRON FILTER "B" PDIT 215 | 02-VCND187 | U2 CONDENSATE PUMP AREA | no data | CLOSED | OPEN
2854 | IRON FILTER BYPASS LINE DRAIN VALVE | 02-VCND188 | U2 CONDENSATE PUMP AREA | no data | OPEN | CLOSED
2855 | CND PMP "C" DISCHARGE DRAIN | 02-VCND189 | U2 CONDENSATE PUMP AREA | no data | OPEN | CLOSED
2856 | CND FLOW FIT 231B HIGH SIDE ISOLATION | 02-VCND190 | U2 CONDENSATE PUMP AREA | no data | CLOSED | OPEN
2857 | CND PMP "A" SUCTION STRAINER VENT VALVE (ROOT) | 02-VCND191 | U2 CONDENSATE PUMP AREA | no data | OPEN | CLOSED
2858 | CND PMP C SUCTION STRAINER PDIT 143 LOW SIDE ISOLATION | 02-VCND192 | U2 CONDENSATE PUMP AREA | no data | CLOSED | OPEN
2859 | GLAND STEAM CONDENSER CONDENSATE DISCHARGE PI 275 ISO | 02-VCND193 | U2 CONDENSATE PUMP AREA | no data | CLOSED | OPEN
2860 | CND PUMP "B" DISCHARGE ISOLATION | 02-VCND194 | U2 CONDENSATE PUMP AREA | no data | CLOSED | OPEN
2861 | CND RECIRC LINE STRAINER DRAIN | 02-VCND195 | U2 NORTH SIDE CONDENSATE RECIEVER TANK | no data | OPEN | CLOSED
2862 | CND PMP "A" DISCHARGE DRAIN | 02-VCND196 | U2 CONDENSATE PUMP AREA | no data | OPEN | CLOSED
2863 | 2C COOLER CONENSATE INLET DRAIN VALVE | 02-VCND197 | U2 N TURBINE BLDG | no data | OPEN | CLOSED
2864 | HP DRAINS TANK QUENCH SPRAY VALVE ISOLATION | 02-VCND198 | U2 CONDENSATE CORNER AREA | no data | CLOSED | OPEN
2865 | DRAIN VALVE | 02-VCND200 |  | no data | OPEN | CLOSED
2866 | LP GLAND STEAM DESUPERHEATER SPRAY CV ISO | 02-VCND201 | U2 TURBINE BUILDING UPPER | no data | CLOSED | OPEN
2867 | LP GLAND STEAM DESUPERHEATER SPRAY FIT 716 ISO | 02-VCND207 | U2 TURBINE BUILDING UPPER | no data | CLOSED | OPEN
2868 | LP GLAND STEAM DESUPERHEATER SPRAY FIT 716 ISO | 02-VCND209 | U2 TURBINE BUILDING UPPER | no data | CLOSED | OPEN
2869 | 2C COOLER CONENSATE DISCHARGE VENT VALVE | 02-VCND210 | U2 N TURBINE BLDG | no data | OPEN | CLOSED
2870 | LP GLAND STEAM DESUPERHEATER SPRAY DRAIN VALVE | 02-VCND211 | U2 TURBINE BUILDING UPPER | no data | OPEN | CLOSED
2871 | LP GLAND STEAM DESUPERHEATER SPRAY CV ISO | 02-VCND212 | U2 TURBINE BUILDING UPPER | no data | CLOSED | OPEN
2872 | GLAND STEAM DSH SPRAY SUPPLY CHECK | 02-VCND213 | U2 S TURBINE BUILDING LOWER | no data | CLOSED | OPEN
2873 | LP DRAINS TANK SPRAY SUPPLY CV ISOLATION | 02-VCND214 | U2 DRAINS TANK PIT AREA | no data | CLOSED | OPEN
2874 | LP DRAINS TANK SPRAY SUPPLY DRAIN VALVE | 02-VCND215 | U2 DRAINS TANK PIT AREA | no data | OPEN | CLOSED
2875 | LP BYPASS SPRAY SUPPLY ISOLATION | 02-VCND221 | U2 CONDENSATE CORNER AREA | no data | CLOSED | OPEN
2876 | CND TO CRH VENTILATOR SPRAY ISOLATION | 02-VCND223 | U2 CONDENSATE CORNER AREA | no data | CLOSED | OPEN
2877 | HRH BYPASS SPRAY SUPPLY ISOLATION | 02-VCND224 | U2 CONDENSATE CORNER AREA | no data | CLOSED | OPEN
2878 | CND TO SPRAYS STRAINER ISOLATION | 02-VCND225 | U2 CONDENSATE CORNER AREA | no data | CLOSED | OPEN
2879 | CND TO SPRAYS STRAINER DRAIN VALVE | 02-VCND226 | U2 CONDENSATE CORNER AREA | no data | OPEN | CLOSED
2880 | CND TO SPRAYS STRAINER ISOLATION | 02-VCND227 | U2 CONDENSATE CORNER AREA | no data | CLOSED | OPEN
2881 | CND TO SPRAYS STRAINER ISOLATION | 02-VCND228 | U2 CONDENSATE CORNER AREA | no data | CLOSED | OPEN
2882 | CND TO SPRAYS STRAINER DRAIN VALVE | 02-VCND229 | U2 CONDENSATE CORNER AREA | no data | OPEN | CLOSED
2883 | CND TO SPRAYS STRAINER ISOLATION | 02-VCND230 | U2 CONDENSATE CORNER AREA | no data | CLOSED | OPEN
2884 | CND TO SPRAYS STRAINER VENT VALVE | 02-VCND231 | U2 CONDENSATE CORNER AREA | no data | OPEN | CLOSED
2885 | CND TO SPRAYS STRAINER VENT VALVE | 02-VCND232 | U2 CONDENSATE CORNER AREA | no data | OPEN | CLOSED
2886 | CND TO SPRAYS STRAINER PDI 701 ISO | 02-VCND233 | U2 CONDENSATE CORNER AREA | no data | CLOSED | OPEN
2887 | CND TO SPRAYS STRAINER PDI 701 ISO | 02-VCND234 | U2 CONDENSATE CORNER AREA | no data | CLOSED | OPEN
2888 | DEMIN FILL TO CND CHECK | 02-VCND235 | U2 WEST OF CONDENSATE PUMP | no data | CLOSED | OPEN
2889 | DEMIN FILL TO CND STOP CHECK | 02-VCND236 | U2 WEST OF CONDENSATE PUMP | no data | CLOSED | OPEN
2890 | DEMIN FILL TO CND DRAIN VALVE | 02-VCND237 | U2 WEST OF CONDENSATE PUMP | no data | OPEN | CLOSED
2891 | DEMIN FILL TO CND ISOLATION | 02-VCND238 | U2 WEST OF CONDENSATE PUMP | no data | CLOSED | OPEN
2892 | ECA COOLER PUMP DISCHARGE CHECK | 02-VCND239 | U2 ECA AREA | no data | CLOSED | OPEN
2893 | ECA COOLER CND INLET PI 543 ISOLATION | 02-VCND240 | U2 ECA AREA | no data | CLOSED | OPEN
2894 | ECA COOLER PUMP DISCHARGE CHECK | 02-VCND241 | U2 ECA AREA | no data | CLOSED | OPEN
2895 | ECA COOLING LOOP SUPPLY CHECK | 02-VCND242 | U2 ECA AREA | no data | CLOSED | OPEN
2896 | ECA COOLING LOOP MANUAL FLOW THROTTLING VALVE | 02-VCND243 | U2 ECA AREA | no data | CLOSED | OPEN
2897 | STEAM DRAINS PUMP SEAL WATER SUPPLY ISOLATION | 02-VCND244 | U2 DRAINS TANK PIT AREA | no data | CLOSED | OPEN
2898 | STEAM DRAINS PUMP SEAL WATER SUPPLY THROTTLING VALVE | 02-VCND245 | U2 DRAINS TANK PIT AREA | no data | CLOSED | OPEN
2899 | DRAINS TANK PMP "B" SEAL WATER PI 334 ISO | 02-VCND247 | U2 DRAINS TANK PIT AREA | no data | CLOSED | OPEN
2900 | STEAM DRAINS PUMP SEAL WATER SUPPLY CHECK | 02-VCND248 | U2 DRAINS TANK PIT AREA | no data | CLOSED | OPEN
2901 | LP DRAINS TANK PUMP DISCHARGE VENT VALVE (RECEIVER TANK) | 02-VCND258 | U2 DRAINS TANK PIT AREA | no data | OPEN | CLOSED
2902 | LP DRAINS TANK PUMP DISCHARGE DRAIN | 02-VCND259 | U2 CONDENSATE RECIEVER TANK AREA | no data | OPEN | CLOSED
2903 | HRH BYPASS SPRAY LINE DRAIN (AFTER CHECK) | 02-VCND260 | U2 DRAINS TANK PIPE RACK | no data | OPEN | CLOSED
2904 | LP DRAINS TANK QUENCH TCV ISOLATION | 02-VCND261 | U2 DRAINS TANK PIT AREA | no data | CLOSED | OPEN
2905 | LP DRAINS TANK QUENCH TCV BYPASS VALVE | 02-VCND262 | U2 DRAINS TANK PIT AREA | no data | OPEN | CLOSED
2906 | CND TO HOOD SPRAY STRAINER DRAIN | 02-VCND271 | U2 TURBINE BUILDING UPPER | no data | OPEN | CLOSED
2907 | STEAM DRAINS PUMP SEAL WATER SUPPLY THROTTLING VALVE | 02-VCND272 | U2 SOUTH OF DRAINS TANK (HANDRAIL) | no data | CLOSED | OPEN
2908 | SEAL WATER TO DRAINS PUMP "A" VENT VALVE | 02-VCND273 | U2 SOUTH OF DRAINS TANK (HANDRAIL) | no data | OPEN | CLOSED
2909 | SEAL WATER TO DRAINS PUMPS PI 327 ISO (BEFORE REG) | 02-VCND274 | U2 SOUTH OF DRAINS TANK (HANDRAIL) | no data | CLOSED | OPEN
2910 | SEAL WATER TO DRAINS PUMPS PI 328 ISO (AFTER REG) | 02-VCND275 | U2 SOUTH OF DRAINS TANK (HANDRAIL) | no data | CLOSED | OPEN
2911 | STEAM DRAINS PUMP SEAL WATER SUPPLY CHECK | 02-VCND277 | U2 DRAINS TANK PIT AREA | no data | CLOSED | OPEN
2912 | SEAL WATER TO DRAINS PUMP "A" PI 335 ISO | 02-VCND278 | U2 DRAINS TANK PIT AREA | no data | CLOSED | OPEN
2913 | STEAM DRAINS PUMP SEAL WATER SUPPLY THROTTLING VALVE | 02-VCND279 | U2 DRAINS TANK PIT AREA | no data | CLOSED | OPEN
2914 | STEAM DRAINS PUMP SEAL WATER SUPPLY ISOLATION | 02-VCND280 | U2 DRAINS TANK PIT AREA | no data | CLOSED | OPEN
2915 | HRH SPRAY FIT 703A | 02-VCND301 | U2 CONDENSATE CORNER AREA | no data | CLOSED | OPEN
2916 | HRH SPRAY FIT 703A | 02-VCND302 | U2 CONDENSATE CORNER AREA | no data | CLOSED | OPEN
2917 | HRH BYPASS SPRAY LINE VENT VALVE | 02-VCND307 | U2 CONDENSATE CORNER AREA | no data | OPEN | CLOSED
2918 | CND FLOW FIT 231A HIGH SIDE ISOLATION | 02-VCND308 | U2 CONDENSATE CORNER AREA | no data | CLOSED | OPEN
2919 | LP ECONOMIZER BYPASS CV ISOLATION | 02-VCND309 | U2 1ST LEVEL PIPE RACK | no data | CLOSED | OPEN
2920 | ECA COOLER PUMP SUCTION ISOLATION | 02-VCND311 | U2 ECA AREA | no data | CLOSED | OPEN
2921 | ECA PUMP "B" PDIT 592 SIO | 02-VCND312 | U2 ECA AREA | no data | CLOSED | OPEN
2922 | ECA COOLER PUMP SUCTION ISOLATION | 02-VCND313 | U2 ECA AREA | no data | CLOSED | OPEN
2923 | ECA COOLER PUMP DISCHARGE ISOLATION | 02-VCND314 | U2 ECA AREA | no data | CLOSED | OPEN
2924 | ECA PUMP "B" PDIT 592 SIO | 02-VCND315 | U2 ECA AREA | no data | CLOSED | OPEN
2925 | CND PMP "A" SUCTION STRAINER VENT VALVE (BLOCK) | 02-VCND320 | U2 CONDENSATE PUMP AREA | no data | OPEN | CLOSED
2926 | CURTAIN SPRAY FIT 285 ISO | 02-VCND321 | U2 CONDENSATE CORNER AREA | no data | CLOSED | OPEN
2927 | CURTAIN SPRAY FIT 285 ISO | 02-VCND322 | U2 CONDENSATE CORNER AREA | no data | CLOSED | OPEN
2928 | CONDENSATE MIN RECIRC CV ISOLATION | 02-VCND323 | U2 NORTH SIDE CONDENSATE RECIEVER TANK | no data | CLOSED | OPEN
2929 | ACC CURTAIN SPRAY CV ISOLATION | 02-VCND324 | U2 CONDENSATE CORNER AREA | no data | CLOSED | OPEN
2930 | ACC CURTAIN SPRAY CV ISOLATION | 02-VCND326 | U2 CONDENSATE CORNER AREA | no data | CLOSED | OPEN
2931 | ACC CURTAIN SPRAY CV BYPASS VALVE | 02-VCND327 | U2 CONDENSATE CORNER AREA | no data | CLOSED | OPEN
2932 | INSTRUMENT ISOLATION | 02-VCND328 |  | no data | CLOSED | OPEN
2933 | CONDENSATE PUMP "C" DISCHARGE ISOLATION | 02-VCND329 | U2 CONDENSATE PUMP AREA | no data | CLOSED | OPEN
2934 | CND PMP "C" SUCTION STRAINER VENT VALVE (ROOT) | 02-VCND330 | U2 CONDENSATE PUMP AREA | no data | OPEN | CLOSED
2935 | CND PUMP "B" VENT VALVE | 02-VCND333 | U2 CONDENSATE PUMP AREA | no data | OPEN | CLOSED
2936 | 2C CONDENSATE INLET PIT 551 ISO | 02-VCND335 | U2 2C COOLER AREA | no data | CLOSED | OPEN
2937 | LP ECONOMIZER INLET PIT 455B ISOLATION | 02-VCND337 | U2 EXHAUST STACK AREA | no data | CLOSED | OPEN
2938 | LP ECONOMIZER INLET PIT 455A ISOLATION | 02-VCND338 | U2 EXHAUST STACK AREA | no data | CLOSED | OPEN
2939 | CONDENSATE TO LP ECONOMIZER PIT 451A ISOLATION | 02-VCND339 | U2 EXHAUST STACK AREA | no data | CLOSED | OPEN
2940 | ECA COOLER LOOP RETURN VALVE ISOLATION | 02-VCND340 | U2 ECA COMPRESSOR AREA SOUTH SIDE | no data | CLOSED | OPEN
2941 | CONDENSATE TO ECA COOLER DRAIN VALVE | 02-VCND341 | U2 ECA COMPRESSOR AREA SOUTH SIDE | no data | OPEN | CLOSED
2942 | ECA PUMP "A" PDIT 592 SIO | 02-VCND342 | U2 ECA COOLER PUMP AREA | no data | CLOSED | OPEN
2943 | ECA COOLER LOOP RETURN VALVE ISOLATION | 02-VCND343 | U2 ECA COMPRESSOR AREA SOUTH SIDE | no data | CLOSED | OPEN
2944 | ECA COOLER CND OUTLET PI 515 ISOLATION | 02-VCND344 | U2 ECA COMPRESSOR AREA SOUTH SIDE | no data | CLOSED | OPEN
2945 | FROM ECA TO CND HEADER DRAIN VALVE | 02-VCND348 | U2 ECA COMPRESSOR AREA SOUTH SIDE | no data | OPEN | CLOSED
2946 | FROM CND HEADER TO ECA DRAIN VALVE | 02-VCND349 | U2 UNDER HRSG SOUTH END | no data | OPEN | CLOSED
2947 | ECA COOLER LOOP SUPPLY VALVE ISOLATION | 02-VCND352 | U2 UNDER HRSG SOUTH END | no data | CLOSED | OPEN
2948 | ECA PUMP "A" PDIT 592 SIO | 02-VCND357 | U2 ECA COOLER PUMP AREA | no data | CLOSED | OPEN
2949 | ECA COOLER PUMP DISCHARGE ISOLATION | 02-VCND359 | U2 ECA COOLER PUMP AREA | no data | CLOSED | OPEN
2950 | CND PMP "B" SUCTION STRAINER VENT VALVE (BLOCK) | 02-VCND360 | U2 CONDENSATE PUMP AREA | no data | OPEN | CLOSED
2951 | CND PMP "B" SUCTION STRAINER DRAIN VALVE | 02-VCND361 | U2 CONDENSATE PUMP AREA | no data | OPEN | CLOSED
2952 | IRON FILTER "B" DRAIN VALVE | 02-VCND362 | U2 CONDENSATE PUMP AREA | no data | OPEN | CLOSED
2953 | CRH VENTILATOR SPRAY DRAIN VALVE (AFTER CHECK) | 02-VCND363 | U2 CONDENSATE CORNER AREA OUTSIDE DECK | no data | OPEN | CLOSED
2954 | HP DRAINS TANK QUENCH TCV BYPASS VALVE | 02-VCND366 | U2 HP DRAINS PIT AREA | no data | OPEN | CLOSED
2955 | HP DRAINS TANK QUENCH TCV ISOLATION | 02-VCND367 | U2 HP DRAINS PIT AREA | no data | CLOSED | OPEN
2956 | CONDENSATE TO LP ECONOMIZER PIT 451B ISOLATION | 02-VCND375 | U2 HP DRAINS PIT AREA | no data | CLOSED | OPEN
2957 | CND RECIRC VENT VALVE (PIPE RACK) | 02-VCND376 | U2 PIPE RACK 1ST LEVEL | no data | OPEN | CLOSED
2958 | CND RECIRC LINE DRAIN (AFTER STRAINER) | 02-VCND377 | U2 CONDENSATE PUMP AREA | no data | OPEN | CLOSED
2959 | CND RECIRC LINE VENT (AFTER CV) | 02-VCND378 | U2 CONDENSATE TANK 2ND LEVEL | no data | OPEN | CLOSED
2960 | CND RECIRC LINE VENT (AFTER STRAINER) | 02-VCND379 | U2 CONDENSATE TANK 2ND LEVEL | no data | OPEN | CLOSED
2961 | DRAIN VALVE | 02-VCND380 | U2 OUTSIDE TURBINE BUILDING SOUTH SIDE (LADDER) | no data | OPEN | CLOSED
2962 | VENT VALVE | 02-VCND381 | U2 CONDENSATE CORNER AREA OUTSIDE DECK | no data | OPEN | CLOSED
2963 | GLAND STEAM CONDENSER VENT VALVE (CND IN) | 02-VCND400 | U2 GLAND STEAM CONDENSER AREA | no data | OPEN | CLOSED
2964 | GLAND STEAM CONDENSER VENT VALVE (CND OUT) | 02-VCND401 | U2 GLAND STEAM CONDENSER AREA | no data | OPEN | CLOSED
2965 | GLAND STEAM CONDENSER DRAIN VALVE (CND IN) | 02-VCND402 | U2 GLAND STEAM CONDENSER AREA | no data | OPEN | CLOSED
2966 | GLAND STEAM CONDENSER DRAIN VALVE (CND OUT) | 02-VCND403 | U2 GLAND STEAM CONDENSER AREA | no data | OPEN | CLOSED
2967 | CND RECIRC LINE STRAINER VENT | 02-VCND404 | U2 CONDENSATE TANK 2ND LEVEL | no data | OPEN | CLOSED
2968 | CURTAIN SPRAY LINE VENT | 02-VCND405 | U2 CURTAIN SPRAY AREA | no data | OPEN | CLOSED
2969 | LP GLAND STEAM DESUPERHEATER SPRAY STRAINER DRAIN | 02-VCND406 | U2 GLAND STEAM CONDENSER AREA | no data | OPEN | CLOSED
2970 | ECA COOLER CND OUTLET VENT VALVE | 02-VCND407 | U2 ECA COMPRESSOR AREA SOUTH SIDE (NEED LADDER) | no data | OPEN | CLOSED
2971 | ECA COOLER CND OUTLET DRAIN VALVE | 02-VCND408 | U2 ECA COMPRESSOR AREA SOUTH SIDE | no data | OPEN | CLOSED
2972 | FROM CND TO ECA VENT VALVE (AFTER CV) | 02-VCND410 | U2 UNDER HRSG SOUTH END | no data | OPEN | CLOSED
2973 | ECA PUMP COMMON DISCHARGE VENT VALVE | 02-VCND411 | U2 ECA COOLER PUMP AREA | no data | OPEN | CLOSED
2974 | ECA COOLER PUMP DRAIN | 02-VCND420 | U2 ECA COOLER PUMP AREA | no data | OPEN | CLOSED
2975 | ECA COOLER PUMP DRAIN | 02-VCND421 | U2 ECA COOLER PUMP AREA | no data | OPEN | CLOSED
2976 | ACC CND LOOP SEAL DRAIN VALVE | 02-VCND576 | U2 ACC LOOP SEAL AREA | no data | OPEN | CLOSED
2977 | ACC CND LOOP SEAL DRAIN VALVE | 02-VCND577 | U2 ACC LOOP SEAL AREA | no data | OPEN | CLOSED
2978 | HP EXHAUST DRIP LEG LS DRAIN ROOT VALVE | 02-VCRH101 | U2 TURBINE BLDG BASEMENT | no data | OPEN | CLOSED
2979 | CRH VENTILATOR LINE PIT 107A ROOT VALVE | 02-VCRH102 | U2 PIPE RACK ABOVE DRAINS TANKS | no data | CLOSED | OPEN
2980 | CRH VENTILATOR LINE PIT 107B ROOT VALVE | 02-VCRH103 | U2 PIPE RACK ABOVE DRAINS TANKS | no data | CLOSED | OPEN
2981 | CRH DRIP LEG LS ROOT VALVE (STMR BLDG) | 02-VCRH104 | U2 PLANT SOUTH OF INLET FILTER HOUSE | no data | CLOSED | OPEN
2982 | CRH DRIP LEG LS ROOT VALVE (STMR BLDG) | 02-VCRH105 | U2 PLANT SOUTH OF INLET FILTER HOUSE | no data | CLOSED | OPEN
2983 | CRH DRIP LEG LS ROOT VALVE (STMR BLDG) | 02-VCRH106 | U2 PLANT SOUTH OF INLET FILTER HOUSE | no data | CLOSED | OPEN
2984 | CRH DRIP LEG LS ROOT VALVE (STMR BLDG) | 02-VCRH107 | U2 PLANT SOUTH OF INLET FILTER HOUSE | no data | CLOSED | OPEN
2985 | HP EXHAUST DRIP LEG LS ROOT VALVE | 02-VCRH108 | U2 TURBINE BLDG BASEMENT | no data | CLOSED | OPEN
2986 | HP EXHAUST DRIP LEG LS ROOT VALVE | 02-VCRH109 | U2 TURBINE BLDG BASEMENT | no data | CLOSED | OPEN
2987 | HP EXHAUST DRIP LEG LS ROOT VALVE | 02-VCRH110 | U2 TURBINE BLDG BASEMENT | no data | CLOSED | OPEN
2988 | CRH DRIP LEG DRAIN (PIPE RACK) | 02-VCRH111 | U2 2ND LEVEL PIPE RACK DOWN LADDER | no data | OPEN | CLOSED
2989 | HP EXHAUST DRIP LEG LS ROOT VALVE | 02-VCRH112 | U2 TURBINE BLDG BASEMENT | no data | CLOSED | OPEN
2990 | CRH VENT BLOCK VALVE (SECOND PIPE RACK) | 02-VCRH115 |  | no data | OPEN | CLOSED
2991 | CRH DRIP LEG LS ROOT VALVE (PIPE RACK) | 02-VCRH117 | U2 2ND LEVEL PIPE RACK DOWN LADDER | no data | CLOSED | OPEN
2992 | CRH TO AXS VENT VALVE | 02-VCRH120 | U2 3RD LEVEL PIPE RACK | no data | OPEN | CLOSED
2993 | CRH TO AXS VENT VALVE | 02-VCRH121 | U2 3RD LEVEL PIPE RACK | no data | OPEN | CLOSED
2994 | CRH DRIP LEG LS ROOT VALVE (PIPE RACK) | 02-VCRH122 | U2 2ND LEVEL PIPE RACK DOWN LADDER | no data | CLOSED | OPEN
2995 | CRH DRIP LEG LS DRAIN ROOT VALVE (STMR BLDG) | 02-VCRH123 | U2 PLANT SOUTH OF INLET FILTER HOUSE | no data | OPEN | CLOSED
2996 | CRH DRIP LEG LS DRAIN ROOT VALVE (PIPE RACK) | 02-VCRH124 | U2 2ND LEVEL PIPE RACK DOWN LADDER | no data | OPEN | CLOSED
2997 | HP EXHAUST DRIP LEG LS DRAIN ROOT VALVE | 02-VCRH125 | U2 TURBINE BLDG BASEMENT | no data | OPEN | CLOSED
2998 | HP EXHAUST DRIP LEG DRAIN CV MANUAL ISOLATION | 02-VCRH127 |  | no data | CLOSED | OPEN
2999 | HP EXHAUST PIT 101 ROOT VALVE | 02-VCRH128 | U2 TURBINE BLDG | no data | CLOSED | OPEN
3000 | CRH DRIP LEG DRAIN CV ISOLATION (STMR BLDG) | 02-VCRH130 | U2 PLANT SOUTH OF INLET FILTER HOUSE | no data | CLOSED | OPEN
3001 | VENTILATOR VALVE BLOCK VALVE | 02-VCRH131 |  | no data | CLOSED | OPEN
3002 | HP EXHAUST DRIP LEG DRAIN ROOT VALVE | 02-VCRH133 | U2 PLANT SOUTH OF INLET FILTER HOUSE | no data | OPEN | CLOSED
3003 | HP EXHAUST DRIP LEG DRAIN BLOCK VALVE | 02-VCRH134 | U2 PLANT SOUTH OF INLET FILTER HOUSE | no data | OPEN | CLOSED
3004 | CRH DRIP LEG DRAIN BLOCK VALVE (STMR BLDG) | 02-VCRH135 | U2 PLANT SOUTH OF INLET FILTER HOUSE | no data | OPEN | CLOSED
3005 | HP EXHAUST DRIP LEG DRAIN BLOCK VALVE (STMR BLDG) | 02-VCRH136 | U2 2ND LEVEL PIPE RACK DOWN LADDER | no data | OPEN | CLOSED
3006 | CRH DRIP LEG LS ROOT VALVE (PIPE RACK) | 02-VCRH137 | U2 2ND LEVEL PIPE RACK DOWN LADDER | no data | CLOSED | OPEN
3007 | CRH DRIP LEG DRAIN ROOT VALVE (STMR BLDG) | 02-VCRH138 | U2 PLANT SOUTH OF INLET FILTER HOUSE | no data | CLOSED | OPEN
3008 | HP EXHAUST VENT ROOT VALVE | 02-VCRH139 | U2 TURBINE BLDG | no data | OPEN | CLOSED
3009 | CRH VENTILATOR LINE PIT 107A BLOCK VALVE | 02-VCRH141 | U2 PIPE RACK ABOVE DRAINS TANKS | no data | CLOSED | OPEN
3010 | CRH VENTILATOR LINE PIT 107B BLOCK VALVE | 02-VCRH142 | U2 PIPE RACK ABOVE DRAINS TANKS | no data | CLOSED | OPEN
3011 | HP EXHAUST PIT 101 BLOCK VALVE | 02-VCRH143 | U2 TURBINE BLDG | no data | CLOSED | OPEN
3012 | HP EXHAUST VENT BLOCK VALVE | 02-VCRH144 | U2 TURBINE BLDG | no data | OPEN | CLOSED
3013 | CRH DRIP LEG LS ROOT VALVE (PIPE RACK) | 02-VCRH146 | U2 2ND LEVEL PIPE RACK DOWN LADDER | no data | CLOSED | OPEN
3014 | CRH DRIP LEG LS DRAIN ROOT VALVE (PIPE RACK) | 02-VCRH147 | U2 3RD LEVEL PIPE RACK | no data | OPEN | CLOSED
3015 | CRH PT 124 ROOT VALVE (SECOND PIPE RACK) | 02-VCRH148 | U2 3RD LEVEL PIPE RACK | no data | CLOSED | OPEN
3016 | HP EXHAUST DRIP LEG LS DRAIN BLOCK VALVE | 02-VCRH150 | U2 TURBINE BLDG BASEMENT | no data | OPEN | CLOSED
3017 | HP EXHAUST DRIP LEG LS DRAIN BLOCK VALVE | 02-VCRH151 | U2 TURBINE BLDG BASEMENT | no data | OPEN | CLOSED
3018 | CRH DRIP LEG LS BLOCK VALVE (STMR BLDG) | 02-VCRH154 | U2 PLANT SOUTH OF INLET FILTER HOUSE | no data | CLOSED | OPEN
3019 | CRH DRIP LEG LS BLOCK VALVE (STMR BLDG) | 02-VCRH155 | U2 PLANT SOUTH OF INLET FILTER HOUSE | no data | CLOSED | OPEN
3020 | CRH DRIP LEG LS BLOCK VALVE (STMR BLDG) | 02-VCRH156 | U2 PLANT SOUTH OF INLET FILTER HOUSE | no data | CLOSED | OPEN
3021 | CRH DRIP LEG LS BLOCK VALVE (STMR BLDG) | 02-VCRH157 | U2 PLANT SOUTH OF INLET FILTER HOUSE | no data | CLOSED | OPEN
3022 | CRH DRIP LEG LS VENT/DRAIN VALVE (STMR BLDG) | 02-VCRH158 | U2 PLANT SOUTH OF INLET FILTER HOUSE | no data | OPEN | CLOSED
3023 | CRH VENT ROOT VALVE (SECOND PIPE RACK) | 02-VCRH159 | U2 3RD LEVEL PIPE RACK | no data | OPEN | CLOSED
3024 | CRH DRIP LEG LS DRAIN BLOCK VALVE (STMR BLDG) | 02-VCRH160 | U2 TURBINE BLDG BASEMENT | no data | OPEN | CLOSED
3025 | CRH DRIP LEG LS DRAIN BLOCK VALVE (STMR BLDG) | 02-VCRH161 | U2 TURBINE BLDG BASEMENT | no data | OPEN | CLOSED
3026 | CRH TO AXS VENT VALVE | 02-VCRH162 | U2 3RD LEVEL PIPE RACK | no data | OPEN | CLOSED
3027 | CRH VENT BLOCK VALVE (SECOND PIPE RACK) | 02-VCRH165 | U2 3RD LEVEL PIPE RACK | no data | CLOSED | OPEN
3028 | CRH PT 124 BLOCK VALVE (SECOND PIPE RACK) | 02-VCRH166 | U2 3RD LEVEL PIPE RACK | no data | CLOSED | OPEN
3029 | CRH DRIP LEG LS BLOCK VALVE (PIPE RACK) | 02-VCRH169 | U2 2ND LEVEL PIPE RACK DOWN LADDER | no data | CLOSED | OPEN
3030 | CRH DRIP LEG LS BLOCK VALVE (PIPE RACK) | 02-VCRH170 | U2 2ND LEVEL PIPE RACK DOWN LADDER | no data | CLOSED | OPEN
3031 | CRH DRIP LEG LS BLOCK VALVE (PIPE RACK) | 02-VCRH171 | U2 2ND LEVEL PIPE RACK DOWN LADDER | no data | CLOSED | OPEN
3032 | CRH DRIP LEG LS BLOCK VALVE (PIPE RACK) | 02-VCRH172 | U2 2ND LEVEL PIPE RACK DOWN LADDER | no data | CLOSED | OPEN
3033 | CRH DRIP LEG LS DRAIN BLOCK VALVE (PIPE RACK) | 02-VCRH173 | U2 2ND LEVEL PIPE RACK DOWN LADDER | no data | OPEN | CLOSED
3034 | CRH DRIP LEG LS DRAIN BLOCK VALVE (PIPE RACK) | 02-VCRH174 | U2 2ND LEVEL PIPE RACK DOWN LADDER | no data | OPEN | CLOSED
3035 | HP EXHAUST DRIP LEG LS BLOCK VALVE | 02-VCRH175 | U2 TURBINE BLDG BASEMENT | no data | CLOSED | OPEN
3036 | HP EXHAUST DRIP LEG LS BLOCK VALVE | 02-VCRH176 | U2 TURBINE BLDG BASEMENT | no data | CLOSED | OPEN
3037 | HP EXHAUST DRIP LEG LS BLOCK VALVE | 02-VCRH177 | U2 TURBINE BLDG BASEMENT | no data | CLOSED | OPEN
3038 | HP EXHAUST DRIP LEG LS BLOCK VALVE | 02-VCRH178 | U2 TURBINE BLDG BASEMENT | no data | CLOSED | OPEN
3039 | CRH TO AXS ISOLATION | 02-VCRH180 | U2 3RD LEVEL PIPE RACK | no data | CLOSED | OPEN
3040 | CRH TO AXS ISOLATION | 02-VCRH181 | U2 3RD LEVEL PIPE RACK | no data | CLOSED | OPEN
3041 | CRH TO AXS VENT VALVE | 02-VCRH182 | U2 3RD LEVEL PIPE RACK | no data | OPEN | CLOSED
3042 | CRH TO AXS ISOLATION | 02-VCRH183 | U2 3RD LEVEL PIPE RACK | no data | CLOSED | OPEN
3043 | CRH TO AXS ISOLATION | 02-VCRH184 | U2 3RD LEVEL PIPE RACK | no data | CLOSED | OPEN
3044 | HP EXHAUST DRIP LEG DRAIN ROOT VALVE (STMR BLDG) | 02-VCRH185 | U2 2ND LEVEL PIPE RACK DOWN LADDER | no data | OPEN | CLOSED
3045 | CRH VENT ROOT VALVE (SECOND PIPE RACK) | 02-VCRH186 |  | no data | OPEN | CLOSED
3046 | U2 WATER WASH SUMP INLET ISOLATION | 02-VCTP100 | U2 WATER WASH TANK PAD | no data | CLOSED | CLOSED
3047 | UNIT 2 ECA COOLER DRAIN VALVE (B) ISOLATION | 02-VCTP101 | U2 ECA COOLER AREA | no data | CLOSED | OPEN
3048 | DRAIN ISOLATION | 02-VCTP102 |  | no data | OPEN | CLOSED
3049 | UNIT 2 BLADE RING DRAIN ISOLATION | 02-VCTP103 | U2 TCA COOLER AREA | no data | OPEN | CLOSED
3050 | UNIT 2 ECA DRAIN MIST DEPARATOR DRAIN VALVE (B) ISOLATION | 02-VCTP104 | U2 ECA COOLER AREA | no data | OPEN | CLOSED
3051 | UNIT 2 BLADE COMBUSTOR ISOLATION | 02-VCTP105 | U2 TCA COOLER AREA | no data | CLOSED | OPEN
3052 | UNIT 2 ECA DRAIN MIST DEPARATOR DRAIN VALVE (A) ISOLATION | 02-VCTP106 | U2 ECA COOLER AREA | no data | OPEN | CLOSED
3053 | UNIT 2 ECA COOLER DRAIN VALVE (A) ISOLATION | 02-VCTP107 | U2 ECA COOLER AREA | no data | OPEN | CLOSED
3054 | UNIT 2 COOLING AIR COOLER (HIGH TEMP) DRAIN VALVE (B) ISOLATION | 02-VCTP108 | U2 TCA COOLER AREA | no data | OPEN | CLOSED
3055 | UNIT 2 COOLING AIR COOLER (HIGH TEMP) DRAIN VALVE (A) ISOLATION | 02-VCTP109 | U2 TCA COOLER AREA | no data | OPEN | CLOSED
3056 | UNIT 2 COOLING AIR COOLER (LOW TEMP) DRAIN VALVE (A) ISOLATION | 02-VCTP110 | U2 TCA COOLER AREA | no data | OPEN | CLOSED
3057 | UNIT 2 COOLING AIR COOLER (LOW TEMP) DRAIN VALVE (B) ISOLATION | 02-VCTP111 | U2 TCA COOLER AREA | no data | OPEN | CLOSED
3058 | UNIT 2 2C COOLER DRAIN VALVE ISOLATION | 02-VCTP113 | U2 2C COOLER AREA | no data | OPEN | CLOSED
3059 | DRAIN ISOLATION | 02-VCTP114 | U2 2C COOLER AREA | no data | OPEN | CLOSED
3060 | DRAIN ISOLATION | 02-VCTP115 | U2 TURBINE EXHAUST AREA (LADDER) | no data | OPEN | CLOSED
3061 | DRAIN ISOLATION | 02-VCTP116 | U2 TURBINE EXHAUST AREA (LADDER) | no data | OPEN | CLOSED
3062 | COOLING AIR TO FUEL GAS NOZZLE ISOLATION | 02-VCTP117 | U2 COOLING AIR N.W. TURBINE BUILDING (LADDER) | no data | CLOSED | OPEN
3063 | DRAIN ISOLATION | 02-VCTP120 |  | no data | OPEN | CLOSED
3064 | DRAIN ISOLATION | 02-VCTP146 |  | no data | OPEN | CLOSED
3065 | DRAIN ISOLATION | 02-VCTP179 |  | no data | OPEN | CLOSED
3066 | DRAIN ISOLATION | 02-VCTP180 |  | no data | OPEN | CLOSED
3067 | DRAIN ISOLATION | 02-VCTP181 |  | no data | OPEN | CLOSED
3068 | DRAIN ISOLATION | 02-VCTP182 |  | no data | OPEN | CLOSED
3069 | DRAIN ISOLATION | 02-VCTP183 |  | no data | OPEN | CLOSED
3070 | INSTRUMENT ISOLATION | 02-VCTP185 |  | no data | CLOSED | OPEN
3071 | UNIT 2 WATER WASH TANK INLET ISOLATION | 02-VCTP200 | U2 SOUTH TURBINE BLDG | no data | CLOSED | OPEN
3072 | INSTRUMENT ISOLATION | 02-VCTP219 | U2 SOUTH TURBINE BLDG | no data | CLOSED | OPEN
3073 | UNIT 2 ON LINE WASH SUPPLY ISOLATION AT CT PACKAGE | 02-VCTP221 | U2 SOUTH TURBINE BLDG | no data | CLOSED | CLOSED
3074 | UNIT 2 ON LINE WASH CLEANING 3 WAY VALVE | 02-VCTP223 | U2 SOUTH TURBINE BLDG | no data | CLOSED | CLOSED
3075 | UNIT 2 ON LINE WASH SUPPLY ISOLATION AT WW SKID | 02-VCTP225 | U2 SOUTH TURBINE BLDG | no data | CLOSED | CLOSED
3076 | INSTRUMENT ISOLATION | 02-VCTP229 | U2 SOUTH TURBINE BLDG | no data | CLOSED | OPEN
3077 | UNIT 2 OFF LINE WASH SUPPLY ISOLATION AT CT PACKAGE | 02-VCTP231 | U2 SOUTH TURBINE BLDG | no data | CLOSED | CLOSED
3078 | UNIT 2 OFF LINE WASH CLEANING 3 WAY VALVE | 02-VCTP233 | U2 SOUTH TURBINE BLDG | no data | CLOSED | CLOSED
3079 | UNIT 2 OFF LINE WASH SUPPLY ISOLATION AT WW SKID | 02-VCTP235 | U2 SOUTH TURBINE BLDG | no data | CLOSED | CLOSED
3080 | CALCITE FILTER SUPPLY CHECK | 02-VDWS100 | U2 SOUTH TURBINE BLDG | no data | CLOSED | OPEN
3081 | U2 CALCITE INSTRUMENT ISOLATION | 02-VDWS101 | UNIT 2 CALCITE SKID AREA | no data | CLOSED | OPEN
3082 | U2 EVAP COOLER SUPPLY ISOLATION | 02-VDWS104 | U2 CALCITE SKID AREA | no data | CLOSED | OPEN
3083 | U2 LP STEAM DRAINS PUMP VENT | 02-VDWS105 | U2 CONDENSATE DEAERATOR AREA | no data | OPEN | CLOSED
3084 | CALCITE FILTER ISOLATION | 02-VDWS106 | U2 CALCITE SKID AREA | no data | CLOSED | OPEN
3085 | CALCITE FILTER CO2 INJECTION MODULE ISOLATION | 02-VDWS107 | U2 CALCITE SKID AREA | no data | CLOSED | OPEN
3086 | U2 CALCITE DRAIN | 02-VDWS108 | U2 CALCITE SKID AREA | no data | OPEN | CLOSED
3087 | U2 CALCITE INSTRUMENT ISOLATION | 02-VDWS109 | U2 CALCITE SKID AREA | no data | CLOSED | OPEN
3088 | U2 CALCITE INSTRUMENT ISOLATION | 02-VDWS110 | U2 CALCITE SKID AREA | no data | CLOSED | OPEN
3089 | UNIT 2 SAMPLE PANEL SUPPLY ISOLATION | 02-VDWS202 | U2 SAMPLE PANEL BLDG | no data | CLOSED | OPEN
3090 | UNIT 2 PHOSPHATE DILUTION SUPPLY ISOLATION | 02-VDWS203 | U2 CHEM SHACK | no data | CLOSED | CLOSED
3091 | VENT | 02-VDWS204 |  | no data | OPEN | CLOSED
3092 | WATER WASH SKID ISOLATION | 02-VDWS205 | U2 SOITH TURBINE BLDG | no data | CLOSED | OPEN
3093 | U2 CCW INSTRUMENT ISOLATION | 02-VDWS614 | U2 CCW HEAD TANK AREA | no data | CLOSED | OPEN
3094 | U2 CCW INSTRUMENT ISOLATION | 02-VDWS615 | U2 CCW HEAD TANK AREA | no data | CLOSED | OPEN
3095 | CCW HEAD TANK SUPPLY CHECK | 02-VDWS616 | U2 DUCT BURNER SKID AREA | no data | CLOSED | OPEN
3096 | CCW HEAD TANK ISOLATION | 02-VDWS617 | U2 DUCT BURNER SKID AREA | no data | CLOSED | OPEN
3097 | U2 CCW DEMIN WATER MAKE UP | 02-VDWS620 | U2 CCW HEAD TANK AREA | no data | CLOSED | OPEN
3098 | U2 MAKE UP VALVE BYPASS | 02-VDWS636 | U2 CONDENSATE DEAERATOR AREA | no data | CLOSED | OPEN
3099 | U2 MAKE UP CONTROL VALVE MANUAL ISOLATION | 02-VDWS638 | U2 CONDENSATE DEAERATOR AREA | no data | CLOSED | OPEN
3100 | U2 MAKE UP CONTROL VALVE MANUAL ISOLATION | 02-VDWS639 | U2 CONDENSATE DEAERATOR AREA | no data | CLOSED | OPEN
3101 | U2 MAKE UP CONTROL VALVE MANUAL ISOLATION | 02-VDWS641 | U2 CONDENSATE DEAERATOR AREA | no data | CLOSED | OPEN
3102 | U2 MAKE UP CONTROL VALVE MANUAL ISOLATION | 02-VDWS642 | U2 CONDENSATE DEAERATOR AREA | no data | CLOSED | OPEN
3103 | U2 MAKE WATER DRAIN VALVE | 02-VDWS643 | U2 CONDENSATE DEAERATOR AREA | no data | OPEN | CLOSED
3104 | U2 MAKE WATER DRAIN VALVE | 02-VDWS648 | U2 CONDENSATE DEAERATOR AREA | no data | OPEN | CLOSED
3105 | U2 GAS FLOW METER INLET | 02-VFGS113 | U2 PERFORMACE HEATER AREA | no data | CLOSED | OPEN
3106 | N2 PURGE ISOLATION | 02-VFGS115 | U2 PIPE RACK 1ST LEVEL MIDDLE AREA | no data | OPEN | CLOSED
3107 | U2 GAS SUPPLY VENT | 02-VFGS116 | U2 PERFORMACE HEATER AREA | no data | OPEN | CLOSED
3108 | U2 DUCT BURNER SKID VENT | 02-VFGS120 | U2 DUCT BURNER SKID AREA | no data | OPEN | CLOSED
3109 | FLOW METER BYPASS | 02-VFGS122 | U2 PERFORMACE HEATER AREA | no data | CLOSED | OPEN
3110 | EMERGENCY VENT VALVE BYPASS | 02-VFGS123 | U2 PIPE RACK 1ST LEVEL MIDDLE AREA | no data | CLOSED | CLOSED
3111 | TO GT EMERGENCY SHUT OFF VALVE | 02-VFGS124 | U2 PERFORMACE HEATER AREA | no data | CLOSED | OPEN
3112 | U2 PERFORMACE HEATER DRAIN | 02-VFGS128 | U2 PERFORMACE HEATER AREA | no data | OPEN | CLOSED
3113 | PERFORMANCE HEATER TO EMERGENCY VENT VALVE | 02-VFGS130 | U2 PIPE RACK 1ST LEVEL MIDDLE AREA | no data | CLOSED | OPEN
3114 | U2 PERFORMACE HEATER DRAIN | 02-VFGS134 | U2 PERFORMACE HEATER AREA | no data | OPEN | CLOSED
3115 | U2 INSTRUMENT GAS BLOCK VALVE | 02-VFGS140 | U2 PIPE RACK 1ST LEVEL MIDDLE AREA | no data | CLOSED | OPEN
3116 | U2 INSTRUMENT GAS BLOCK VALVE | 02-VFGS141 | U2 PIPE RACK 1ST LEVEL MIDDLE AREA | no data | CLOSED | OPEN
3117 | U2 GAS INLET N2 PURGE | 02-VFGS143 | U2 PIPE RACK 1ST LEVEL MIDDLE AREA | no data | OPEN | CLOSED
3118 | U2 GAS INLET INSTRUMENTATION BLOCK VALVE | 02-VFGS147 | U2 GAS PURGE CREDIT VALVE AREA | no data | CLOSED | OPEN
3119 | U2 GAS INLET INSTRUMENTATION BLOCK VALVE | 02-VFGS148 | U2 GAS PURGE CREDIT VALVE AREA | no data | CLOSED | OPEN
3120 | U2 GAS INLET INSTRUMENTATION BLOCK VALVE | 02-VFGS157 | U2 GAS PURGE CREDIT VALVE AREA | no data | CLOSED | OPEN
3121 | U2 GAS INLET INSTRUMENTATION BLOCK VALVE | 02-VFGS158 | U2 GAS PURGE CREDIT VALVE AREA | no data | CLOSED | OPEN
3122 | GAS TURBINE FUEL GAS CARTRIDGE FILTER INLET | 02-VFGS174 | U2 FUEL GAS CARTRIDGE FILTER | no data | CLOSED | OPEN
3123 | U2 DUCT BURNER CONTROL VALVE MANUAL ISOLATION | 02-VFGS176 | U2 DUCT BURNER SKID AREA | no data | CLOSED | OPEN
3124 | U2 GAS TURBINE ENCLOUSRE FUEL VENT | 02-VFGS177 | U2 PIPE RACK 1ST LEVEL MIDDLE AREA | no data | OPEN | CLOSED
3125 | U2 GAS TURBINE ENCLOUSRE FUEL VENT | 02-VFGS178 | U2 PIPE RACK 1ST LEVEL MIDDLE AREA | no data | OPEN | CLOSED
3126 | U2 DUCT BURNER CONTROL VALVE MANUAL ISOLATION | 02-VFGS179 | U2 DUCT BURNER SKID AREA | no data | CLOSED | OPEN
3127 | U2 GAS TURBINE ENCLOUSRE FUEL VENT | 02-VFGS184 | U2 PIPE RACK 1ST LEVEL MIDDLE AREA | no data | OPEN | CLOSED
3128 | FUEL GAS PURGE CREDIT SHUT OFF VALVE A | 02-VFGS192 | U2 GAS PURGE CREDIT VALVE AREA | no data | CLOSED | OPEN
3129 | U2 FUEL GAS INLET VENT | 02-VFGS193 | U2 GAS PURGE CREDIT VALVE AREA (NEED LADDER) | no data | OPEN | CLOSED
3130 | U2 DUCT BURNER SKID VENT | 02-VFGS217 | U2 DUCT BURNER SKID AREA | no data | OPEN | CLOSED
3131 | HP STEAM PIT 121A ROOT VALVE (BEFORE STOP) | 02-VHPS100 | U2 STEP OVER DRAIN AREA | no data | CLOSED | OPEN
3132 | HP STEAM PIT 121A BLOCK VALVE (BEFORE STOP) | 02-VHPS101 | U2 STEP OVER DRAIN AREA | no data | CLOSED | OPEN
3133 | HP STEAM PIT 121B ROOT VALVE (BEFORE STOP) | 02-VHPS102 | U2 STEP OVER DRAIN AREA | no data | CLOSED | OPEN
3134 | HP STEAM PIT 121B BLOCK VALVE (BEFORE STOP) | 02-VHPS103 | U2 STEP OVER DRAIN AREA | no data | CLOSED | OPEN
3135 | HP STEAM VENT ROOT VALVE (BEFORE STOP) | 02-VHPS106 | U2 STEP OVER DRAIN AREA | no data | OPEN | CLOSED
3136 | HP STEAM VENT BLOCK VALVE (BEFORE STOP) | 02-VHPS107 | U2 STEP OVER DRAIN AREA | no data | OPEN | CLOSED
3137 | HP DRIP LEG DRAIN CV ISOLATION (STMR BLDG) | 02-VHPS108 | U2 STEP OVER DRAIN AREA | no data | CLOSED | OPEN
3138 | HP DRIP LEG DRAIN ROOT VALVE (STMR BLDG) | 02-VHPS109 | U2 STEP OVER DRAIN AREA | no data | OPEN | CLOSED
3139 | HP DRIP LEG DRAIN BLOCK VALVE (STMR BLDG) | 02-VHPS110 | U2 STEP OVER DRAIN AREA | no data | OPEN | CLOSED
3140 | HP STEAM VENT ROOT VALVE (PIPE RACK) | 02-VHPS111 | U2 PIPE RACK 3RD LEVEL | no data | OPEN | CLOSED
3141 | HP STEAM VENT BLOCK VALVE (PIPE RACK) | 02-VHPS112 | U2 PIPE RACK 3RD LEVEL | no data | OPEN | CLOSED
3142 | HP STEAM PIT 101A ROOT VALVE (PIPE RACK) | 02-VHPS113 | U2 PIPE RACK 3RD LEVEL NORTH SIDE | no data | CLOSED | OPEN
3143 | HP STEAM PIT 101A BLOCK VALVE (PIPE RACK) | 02-VHPS114 | U2 PIPE RACK 3RD LEVEL NORTH SIDE | no data | CLOSED | OPEN
3144 | HP STEAM PIT 101B ROOT VALVE (PIPE RACK) | 02-VHPS115 | U2 PIPE RACK 3RD LEVEL NORTH SIDE | no data | CLOSED | OPEN
3145 | HP STEAM PIT 101B BLOCK VALVE (PIPE RACK) | 02-VHPS116 | U2 PIPE RACK 3RD LEVEL NORTH SIDE | no data | CLOSED | OPEN
3146 | HP STEAM BYPASS PIT 110A ROOT VALVE (PIPE RACK) | 02-VHPS119 | U2 PIPE RACK 2ND LEVEL MIDDLE | no data | CLOSED | OPEN
3147 | HP STEAM BYPASS PIT 110A BLOCK VALVE (PIPE RACK) | 02-VHPS120 | U2 PIPE RACK 2ND LEVEL MIDDLE | no data | CLOSED | OPEN
3148 | HP STEAM BYPASS PIT 110B ROOT VALVE (PIPE RACK) | 02-VHPS121 | U2 PIPE RACK 2ND LEVEL MIDDLE | no data | CLOSED | OPEN
3149 | HP STEAM BYPASS PIT 110B BLOCK VALVE (PIPE RACK) | 02-VHPS122 | U2 PIPE RACK 2ND LEVEL MIDDLE | no data | CLOSED | OPEN
3150 | HP STEAM PIT 105A BLOCK VALVE (PIPE RACK) | 02-VHPS123 | U2 PIPE RACK 3RD LEVEL | no data | CLOSED | OPEN
3151 | HP STEAM PIT 105A ROOT VALVE (PIPE RACK) | 02-VHPS124 | U2 PIPE RACK 3RD LEVEL | no data | CLOSED | OPEN
3152 | HP STEAM PIT 105B BLOCK VALVE (PIPE RACK) | 02-VHPS125 | U2 PIPE RACK 3RD LEVEL | no data | CLOSED | OPEN
3153 | HP STEAM PIT 105C BLOCK VALVE (PIPE RACK) | 02-VHPS126 | U2 PIPE RACK 3RD LEVEL | no data | CLOSED | OPEN
3154 | HP STEAM PIT 105C ROOT VALVE (PIPE RACK) | 02-VHPS127 | U2 PIPE RACK 3RD LEVEL | no data | CLOSED | OPEN
3155 | COLD REHEAT VENT ISOLATION VALVE | 02-VHPS128 | U2 PIPE RACK 3RD LEVEL | no data | OPEN | CLOSED
3156 | COLD REHEAT VENT ISOLATION VALVE | 02-VHPS129 | U2 PIPE RACK 3RD LEVEL | no data | OPEN | CLOSED
3157 | HP STEAM PIT 105A ROOT VALVE (PIPE RACK) | 02-VHPS130 | U2 PIPE RACK 3RD LEVEL | no data | CLOSED | OPEN
3158 | HP STEAM BYPASS WARMUP LINE VENT ROOT | 02-VHPS137 | U2 UPPER PIPE RACK 3RD LEVEL SOUTH SIDE | no data | OPEN | CLOSED
3159 | HP STEAM BYPASS WARMUP LINE VENT BLOCK | 02-VHPS138 | U2 UPPER PIPE RACK 3RD LEVEL SOUTH SIDE | no data | OPEN | CLOSED
3160 | HRH STEAM PIT 105A ROOT (BEFORE STOP VALVE) | 02-VHRH100 | U2 PIPE RACK 3RD LEVEL | no data | CLOSED | OPEN
3161 | HRH STEAM LINE VENT ROOT | 02-VHRH101 |  | no data | OPEN | CLOSED
3162 | HRH STEAM PIT 105A BLOCK (BEFORE STOP VALVE) | 02-VHRH102 | U2 STEP OVER DRAIN AREA | no data | CLOSED | OPEN
3163 | HRH STEAM PIT 105B ROOT (BEFORE STOP VALVE) | 02-VHRH103 | U2 STEP OVER DRAIN AREA | no data | CLOSED | OPEN
3164 | HRH STEAM PIT 105B BLOCK (BEFORE STOP VALVE) | 02-VHRH104 | U2 STEP OVER DRAIN AREA | no data | CLOSED | OPEN
3165 | VENT/DRAIN/INSTRUMENTATION ROOT VALVE | 02-VHRH105 | U2 STEP OVER DRAIN AREA | no data | CLOSED | OPEN
3166 | HRH STEAM PIT 105C BLOCK (BEFORE STOP VALVE) | 02-VHRH106 | U2 STEP OVER DRAIN AREA | no data | CLOSED | OPEN
3167 | HRH STEAM LINE VENT BLOCK | 02-VHRH107 |  | no data | OPEN | CLOSED
3168 | HRH STEAM LINE VENT (STEAMER BUILDING) ROOT | 02-VHRH108 |  | no data | OPEN | CLOSED
3169 | HRH STEAM LINE VENT (STEAMER BUILDING) BLOCK | 02-VHRH109 |  | no data | OPEN | CLOSED
3170 | HRH DRIP LEG DRAIN CV MANUAL ISO (STEAMER BUILDING) | 02-VHRH110 | U2 STEP OVER DRAIN AREA | no data | CLOSED | OPEN
3171 | 01-IKS-HRH100F ISOLATION VALVE | 02-VHRH111 | U2 STEP OVER DRAIN AREA | no data | CLOSED | OPEN
3172 | HRH WARMING LINE VENT BLOCK | 02-VHRH113 | U2 STEP OVER DRAIN AREA | no data | OPEN | CLOSED
3173 | HRH WARMING LINE VENT ROOT | 02-VHRH114 | U2 STEP OVER DRAIN AREA | no data | OPEN | CLOSED
3174 | HRH BYPASS WARMING LINE ISOLATION | 02-VHRH115 | U2 STEP OVER DRAIN AREA | no data | CLOSED | OPEN
3175 | HRH BYPASS WARMING LINE ISOLATION | 02-VHRH116 | U2 STEP OVER DRAIN AREA | no data | CLOSED | OPEN
3176 | HRH LINE DRIP LEG DRAIN BLOCK (STEAMER BUILDNIG) | 02-VHRH120 |  | no data | OPEN | CLOSED
3177 | HRH STEAM PIT 105C ROOT (BEFORE STOP VALVE) | 02-VHRH121 | U2 STEP OVER DRAIN AREA | no data | CLOSED | OPEN
3178 | HRH BYPASS PIT 110A ISOLATION | 02-VHRH125 | U2 OUTSIDE ON DECK CONDENSATE CORNER | no data | CLOSED | OPEN
3179 | HRH BYPASS PIT 110B ISOLATION | 02-VHRH126 | U2 OUTSIDE ON DECK CONDENSATE CORNER | no data | CLOSED | OPEN
3180 | HRH PIT 101A ROOT (PIPE RACK) | 02-VHRH135 | U2 PIPE PACK 3RD LEVEL NORTH SIDE | no data | CLOSED | OPEN
3181 | HRH PIT 101A BLOCK (PIPE RACK) | 02-VHRH136 | U2 PIPE PACK 3RD LEVEL NORTH SIDE | no data | CLOSED | OPEN
3182 | HRH LINE DRIP LEG DRAIN ROOT (STEAMER BUILDNIG) | 02-VHRH137 |  | no data | OPEN | CLOSED
3183 | HRH PIT 101B ROOT (PIPE RACK) | 02-VHRH187 | U2 PIPE PACK 3RD LEVEL NORTH SIDE | no data | CLOSED | OPEN
3184 | HRH PIT 101B BLOCK (PIPE RACK) | 02-VHRH188 | U2 PIPE PACK 3RD LEVEL NORTH SIDE | no data | CLOSED | OPEN
3185 | INA SUPPLY VALVE TO 01MBH06AA732 | 02-VINA100 | U2 ECA COMPRESSOR SOUTH SIDE | no data | CLOSED | OPEN
3186 | INA SUPPLY VALVE TO VACUUM PUMP SKID A | 02-VINA101 | U2 VACUUM PUMP AREA WEST SIDE | no data | CLOSED | OPEN
3187 | INA SUPPLY VALVE TO 01MBH06AA761 | 02-VINA102 | U2 ECA COMPRESSOR AREA UPPER PLATFORM | no data | CLOSED | OPEN
3188 | INA SUPPLY VALVE TO ACC CONDENSATE HEADER LINE | 02-VINA103 | U2 CONDENSATE TANK AREA | no data | CLOSED | OPEN
3189 | INA SUPPLY VALVE TO 01-YV-BDN321 | 02-VINA104 | WASTE WATER TANK AREA | no data | CLOSED | OPEN
3190 | INA DRAIN VALVE | 02-VINA105 | U2 HP DRAINS PIT AREA | no data | OPEN | CLOSED
3191 | INA DRAIN VALVE | 02-VINA106 | U2 SCR SKID AREA NORTH SIDE | no data | OPEN | CLOSED
3192 | INA DRAIN VALVE | 02-VINA107 | U2 DUCT BURNER SKID AREA | no data | OPEN | CLOSED
3193 | INA SUPPLY VALVE TO 01-TCV-BFW749 | 02-VINA108 | U2 PIPE RACK 3RD LEVEL | no data | CLOSED | OPEN
3194 | INA SUPPLY VALVE TO 01-TCV-BFW761 | 02-VINA109 | U2 PIPE RACK 3RD LEVEL NORTH SIDE | no data | CLOSED | OPEN
3195 | INA SUPPLY VALVE TO 01-TCV-CCW181 | 02-VINA110 | U2 CCW PUMP AREA | no data | CLOSED | OPEN
3196 | INA SUPPLY VALVE TO 01-YV-BFW745 | 02-VINA111 | U2 PIPE RACK 3RD LEVEL NORTH SIDE | no data | CLOSED | OPEN
3197 | INA SUPPLY VALVE 01MBH05AA752 | 02-VINA112 | U2 TCA COOLER AREA | no data | CLOSED | OPEN
3198 | INA SUPPLY VALVE TO 01-TCV-BFW757 | 02-VINA113 | U2 PIPE RACK 2ND LEVEL MIDDLE | no data | CLOSED | OPEN
3199 | INA SUPPLY VALVE | 02-VINA114 | U2 TCA COOLER AREA | no data | CLOSED | OPEN
3200 | INA SUPPLY VALVE TO CT BUILDING | 02-VINA115 | U2 CT EXHAUST AREA WEST SIDE | no data | CLOSED | OPEN
3201 | AIR SUPPLY OVERPRESSURE PROTECTION | 02-VINA116 |  | no data | CLOSED | OPEN
3202 | AIR SUPPLY TO 01-YV-BFW757 | 02-VINA117 | U2 PIPE RACK 3RD LEVEL NORTH SIDE | no data | CLOSED | OPEN
3203 | AIR SUPPLY OVERPRESSURE PROTECTION | 02-VINA118 |  | no data | CLOSED | OPEN
3204 | INA SUPPLY VALVE TO 01MBH06AA715 | 02-VINA119 | U2 ECA COMPRESSOR AREA WEST SIDE | no data | CLOSED | OPEN
3205 | INA SUPPLY VALVE TO 01-YV-BFW309 | 02-VINA120 | U2 PIPE RACK 1ST LEVEL MIDDLE AREA | no data | CLOSED | OPEN
3206 | INA SUPPLY VALVE TO 01-YV-BFW319 | 02-VINA121 | U2 PIPE RACK 1ST LEVEL MIDDLE AREA | no data | CLOSED | OPEN
3207 | INA SUPPLY VALVE TO 01-PCV-CCW191 | 02-VINA122 | U2 CCW PUMP AREA | no data | CLOSED | OPEN
3208 | INA SUPPLY VALVE TO 01-WDR-PNL-02 | 02-VINA123 | WASTE WATER TANK AREA | no data | CLOSED | OPEN
3209 | INA SUPPLY VALVE TO UNIT 1 BLOW DOWN AREA | 02-VINA124 | U2 HP DRAINS PIT AREA | no data | CLOSED | OPEN
3210 | INA SUPPLY VALVE TO 01-TCV-BFW736 | 02-VINA125 | U2 PIPE RACK 2ND LEVEL MIDDLE | no data | CLOSED | OPEN
3211 | INA SUPPLY VALVE TO 01MBH06AA732 | 02-VINA126 | U2 ECA COMPRESSOR SOUTH SIDE | no data | CLOSED | OPEN
3212 | INA SUPPLY VALVE TO 01-TCV-BFW716 | 02-VINA127 | U2 PIPE RACK 3RD LEVEL SOUTH SIDE | no data | CLOSED | OPEN
3213 | INA SUPPLY VALVE FOR HEADER | 02-VINA128 | U2 ECA COMPRESSOR AREA | no data | CLOSED | OPEN
3214 | INA SUPPLY VALVE FOR 01-FCV-BFW343 VOLUME TANK | 02-VINA129 | U2 PIPE RACK 1ST LEVEL MIDDLE AREA | no data | CLOSED | OPEN
3215 | INA SUPPLY TO 01-AQA-SKD-01 | 02-VINA130 | U2 SCR SKID AREA | no data | CLOSED | OPEN
3216 | INA SUPPLY TO 01-ARM-SKD-01A | 02-VINA131 | U2 VACUUM PUMP AREA | no data | CLOSED | OPEN
3217 | INA SUPPLY TO 01-ARM-SKD-01A | 02-VINA132 | U2 VACUUM PUMP AREA | no data | CLOSED | OPEN
3218 | INA SUPPLY VALVE TO 01-TCV-BFW735 VOLUME TANK | 02-VINA133 | U2 PIPE RACK 2ND LEVEL MIDDLE | no data | CLOSED | OPEN
3219 | INA SUPPLY TO 01-ARM-SKD-01B | 02-VINA134 | U2 VACUUM PUMP AREA | no data | CLOSED | OPEN
3220 | INA SUPPLY TO 01-PCV-CND423 | 02-VINA135 | U2 PIPE 1ST LEVEL NORTH SIDE | no data | CLOSED | OPEN
3221 | INA SUPPLY TO 01-TCV-CND718 | 02-VINA136 | U2 DRAINS HP DRAINS PIT | no data | CLOSED | OPEN
3222 | INA SUPPLY TO 01-ARM-SKD-01C | 02-VINA137 | U2 VACUUM PUMP AREA | no data | CLOSED | OPEN
3223 | INA SUPPLY TO 01-ARM-SKD-01C | 02-VINA138 | U2 VACUUM PUMP AREA | no data | CLOSED | OPEN
3224 | INA SUPPLY TO 01-PDR-PMP-01 | 02-VINA139 | U2 DRAINS PIT SUMP PUMP AREA | no data | CLOSED | OPEN
3225 | INA SUPPLY TO 01MBH06AA716 | 02-VINA140 | U2 ECA COMPRESSOR AREA | no data | CLOSED | OPEN
3226 | INA SUPPLY HEADER VALVE | 02-VINA141 | U2 ECA COMPRESSOR AREA | no data | CLOSED | OPEN
3227 | INA SUPPLY VALVE TO 01-YCV-HIS907 | 02-VINA142 | U2 SCR SKID AREA NORTH SIDE | no data | CLOSED | OPEN
3228 | INA SUPPLY TO 01-MBP-01AA721 | 02-VINA143 | U2 PURGE CREDIT VALVE AREA | no data | CLOSED | OPEN
3229 | INA SUPPLY TO 01-FGS-SKD-01 | 02-VINA144 | U2 DUCT BURNER CONTROL VALVES | no data | CLOSED | OPEN
3230 | INA SUPPLY TO 01MBP-01AA723 | 02-VINA145 | U2 PURGE CREDIT VALVE AREA | no data | CLOSED | OPEN
3231 | INA SUPPY TO 01-TCV-HBD901 | 02-VINA146 | U2 HRSG BLOW DOWN AREA | no data | CLOSED | OPEN
3232 | INA SUPPLY TO 01-MBP-01AA724 | 02-VINA147 | U2 PURGE CREDIT VALVE AREA | no data | CLOSED | OPEN
3233 | INA SUPPLY TO 01-MBP-01AA725 | 02-VINA148 | U2 PURGE CREDIT VALVE AREA | no data | CLOSED | OPEN
3234 | INA SUPPLY TO 01MBH06AA750 | 02-VINA149 | U2 SCR SKID AREA | no data | CLOSED | OPEN
3235 | INA SUPPLY TO 01MBH05AA751 | 02-VINA150 | U2 TCA COOLER AREA | no data | CLOSED | OPEN
3236 | INA CT CASING COOLING FAN DRAIN | 02-VINA151 | U2 CT CASING COOLING FAN AREA | no data | CLOSED | OPEN
3237 | INA SUPPLY TO 01-TCV-AXS371 | 02-VINA152 | U2 LP BLOW DOWN AREA | no data | CLOSED | OPEN
3238 | INA SUPPLY TO 01-LCV-HHS901 | 02-VINA153 | U2 HRSG STAIRS AREA | no data | CLOSED | OPEN
3239 | INA HEADER SUPPLY VALVE UNIT 1 STG BUILD | 02-VINA154 | U2 INSIDE BUILDING UNDER STEAM EXHAUST | no data | CLOSED | OPEN
3240 | INA HEADER DRAIN VALVE DRAINS PUMP | 02-VINA155 | U2 ST DRAINS TANK SUMP AREA | no data | CLOSED | OPEN
3241 | INA SUPPLY VALVE TO 01-CTG-PKG-01 | 02-VINA156 | U2 LUBE OIL LADDER AREA | no data | CLOSED | OPEN
3242 | INA SUPPLY VALVE TO 01-TCV-HHS801 | 02-VINA157 | U2 1ST LANDING ABOVE DUCT BURNER SKID | no data | CLOSED | OPEN
3243 | INA SUPPLY HEADER VALVE | 02-VINA158 | U2 TCA COOLER AREA | no data | CLOSED | OPEN
3244 | INA SUPPLY VALVE TO 01-PCV-HHS902 | 02-VINA159 | U2 LP DRUM AREA | no data | CLOSED | OPEN
3245 | INA SUPPLY VALVE TO VOLUME TANK 01-TCV-HLS903 | 02-VINA160 | U2 LP FEEDWATER HEATER AREA | no data | CLOSED | OPEN
3246 | INA SUPPLY VALVE TO VOLUME TANK 02-TCV-HLS904 | 02-VINA161 | U2 LP FEEDWATER HEATER AREA | no data | CLOSED | OPEN
3247 | INA SUPPLY VALVE TO VOLUME TANK 02-TCV-HLS902 | 02-VINA162 | U2 LP FEEDWATER HEATER AREA | no data | CLOSED | OPEN
3248 | INA SUPPLY VALVE TO VOLUME TANK 02-TCV-HLS902 | 02-VINA163 | U2 LP FEEDWATER HEATER AREA HRSG PLATFORM | no data | CLOSED | OPEN
3249 | INA SUPPLY TO 02-TCV-BFW735 | 02-VINA164 | U2 PIPE RACK 2ND LEVEL LOWER PLATFORM | no data | CLOSED | OPEN
3250 | INA SUPPLY VALVE TO 02MBH04AA712 | 02-VINA165 | U2 2C COOLER AREA | no data | CLOSED | OPEN
3251 | INA SUPPLY VALVE TO 02MBH06AA761 | 02-VINA166 | U2 ECA COMPRESSOR AREA | no data | CLOSED | OPEN
3252 | AIR SUPPLY OVERPRESSURE PROTECTION | 02-VINA167 | U2 ECA COMPRESSOR AREA | no data | CLOSED | OPEN
3253 | INA SUPPLY VAVLE TO 02-PCV-HIS902 | 02-VINA168 | U2 IP SPARGING LANDING | no data | CLOSED | OPEN
3254 | INA SUPPLY VALVE TO 02-PSV-INA100 | 02-VINA169 | U2 ECA COMPRESSOR AREA | no data | CLOSED | OPEN
3255 | INA SUPPLY VALVE TO 02-FCV-HHS902 | 02-VINA170 | U2 HP SPARGING AREA | no data | CLOSED | OPEN
3256 | INA SUPPLY TO 02-PSV-INA102 | 02-VINA171 | U2 ECA COMPRESSOR AREA NORTHSIDE | no data | CLOSED | OPEN
3257 | INA SUPPLY TO VOLUME TANK 02-PCV-HLS902 | 02-VINA172 | U2 HP SPARGING AREA | no data | CLOSED | OPEN
3258 | INA DRAIN FOR 02MBA11CQ002 | 02-VINA173 | U2 CT EXHAUST AREA (NEED SCAFFOLD) | no data | OPEN | CLOSED
3259 | INA SUPPLY VALVE TO 02-TCV-CND717 | 02-VINA174 | U2 HP DRAINS PIT AREA | no data | CLOSED | OPEN
3260 | INA SUPPLY VALVE TO 02-YV-STP131 | 02-VINA175 | U2 HP DRAINS PIT AREA | no data | CLOSED | OPEN
3261 | INA SUPPLY VALVE TO 02-YV-STP132 | 02-VINA176 | U2 HP DRAINS PIT AREA | no data | CLOSED | OPEN
3262 | AIR SUPPLY OVERPRESSURE PROTECTION TO 02QFF11-806 | 02-VINA177 | U2 ECA COMPRESSOR AREA NORTHSIDE | no data | CLOSED | OPEN
3263 | END USER ISOLATION | 02-VINA178 |  | no data | CLOSED | OPEN
3264 | INA DRAIN FOR 02MBH06AA761 | 02-VINA179 | U2 ECA COMPRESSOR AREA | no data | OPEN | CLOSED
3265 | INA DRAIN FOR 02MBH06AA762 | 02-VINA180 | U2 ECA COMPRESSOR AREA | no data | OPEN | CLOSED
3266 | AIR SUPPLY OVERPRESSURE PROTECTION TO 02QFF11-806 | 02-VINA181 | U2 ECA COMPRESSOR AREA | no data | CLOSED | OPEN
3267 | INA SUPPLY VALVE TO 02-MBP-02AA722 | 02-VINA182 | U2 PURGE CREDIT VALVE AREA | no data | CLOSED | OPEN
3268 | INA SUPPLY VALVE TO CEMS SHACK UNIT 1 | 02-VINA183 | U2 CEMS SHACK AREA | no data | CLOSED | OPEN
3269 | INA HEADER SUPPLY STUB UP | 02-VINA184 | U2 HRSG EAST OF ACC ELEC. ENCLOSURE | no data | CLOSED | CLOSED
3270 | AIR SUPPLY OVERPRESSURE PROTECTION TO 02QFF11-806 | 02-VINA185 | U2 ECA COMPRESSOR AREA | no data | CLOSED | OPEN
3271 | INA HEADER SUPPLY STUB UP | 02-VINA186 | U2 HRSG WEST OF ACC ELEC. ENCLOSURE | no data | CLOSED | CLOSED
3272 | INA DRAIN VALVE TO 02-FGS-SKD-02 | 02-VINA187 | U2 DUCT BURNER CONTROL VALVES AREA | no data | OPEN | CLOSED
3273 | INA SUPPLY VALVE TO 02-LCV-HHS902 | 02-VINA188 | U2 CONDENSATE AREA BY HRSG STAIRS | no data | CLOSED | OPEN
3274 | INA DRAIN VALVE FOR 02MBP02GH002 | 02-VINA189 | U2 AREA UNDER INLET INSIDE (LADDER) | no data | OPEN | CLOSED
3275 | UNIT 1 HEADER SUPPLY VALVETO SW STC BUILDING | 02-VINA190 | U2 GSU STEP UP AREA | no data | CLOSED | OPEN
3276 | INA DRAIN VALVE FOR PIPE RACK | 02-VINA191 | U2 ABOVE HRSG ELEC ENCLOSURE | no data | OPEN | CLOSED
3277 | INA SUPPLY VALVE TO 02-MBH-06AA714 | 02-VINA192 | U2 ECA COMPRESSORS SOUTH SIDE | no data | CLOSED | OPEN
3278 | INA SUPPLY HEADER VALVE TO UNIT 1 BOILER FEEDWATER CONTROL | 02-VINA193 | U2 PERFORMANCE HEATER AREA | no data | CLOSED | OPEN
3279 | INA DRAIN VALVE FOR 02-PCV-HHS902 | 02-VINA194 | U2 TOP HP SUPERHEATER UNDER GRATING | no data | OPEN | CLOSED
3280 | INA HEADER SUPPLY VALVE UNIT 1 HRSG WEST | 02-VINA195 | U2 PURGE CREDIT VALVE AREA | no data | CLOSED | OPEN
3281 | INA SUPPLY VALVE TO 02MBP02AA702 | 02-VINA196 | U2 PERFORMANCE HEATER AREA | no data | CLOSED | OPEN
3282 | INA SUPPLY VALVE TO 02MBA11CQ002 | 02-VINA197 |  | no data | CLOSED | OPEN
3283 | INA DRAIN VALVE FOR UNIT 1 HRSG AREA EAT OF ACC ELEC | 02-VINA198 | U2 HRSG AREA EAT OF ACC ELEC AREA | no data | OPEN | CLOSED
3284 | INA SUPPLY TO 02-ARM-SKD-02C | 02-VINA199 | U2 VACUUM PUMP AREA WESTSIDE | no data | CLOSED | OPEN
3285 | INA SUPPLY VALVE TO 02-PCV-HIS903 | 02-VINA200 |  | no data | CLOSED | OPEN
3286 | INA SUPPLY TO 02-YV-BFW409 | 02-VINA201 | U2 PERFORMANCE HEATER AREA | no data | CLOSED | OPEN
3287 | INA DRAIN VALVE FOR 02-PCV-HHS902 | 02-VINA202 | U2 HP DRUM AREA EASTSIDE UNDER GRATING | no data | OPEN | CLOSED
3288 | INA DRAIN VALVE FOR UNIT 1 HRSG PIPE RACK | 02-VINA203 | U2 HRSG WEST OF ACC ELEC. ENCLOSURE | no data | OPEN | CLOSED
3289 | INA DRAIN VALVE FOR 02MBH06AA750 | 02-VINA204 | U2 ECA COMPRESSOR AREA | no data | OPEN | CLOSED
3290 | INA SUPPLY VALVE FOR 02-LCV-DWS715 | 02-VINA205 | U2 CONDENSATE TANK AREA UPPER PLATFORM | no data | CLOSED | OPEN
3291 | INA SUPPLY VALVE TO UNIT 1 ENCLOSURE | 02-VINA206 | U2 WEST SIDE OF CT EXHAUST | no data | CLOSED | OPEN
3292 | INA SUPPLY VALVE TO UNIT 1 CT CASING COOLING AIR FAN | 02-VINA207 | U2 CASING COOLING AIR FAN | no data | CLOSED | OPEN
3293 | INA SUPPLY VALVE TO 02-TCV-AXS711 | 02-VINA208 | U2 CONDENSATE TANK AREA UPPER PLATFORM | no data | CLOSED | OPEN
3294 | INA SUPPLY VALVE TO 02-PCV-AXS713 | 02-VINA209 | U2 CONDENSATE TANK AREA UPPER PLATFORM | no data | CLOSED | OPEN
3295 | INA SUPPLY VALVE TO 02-FCV-BFW147 | 02-VINA210 | U2 CONDENSATE TANK AREA UPPER PLATFORM | no data | CLOSED | OPEN
3296 | INA SUPPLY VALVE TO 02-FCV-BFW475 | 02-VINA211 | U2 CONDENSATE TANK AREA UPPER PLATFORM | no data | CLOSED | OPEN
3297 | INA SUPPLY VALVE TO 02-YV-BFW705 | 02-VINA212 | U2 PIPE RACK 1ST LEVEL MIDDLE AREA | no data | CLOSED | OPEN
3298 | INA SUPPLY VALVE TO 02-ARM-SKD-02E | 02-VINA213 | U2 VACUUM PUMP AREA WESTSIDE | no data | CLOSED | OPEN
3299 | INA DRAIN VALVE FOR UNIT 1 SAMPLE PANEL | 02-VINA214 | U2 SAMPLE PANEL AREA OUTSIDE | no data | OPEN | CLOSED
3300 | INA SUPPLY VALVE TO 02-FCV-BFW187 | 02-VINA215 | U2 CONDENSATE TANK AREA UPPER PLATFORM | no data | CLOSED | OPEN
3301 | INA DRAIN VALVE FOR 02-PCV-HIS902 | 02-VINA216 | U2 BOILER FEED PUMP EAST SIDE UNDER GRATING | no data | CLOSED | OPEN
3302 | INA DRAIN VALVE FOR 02-LCV-HHS902 | 02-VINA217 | U2 HRSG STAIRS AREA | no data | CLOSED | OPEN
3303 | INA SUPPLY VALVE FOR UNIT 1 HRSG PIPE RACK | 02-VINA218 | U2 HRSG WEST OF ACC ELEC. ENCLOSURE | no data | CLOSED | OPEN
3304 | INA SUPPLY VALVE TO 02-YV-CND441 | 02-VINA219 | U2 HRSG STAIRS AREA | no data | CLOSED | OPEN
3305 | INA DRAIN VALVE FOR 02-LCV-HHS902 | 02-VINA220 | U2 HRSG STAIRS AREA | no data | CLOSED | OPEN
3306 | INA SUPPLY VALVE FOR UNIT 1 ST DRAINS PIT AREA | 02-VINA221 | U2 ST DRAINS PIT SUMP PUMP AREA | no data | CLOSED | OPEN
3307 | INA SUPPLY VALVE FOR UNIT 1 HRSG SOUTHWEST AREA | 02-VINA222 | U2 INLET AREA NORTHSIDE | no data | CLOSED | OPEN
3308 | INA SUPPLY VALVE FOR 02-FGS-SKD-03 | 02-VINA223 | U2 DUCT BURNER SKID AREA | no data | CLOSED | OPEN
3309 | INA SUPPLY VALVE TO 02-ARM-SKD-02D | 02-VINA224 | U2 VACUUM PUMP AREA WESTSIDE | no data | CLOSED | OPEN
3310 | INA DRAIN VALVE FOR 02-YV-CND441 | 02-VINA225 | U2 HRSG STAIRS AREA | no data | CLOSED | OPEN
3311 | INA SUPPLY VALVE TO 02-05AA-MBH-702 | 02-VINA226 | U2 CT ENCLOUSRE UPPER DECK EASTSIDE | no data | CLOSED | OPEN
3312 | INA SUPPLY VALVE TO 02-FCV-BFW359 | 02-VINA227 | U2 CONDENSATE TANK AREA UPPER PLATFORM | no data | CLOSED | OPEN
3313 | INA SUPPLY VALVE TO 02-FCV-CND331 | 02-VINA228 | U2 CONDENSATE TANK AREA UPPER PLATFORM | no data | CLOSED | OPEN
3314 | INA SUPPLY VALVE TO 02-YV-DWS719 | 02-VINA229 | U2 CONDENSATE TANK AREA UPPER PLATFORM | no data | CLOSED | OPEN
3315 | INA SUPPLY VALVE TO 02-YV-BFW445 | 02-VINA230 | U2 PERFORMANCE HEATER AREA | no data | CLOSED | OPEN
3316 | INA DRAIN FOR 02-YV-CND441 | 02-VINA231 | U2 HRSG STAIRS AREA | no data | CLOSED | CLOSED
3317 | INA SUPPLY VALVE TO 02-YV-BFW419 | 02-VINA232 | U2 PERFORMANCE HEATER AREA | no data | CLOSED | OPEN
3318 | INA SUPPLY VALVE TO 02-YV-BFW715 | 02-VINA233 | U2 PIPE RACK 3RD LEVEL SOUTH END | no data | CLOSED | OPEN
3319 | INA DRAIN FOR UNIT 1 CEMS SHACK | 02-VINA234 | U2 CEMS SHACK AREA | no data | CLOSED | CLOSED
3320 | INA SUPPLY VALVE TO 02-PCV-HPS100 | 02-VINA235 | U2 PIPE RACK 3RD LEVEL SOUTH END | no data | CLOSED | OPEN
3321 | INA SUPPLY VALVE TO 02-PCV-CRH715 | 02-VINA236 | U2 PIPE RACK 3RD LEVEL MIDDLE | no data | CLOSED | OPEN
3322 | INA SUPPLY VALVE TO 02-PCV-CRH700 | 02-VINA237 | U2 PIPE RACK 3RD LEVEL MIDDLE | no data | CLOSED | OPEN
3323 | INA SUPPLY VALVE TO 02-MBP-02AA711 | 02-VINA238 | U2 CT ENCLOUSRE WESTDIE | no data | CLOSED | OPEN
3324 | INA SUPPLY VALVE TO 02MBL03AA704 | 02-VINA239 | U2 PIPE RACK 1ST LEVEL MIDDLE AREA | no data | CLOSED | OPEN
3325 | INA SUPPLY VALVE TO 02-TCV-CND719 | 02-VINA240 | U2 CONDENSATE CORNER | no data | CLOSED | OPEN
3326 | INA SUPPLY VALVE TO 02-PCV-STP602F | 02-VINA242 | U2 CONDENSATE CORNER | no data | CLOSED | OPEN
3327 | INA SUPPLY VALVE TO 02-TV-HPS123 | 02-VINA246 | U2 CONDENSATE CORNER | no data | CLOSED | OPEN
3328 | INA SUPPLY VALVE FOR UNIT 1 GT GAS DVP PANEL | 02-VINA251 | UNIT 1 CT BUILDING OUTSIDE WALL PLATFORM | no data | CLOSED | OPEN
3329 | INA SUPPLY VALVE TO 01-LCV-HHS902 | 02-VINA254 | UNIT 1 HRSG STAIRS AREA | no data | CLOSED | OPEN
3330 | LP STEAM DRIP LEG LS 115 ISOLATION | 02-VLPS101 | U2 PLANT SW TURBINE BLDG | no data | CLOSED | OPEN
3331 | LP STEAM DRIP LEG | 02-VLPS102 | U2 PLANT SW TURBINE BLDG | no data | CLOSED | OPEN
3332 | LP STEAM DRIP LEG LS 115 ISOLATION | 02-VLPS103 | U2 PLANT SW TURBINE BLDG | no data | CLOSED | OPEN
3333 | LP STEAM DRIP LEG | 02-VLPS104 | U2 PLANT SW TURBINE BLDG | no data | CLOSED | OPEN
3334 | LP STEAM DRIP LEG | 02-VLPS106 | U2 PLANT SW TURBINE BLDG | no data | CLOSED | OPEN
3335 | LP STEAM DRIP LEG | 02-VLPS107 | U2 PLANT SW TURBINE BLDG | no data | CLOSED | OPEN
3336 | LP STEAM DRIP LEG | 02-VLPS108 | U2 PLANT SW TURBINE BLDG | no data | CLOSED | OPEN
3337 | DRIP LEG DRAIN | 02-VLPS109 | U2 PLANT SW TURBINE BLDG | no data | CLOSED | OPEN
3338 | LP STEAM DRIP LEG | 02-VLPS111 | U2 PLANT SW TURBINE BLDG | no data | CLOSED | OPEN
3339 | LP STEAM HEADER VENT | 02-VLPS112 | U2 INBETWEEN HRSG/PIPERACK (SCAFFOLD NEEDED) | no data | CLOSED | CLOSED
3340 | LP STEAM DRIP LEG | 02-VLPS123 | U2 PLANT SW TURBINE BLDG | no data | CLOSED | OPEN
3341 | LP STEAM HEADER PI ISOLATION | 02-VLPS142 | U2 LP STEAM HEADER (ENTERS BLDG) | no data | CLOSED | OPEN
3342 | LP STEAM BYPASS PIT LPS110B MANUAL ISO | 02-VLPS147 | U2 DRAINS TANK PIPERACK | no data | CLOSED | OPEN
3343 | VENT/DRAIN/INSTRUMENTATION ROOT VALVE | 02-VLPS149 |  | no data | CLOSED | CLOSED
3344 | VENT/DRAIN/INSTRUMENTATION ROOT VALVE | 02-VLPS150 |  | no data | CLOSED | CLOSED
3345 | DRIP LEG DRAIN | 02-VLPS151 |  | no data | CLOSED | OPEN
3346 | VENT/DRAIN/INSTRUMENTATION ROOT VALVE | 02-VLPS152 |  | no data | CLOSED | OPEN
3347 | VENT/DRAIN/INSTRUMENTATION ROOT VALVE | 02-VLPS161 |  | no data | CLOSED | OPEN
3348 | VENT/DRAIN/INSTRUMENTATION ROOT VALVE | 02-VLPS163 |  | no data | CLOSED | OPEN
3349 | VENT/DRAIN/INSTRUMENTATION ROOT VALVE | 02-VLPS164 |  | no data | CLOSED | OPEN
3350 | VENT/DRAIN/INSTRUMENTATION ROOT VALVE | 02-VLPS167 |  | no data | CLOSED | OPEN
3351 | VENT/DRAIN/INSTRUMENTATION ROOT VALVE | 02-VLPS169 |  | no data | CLOSED | OPEN
3352 | VENT/DRAIN/INSTRUMENTATION ROOT VALVE | 02-VLPS170 |  | no data | CLOSED | OPEN
3353 | VENT/DRAIN/INSTRUMENTATION ROOT VALVE | 02-VLPS171 |  | no data | CLOSED | OPEN
3354 | VENT/DRAIN/INSTRUMENTATION ROOT VALVE | 02-VLPS172 |  | no data | CLOSED | OPEN
3355 | VENT/DRAIN/INSTRUMENTATION ROOT VALVE | 02-VLPS173 |  | no data | CLOSED | OPEN
3356 | VENT/DRAIN/INSTRUMENTATION ROOT VALVE | 02-VLPS175 |  | no data | CLOSED | OPEN
3357 | VENT/DRAIN/INSTRUMENTATION ROOT VALVE | 02-VLPS177 |  | no data | CLOSED | OPEN
3358 | TRANSFORMER CONTAINMENT ISOLATION | 02-VPDR200 |  | no data | CLOSED | CLOSED
3359 | TRANSFORMER CONTAINMENT ISOLATION | 02-VPDR201 |  | no data | CLOSED | CLOSED
3360 | OWS INLET ISOLATION | 02-VPDR205 |  | no data | CLOSED | OPEN
3361 | TRENCH DRAIN CHECK/FLAPPER VALVE | 02-VPDR207 |  | no data | CLOSED | OPEN
3362 | TRENCH DRAIN CHECK/FLAPPER VALVE | 02-VPDR208 |  | no data | CLOSED | OPEN
3363 | TRENCH DRAIN CHECK/FLAPPER VALVE | 02-VPDR209 |  | no data | CLOSED | OPEN
3364 | UNIT 2 SAMPLE PANEL HP BLOWDOWN HEADER DRAIN ISOLATION VALVE | 02-VSMP100 |  | no data | OPEN | CLOSED
3365 | HP CONTROL VALVE HP STEM LEAK CHECK VALVE | 02-VSTP100 |  | no data | CLOSED | OPEN
3366 | HP STOP VALVE HP STEM LEAK CHECK VALVE | 02-VSTP101 |  | no data | CLOSED | OPEN
3367 | HP STEM LEAK TO CRH CHECK VALVE | 02-VSTP102 |  | no data | CLOSED | OPEN
3368 | HP STEM LEAK TO HP DRN TANK CHECK VALVE | 02-VSTP103 |  | no data | CLOSED | OPEN
3369 | HP STEAM INLET PIPE DRAIN MANUAL ISOLATION | 02-VSTP104 |  | no data | CLOSED | OPEN
3370 | CMV SEAT DRAIN MANUAL ISOLATION | 02-VSTP105 |  | no data | CLOSED | OPEN
3371 | IP STEAM INLET PIPE DRAIN MANUAL ISOLATION | 02-VSTP106 |  | no data | CLOSED | OPEN
3372 | CRV SEAT DRAIN MANUAL ISOLATION | 02-VSTP107 |  | no data | CLOSED | OPEN
3373 | LP STEAM STRAINER DRAIN MANUAL ISOLATION | 02-VSTP108 |  | no data | CLOSED | CLOSED
3374 | LP STEAM INLET PIPE DRAIN MANUAL ISOLATION | 02-VSTP109 |  | no data | CLOSED | CLOSED
3375 | INSTRUMENT | 02-VSTP110 |  | no data | CLOSED | OPEN
3376 | INSTRUMENT | 02-VSTP111 |  | no data | CLOSED | OPEN
3377 | INSTRUMENT | 02-VSTP112 |  | no data | CLOSED | OPEN
3378 | HP ST DRAINS TANK DRAIN ISOLATION | 02-VSTP113 |  | no data | CLOSED | CLOSED
3379 | DRAIN | 02-VSTP114 |  | no data | CLOSED | CLOSED
3380 | HP ST DRAINS TANK DRAIN ISOLATION | 02-VSTP115 |  | no data | CLOSED | CLOSED
3381 | DRAIN | 02-VSTP116 |  | no data | CLOSED | CLOSED
3382 | GLAND STEAM CONDENSER DRAIN ISOLATION | 02-VSTP117 |  | no data | CLOSED | CLOSED
3383 | GLAND STEAM CONDENSER DRAIN ISOLATION | 02-VSTP118 |  | no data | CLOSED | CLOSED
3384 | GSC EMERGENCY LOOP SEAL DRAIN ISOLATION | 02-VSTP119 |  | no data | CLOSED | CLOSED
3385 | GLAND STEAM CONDENSER STEAM TRAP DRAIN ISOLATION | 02-VSTP120 |  | no data | CLOSED | OPEN
3386 | GLAND STEAM CONDENSER STEAM TRAP DRAIN ISOLATION | 02-VSTP121 |  | no data | CLOSED | OPEN
3387 | GLAND STEAM CONDENSER STEAM TRAP STRAINER DRAIN ISOLATION | 02-VSTP122 |  | no data | CLOSED | OPEN
3388 | GLAND STEAM CONDENSER STEAM TRAP BYPASS THROTTLIING | 02-VSTP123 |  | no data | CLOSED | OPEN
3389 | GSC FAN EXHAUST DRAIN ISOLATION | 02-VSTP124 |  | no data | CLOSED | CLOSED
3390 | GSC FAN EXHAUST CHECK VALVE | 02-VSTP125 |  | no data | CLOSED | OPEN
3391 | GSC EXHAUST LOOP SEAL DRAIN ISOLATION | 02-VSTP126 |  | no data | CLOSED | CLOSED
3392 | GLAND STEAM SPILLOVER CONTROL VALVE ISOLATION | 02-VSTP127 |  | no data | CLOSED | OPEN
3393 | GSC FAN EXHAUST CHECK VALVE | 02-VSTP128 |  | no data | CLOSED | OPEN
3394 | GLAND STEAM SPILLOVER CONTROL VALVE ISOLATION | 02-VSTP129 |  | no data | CLOSED | OPEN
3395 | DRAIN | 02-VSTP130 |  | no data | CLOSED | CLOSED
3396 | INSTRUMENT | 02-VSTP131 |  | no data | CLOSED | OPEN
3397 | GLAND STEAM SPILLOVER CONTROL VALVE BYPASS | 02-VSTP132 |  | no data | CLOSED | CLOSED
3398 | INSTRUMENT | 02-VSTP133 |  | no data | CLOSED | OPEN
3399 | INSTRUMENT | 02-VSTP134 |  | no data | CLOSED | OPEN
3400 | INSTRUMENT | 02-VSTP135 |  | no data | CLOSED | OPEN
3401 | INSTRUMENT | 02-VSTP136 |  | no data | CLOSED | OPEN
3402 | GLAND STEAM CONDENSER STEAM TRAP EQUALIZING ISOLATION | 02-VSTP137 |  | no data | CLOSED | OPEN
3403 | DRAIN ISOLATION | 02-VSTP138 |  | no data | CLOSED | CLOSED
3404 | DRAIN ISOLATION | 02-VSTP139 |  | no data | CLOSED | CLOSED
3405 | DRAIN ISOLATION | 02-VSTP140 |  | no data | CLOSED | CLOSED
3406 | INSTRUMENT | 02-VSTP141 |  | no data | CLOSED | OPEN
3407 | INSTRUMENT | 02-VSTP142 |  | no data | CLOSED | OPEN
3408 | INSTRUMENT | 02-VSTP143 |  | no data | CLOSED | OPEN
3409 | INSTRUMENT | 02-VSTP144 |  | no data | CLOSED | OPEN
3410 | DRAIN ISOLATION | 02-VSTP145 |  | no data | CLOSED | CLOSED
3411 | DRAIN ISOLATION | 02-VSTP146 |  | no data | CLOSED | CLOSED
3412 | DRAIN ISOLATION | 02-VSTP147 |  | no data | CLOSED | CLOSED
3413 | INSTRUMENT | 02-VSTP148 |  | no data | CLOSED | OPEN
3414 | INSTRUMENT | 02-VSTP149 |  | no data | CLOSED | OPEN
3415 | INSTRUMENT | 02-VSTP150 |  | no data | CLOSED | OPEN
3416 | INSTRUMENT | 02-VSTP151 |  | no data | CLOSED | OPEN
3417 | DRAIN | 02-VSTP152 |  | no data | OPEN | CLOSED
3418 | DRAIN ISOLATION | 02-VSTP153 |  | no data | CLOSED | CLOSED
3419 | LP STEAM DRAINS PUMP A SUCTION ISOLATION | 02-VSTP154 |  | no data | CLOSED | OPEN
3420 | INSTRUMENT | 02-VSTP155 |  | no data | CLOSED | OPEN
3421 | INSTRUMENT | 02-VSTP156 |  | no data | CLOSED | OPEN
3422 | VENT | 02-VSTP157 |  | no data | OPEN | CLOSED
3423 | DRAIN | 02-VSTP158 |  | no data | OPEN | CLOSED
3424 | GLAND STEAM MIST SEPARATOR DRAIN ISOLATION | 02-VSTP159 |  | no data | CLOSED | CLOSED
3425 | INSTRUMENT | 02-VSTP160 |  | no data | CLOSED | OPEN
3426 | LP STEAM DRAINS PUMP A VENT ISOLATION | 02-VSTP161 |  | no data | OPEN | CLOSED
3427 | INSTRUMENT | 02-VSTP162 |  | no data | CLOSED | OPEN
3428 | LP STEAM DRAINS PUMP A DISCHARGE CHECK VALVE | 02-VSTP163 |  | no data | CLOSED | OPEN
3429 | DRAIN | 02-VSTP164 |  | no data | CLOSED | CLOSED
3430 | LP STEAM DRAINS PUMP A DISCHARGE ISOLATION | 02-VSTP165 |  | no data | CLOSED | OPEN
3431 | VENT | 02-VSTP166 |  | no data | OPEN | CLOSED
3432 | GLAND STEAM MIST SEPARATOR DRAIN ORIFICE BYPASS | 02-VSTP167 |  | no data | CLOSED | CLOSED
3433 | INSTRUMENT | 02-VSTP168 |  | no data | CLOSED | OPEN
3434 | INSTRUMENT | 02-VSTP169 |  | no data | CLOSED | OPEN
3435 | VENT | 02-VSTP170 |  | no data | OPEN | CLOSED
3436 | DRAIN | 02-VSTP171 |  | no data | OPEN | CLOSED
3437 | PRIMING CONNECTION ISOLATION | 02-VSTP172 |  | no data | CLOSED | CLOSED
3438 | INSTRUMENT | 02-VSTP173 |  | no data | CLOSED | OPEN
3439 | LP STEAM DRAINS PUMP B VENT ISOLATION | 02-VSTP174 |  | no data | OPEN | CLOSED
3440 | INSTRUMENT | 02-VSTP175 |  | no data | CLOSED | OPEN
3441 | LP STEAM DRAINS PUMP B DISCHARGE CHECK VALVE | 02-VSTP176 |  | no data | CLOSED | OPEN
3442 | DRAIN | 02-VSTP177 |  | no data | OPEN | CLOSED
3443 | LP STEAM DRAINS PUMP B DISCHARGE ISOLATION | 02-VSTP178 |  | no data | CLOSED | OPEN
3444 | GSC FAN EXHAUST ISOLATION | 02-VSTP179 |  | no data | CLOSED | OPEN
3445 | GSC FAN EXHAUST ISOLATION | 02-VSTP180 |  | no data | CLOSED | OPEN
3446 | GLAND STEAM MIST SEPARATOR DRAIN THROTTLE | 02-VSTP181 |  | no data | OPEN | CLOSED
3447 | GLAND STEAM MIST SEPARATOR DRAIN ISOLATION | 02-VSTP182 |  | no data | OPEN | CLOSED
3448 | GLAND STEAM HEADER DRAIN ISOLATION | 02-VSTP183 |  | no data | OPEN | CLOSED
3449 | GLAND STEAM HEADER DRAIN THROTTLE | 02-VSTP184 |  | no data | OPEN | CLOSED
3450 | GLAND STEAM HEADER DRAIN ISOLATION | 02-VSTP185 |  | no data | OPEN | CLOSED
3451 | INSTRUMENT | 02-VSTP195 |  | no data | CLOSED | OPEN
3452 | INSTRUMENT | 02-VSTP196 |  | no data | CLOSED | OPEN
3453 | HP ST DRAINS TANK DRAIN ISOLATION | 02-VSTP370 |  | no data | OPEN | CLOSED
3454 | HP ST DRAINS TANK DRAIN ISOLATION | 02-VSTP371 |  | no data | OPEN | CLOSED
3455 | CONDENSATE RECEIVER TANK ISOLATION | 02-VSTP386 |  | no data | OPEN | CLOSED
3456 | BEARING FLUSH ISOLATION | 02-VSWS100 |  | no data | CLOSED | OPEN
3457 | INSTRUMENT | 02-VSWS101 |  | no data | CLOSED | OPEN
3458 | INSTRUMENT | 02-VSWS102 |  | no data | CLOSED | OPEN
3459 | VACUUM PUMP MAKEUP ISOLATION | 02-VSWS103 |  | no data | CLOSED | OPEN
3460 | VACUUM PUMP MAKEUP ISOLATION | 02-VSWS104 |  | no data | CLOSED | OPEN
3461 | VACUUM PUMP MAKEUP ISOLATION | 02-VSWS105 |  | no data | CLOSED | OPEN
3462 | FIN TUBE CLEANING SKID ISOLATION | 02-VSWS106 |  | no data | CLOSED | CLOSED
3463 | DRAIN | 02-VSWS108 |  | no data | OPEN | CLOSED
3464 | UNIT 2 HRSG BLOWDOWN SUMP QUENCH ISOLATION | 02-VSWS109 | U2 HRSG Sump area | no data | CLOSED | OPEN
3465 | DRAIN | 02-VSWS110 |  | no data | OPEN | CLOSED
3466 | UNIT 2 HRSG BLOWDOWN TANK/SUMP QUENCH ISOLATION | 02-VSWS111 | U2 HRSG Sump area | no data | CLOSED | OPEN
3467 | VACUUM PUMP MAKEUP ISOLATION | 02-VSWS115 |  | no data | CLOSED | OPEN
3468 | VACUUM PUMP MAKEUP ISOLATION | 02-VSWS118 |  | no data | CLOSED | OPEN
3469 | OIL IN WATER ANALYZER ISOLATION VALVE | 02-VWDR100 |  | no data | CLOSED | OPEN
3470 | VENT | 02-VWDR237 |  | no data | OPEN | CLOSED
3471 | TCA COOLER INLET EMERGENCY SHUTOFF | 02-YV-BFW309 |  | no data | CLOSED | OPEN
3472 | CTA COOLER BFW SUPPLY STARTUP VALVE | 02-YV-BFW319 |  | no data | CLOSED | OPEN
3473 | FGH UPSTREAM BFW EMERGENCY SHUTOFF | 02-YV-BFW409 |  | no data | CLOSED | OPEN
3474 | FG HX BFW SUPPLY STARTUP VALVE | 02-YV-BFW419 |  | no data | CLOSED | OPEN
3475 | FGH BFW OUTLET EMERGENCY SHUTOFF | 02-YV-BFW445 |  | no data | CLOSED | OPEN
3476 | HPS TA SPRAY SUPPLY AUTOMATIC BLOCK | 02-YV-BFW705 |  | no data | CLOSED | OPEN
3477 | HPS BYPASS SPRAY SUPPLY AUTOMATIC BLOCK | 02-YV-BFW715 |  | no data | CLOSED | OPEN
3478 | HRH SPRAY SUPPLY AUTOMATIC BLOCK | 02-YV-BFW735 |  | no data | CLOSED | OPEN
3479 | CRH LETDOWN PCV SPRAY AUTOMATIC BLOCK | 02-YV-BFW745 |  | no data | CLOSED | OPEN
3480 | CRH LETDOWN ATTEMPERATOR SPRAY AUTOMATIC BLOCK | 02-YV-BFW757 |  | no data | CLOSED | OPEN
3481 | CND SYSTEM EMERGENCY DUMP VALVE | 02-YV-CND441 |  | no data | CLOSED | OPEN
3482 | ECA COOLER LOOP SUPPLY AUTOMATIC ISOLATION | 02-YV-CND509 |  | no data | CLOSED | OPEN
3483 | ECA COOLER LOOP RETURN AUTOMATIC ISOLATION | 02-YV-CND571 |  | no data | CLOSED | OPEN
3484 | HRH BYPASS SPRAY SUPPLY AUTOMATIC BLOCK | 02-YV-CND702 |  | no data | CLOSED | OPEN
3485 | CRH VENTILATOR SPRAY AUTOMATIC BLOCK | 02-YV-CND705 |  | no data | CLOSED | OPEN
3486 | GLAND STEAM DSH SPRAY AUTOMATIC BLOCK | 02-YV-CND721 |  | no data | CLOSED | OPEN
3487 | LP BYPASS VALVE SPRAY SUPPLY AUTOMATIC BLOCK | 02-YV-CND725 |  | no data | CLOSED | OPEN
3488 | CONDENSER EMERGENCY MAKEUP ON/OFF | 02-YV-DWS719 |  | no data | CLOSED | OPEN
3489 | HP ST DRAINS TANK DRAIN ON/OFF | 02-YV-STP131 |  | no data | CLOSED | OPEN
3490 | HP ST DRAINS TANK DRAIN ON/OFF | 02-YV-STP132 |  | no data | CLOSED | OPEN
3491 | UNIT 2 OWS AUTOMATIC ISOLATION VALVE | 02-YV-WDR110 |  | no data | CLOSED | OPEN
3492 | RO "A" SERVICE WATER SUPPLY TO BAG FILTER | 00-VDWT716 | WATER TREATMENT BUILDING | no data | CLOSED | OPEN
3493 | RO "B" 1ST STAGE PUMP OUTLET BLOCK VALVE | 00-VDWT723 | WATER TREATMENT BUILDING | no data | CLOSED | OPEN
3494 | RO "B" 1ST STAGE PERMEATE OUTLET ISOLATION VALVE | 00-VDWT727 | WATER TREATMENT BUILDING | no data | CLOSED | OPEN
3495 | RO "B" 1ST STAGE CONCENTRATE OUTLET ISOLATION VALVE | 00-VDWT725 | WATER TREATMENT BUILDING | no data | CLOSED | OPEN
3496 | RO "B" 1ST STAGE CIP INLET ISOLATION VALVE | 00-VDWT729 | WATER TREATMENT BUILDING | no data | CLOSED | CLOSED
3497 | RO "B" 1ST STAGE INTERSTAGE CIP SUPPLY/REJECT ISOLATION VALVE | 00-VDWT730 | WATER TREATMENT BUILDING | no data | CLOSED | OPEN
3498 | RO "B" 1ST STAGE CIP PERMEATE RETURN ISOLATION VALVE | 00-VDWT728 | WATER TREATMENT BUILDING | no data | CLOSED | OPEN
3499 | RO "B" 1ST STAGE CIP CONCENTRATE RETURN ISOLATION VALVE | 00-VDWT726 | WATER TREATMENT BUILDING | no data | CLOSED | CLOSED
3500 | RO "B" 2ND STAGE PH RECIRC ISOLATION VALVE | 00-VDWT750 | WATER TREATMENT BUILDING | no data | CLOSED | OPEN
3501 | RO "B" 2ND STAGE PUMP DISCHARGE ISOLATION VALVE | 00-VDWT751 | WATER TREATMENT BUILDING | no data | CLOSED | OPEN
3502 | RO "B" 2ND STAGE CONCENTRATE OUTLET FLOW ISOLATION VALVE | 00-VDWT752 | WATER TREATMENT BUILDING | no data | CLOSED | OPEN
3503 | RO "A" SERVICE WATER SUPPLY TO BAG FILTER | 00-VDWT774 | WATER TREATMENT BUILDING | no data | CLOSED | OPEN
3504 | RO "A" 1ST STAGE PUMP OUTLET BLOCK VALVE | 00-VDWT781 | WATER TREATMENT BUILDING | no data | CLOSED | OPEN
3505 | RO "A" 1ST STAGE PERMEATE OUTLET ISOLATION VALVE | 00-VDWT786 | WATER TREATMENT BUILDING | no data | CLOSED | OPEN
3506 | RO "A" 1ST STAGE CONCENTRATE OUTLET ISOLATION VALVE | 00-VDWT783 | WATER TREATMENT BUILDING | no data | CLOSED | OPEN
3507 | RO "A" 1ST STAGE CIP INLET ISOLATION VALVE | 00-VDWT787 | WATER TREATMENT BUILDING | no data | CLOSED | CLOSED
3508 | RO "A" 1ST STAGE INTERSTAGE CIP SUPPLY/REJECT ISOLATION VALVE | 00-VDWT788 | WATER TREATMENT BUILDING | no data | CLOSED | CLOSED
3509 | RO "A" 1ST STAGE CIP PERMEATE RETURN ISOLATION VALVE | 00-VDWT786 | WATER TREATMENT BUILDING | no data | CLOSED | CLOSED
3510 | RO "A" 1ST STAGE CIP CONCENTRATE RETURN ISOLATION VALVE | 00-VDWT784 | WATER TREATMENT BUILDING | no data | CLOSED | CLOSED
3511 | RO "A" 2ND STAGE PH RECIRC ISOLATION VALVE | 00-VDWT808 | WATER TREATMENT BUILDING | no data | CLOSED | OPEN
3512 | RO "A" 2ND STAGE PUMP DISCHARGE ISOLATION VALVE | 00-VDWT809 | WATER TREATMENT BUILDING | no data | CLOSED | OPEN
3513 | RO "A" 2ND STAGE CONCENTRATE OUTLET FLOW ISOLATION VALVE | 00-VDWT810 | WATER TREATMENT BUILDING | no data | CLOSED | OPEN
3514 | Sodium Bisulfite TANK ISOLATION VALVE | 00-VDWT821 | WATER TREATMENT BUILDING | no data | CLOSED | OPEN
3515 | Sodium Bisulfite PUMP "A" SUCTION ISOLATION VALVE | 00-VDWT823 | WATER TREATMENT BUILDING | no data | CLOSED | OPEN
3516 | Sodium Bisulfite PUMP "A" SUCTION DRAIN ISOLATION VALVE | 00-VDWT829 | WATER TREATMENT BUILDING | no data | OPEN | CLOSED
3517 | Sodium Bisulfite PUMP "A" DISCHARGE ISOLATION VALVE | 00-VDWT832 | WATER TREATMENT BUILDING | no data | CLOSED | OPEN
3518 | Sodium Bisulfite PUMP "A" DISCHARGE DRAIN ISOLATION VALVE | 00-VDWT828 | WATER TREATMENT BUILDING | no data | OPEN | CLOSED
3519 | Sodium Bisulfite PUMP "B" SUCTION ISOLATION VALVE | 00-VDWT824 | WATER TREATMENT BUILDING | no data | CLOSED | OPEN
3520 | Sodium Bisulfite PUMP "B" SUCTION DRAIN ISOLATION VALVE | 00-VDWT827 | WATER TREATMENT BUILDING | no data | OPEN | CLOSED
3521 | Sodium Bisulfite PUMP "B" DISCHARGE ISOLATION VALVE | 00-VDWT833 | WATER TREATMENT BUILDING | no data | CLOSED | OPEN
3522 | Sodium Bisulfite PUMP "B" DISCHARGE DRAIN ISOLATION VALVE | 00-VDWT826 | WATER TREATMENT BUILDING | no data | OPEN | CLOSED
3523 | Sodium Bisulfite DRAWDOWN TUBE ISOLATION | 00-VDWT822 | WATER TREATMENT BUILDING | no data | CLOSED | CLOSED
3524 | Sodium Bisulfite HEADER SUPPLY ISOLATION | 00-VDWT825 | WATER TREATMENT BUILDING | no data | CLOSED | OPEN
3525 | Sodium Bisulfite HEADER DRAIN VALVE | 00-VDWT831 | WATER TREATMENT BUILDING | no data | CLOSED | OPEN
3526 | ANTI-SCALANT TANK ISOLATION VALVE | 00-VDWT840 | WATER TREATMENT BUILDING | no data | CLOSED | OPEN
3527 | ANTI-SCALANT PUMP "A" SUCTION ISOLATION VALVE | 00-VDWT842 | WATER TREATMENT BUILDING | no data | CLOSED | OPEN
3528 | ANTI-SCALANT PUMP "A" SUCTION DRAIN ISOLATION VALVE | 00-VDWT848 | WATER TREATMENT BUILDING | no data | OPEN | CLOSED
3529 | ANTI-SCALANT PUMP "A" DISCHARGE ISOLATION VALVE | 00-VDWT851 | WATER TREATMENT BUILDING | no data | CLOSED | OPEN
3530 | ANTI-SCALANT PUMP "A" DISCHARGE DRAIN ISOLATION VALVE | 00-VDWT847 | WATER TREATMENT BUILDING | no data | OPEN | CLOSED
3531 | ANTI-SCALANT PUMP "B" SUCTION ISOLATION VALVE | 00-VDWT843 | WATER TREATMENT BUILDING | no data | CLOSED | OPEN
3532 | ANTI-SCALANT PUMP "B" SUCTION DRAIN ISOLATION VALVE | 00-VDWT846 | WATER TREATMENT BUILDING | no data | OPEN | CLOSED
3533 | ANTI-SCALANT PUMP "B" DISCHARGE ISOLATION VALVE | 00-VDWT852 | WATER TREATMENT BUILDING | no data | CLOSED | OPEN
3534 | ANTI-SCALANT PUMP "B" DISCHARGE DRAIN ISOLATION VALVE | 00-VDWT845 | WATER TREATMENT BUILDING | no data | OPEN | CLOSED
3535 | ANTI-SCALANT DRAWDOWN TUBE ISOLATION | 00-VDWT841 | WATER TREATMENT BUILDING | no data | CLOSED | CLOSED
3536 | ANTI-SCALANT HEADER SUPPLY ISOLATION | 00-VDWT844 | WATER TREATMENT BUILDING | no data | CLOSED | OPEN
3537 | ANTI-SCALANT HEADER DRAIN VALVE | 00-VDWT850 | WATER TREATMENT BUILDING | no data | OPEN | CLOSED
3538 | CAUSTIC TANK ISOLATION VALVE | 00-VDWT857 | WATER TREATMENT BUILDING | no data | CLOSED | OPEN
3539 | CAUSTIC PUMP "A" SUCTION ISOLATION VALVE | 00-VDWT859 | WATER TREATMENT BUILDING | no data | CLOSED | OPEN
3540 | CAUSTIC PUMP "A" SUCTION DRAIN ISOLATION VALVE | 00-VDWT870 | WATER TREATMENT BUILDING | no data | OPEN | CLOSED
3541 | CAUSTIC PUMP "A" DISCHARGE ISOLATION VALVE | 00-VDWT860 | WATER TREATMENT BUILDING | no data | CLOSED | OPEN
3542 | CAUSTIC PUMP "A" DISCHARGE DRAIN ISOLATION VALVE | 00-VDWT871 | WATER TREATMENT BUILDING | no data | OPEN | CLOSED
3543 | CAUSTIC PUMP "C" SUCTION ISOLATION VALVE | 00-VDWT865 | WATER TREATMENT BUILDING | no data | CLOSED | OPEN
3544 | CAUSTIC PUMP "C" SUCTION DRAIN ISOLATION VALVE | 00-VDWT874 | WATER TREATMENT BUILDING | no data | OPEN | CLOSED
3545 | CAUSTIC PUMP "C" DISCHARGE ISOLATION VALVE | 00-VDWT866 | WATER TREATMENT BUILDING | no data | CLOSED | OPEN
3546 | CAUSTIC PUMP "C" DISCHARGE DRAIN ISOLATION VALVE | 00-VDWT875 | WATER TREATMENT BUILDING | no data | OPEN | CLOSED
3547 | CAUSTIC DRAWDOWN TUBE ISOLATION | 00-VDWT858 | WATER TREATMENT BUILDING | no data | CLOSED | CLOSED
3548 | CAUSTIC HEADER SUPPLY ISOLATION TO RO "A" | 00-VDWT863 | WATER TREATMENT BUILDING | no data | CLOSED | OPEN
3549 | CAUSTIC HEADER DRAIN VALVE TO RO "A" | 00-VDWT877 | WATER TREATMENT BUILDING | no data | OPEN | CLOSED
3550 | CAUSTIC HEADER SUPPLY ISOLATION TO RO "B" | 00-VDWT867 | WATER TREATMENT BUILDING | no data | CLOSED | OPEN
3551 | CAUSTIC HEADER DRAIN VALVE TO RO "B" | 00-VDWT878 | WATER TREATMENT BUILDING | no data | OPEN | CLOSED
3552 | CAUSTIC PUMP "B" SUCTION ISOLATION VALVE | 00-VDWT861 | WATER TREATMENT BUILDING | no data | CLOSED | OPEN
3553 | CAUSTIC PUMP "B" SUCTION DRAIN ISOLATION VALVE | 00-VDWT872 | WATER TREATMENT BUILDING | no data | OPEN | CLOSED
3554 | CAUSTIC PUMP "B" DISCHARGE ISOLATION VALVE TO RO "A" | 00-VDWT862 | WATER TREATMENT BUILDING | no data | CLOSED | OPEN
3555 | CAUSTIC PUMP "B" DISCHARGE ISOLATION VALVE TO RO "B" | 00-VDWT869 | WATER TREATMENT BUILDING | no data | CLOSED | OPEN
3556 | CAUSTIC PUMP "B" DISCHARGE DRAIN ISOLATION VALVE | 00-VDWT873 | WATER TREATMENT BUILDING | no data | OPEN | CLOSED
3557 | CIP PUMP SUCTION ISOLATION VALVE | 00-VDWT881 | WATER TREATMENT BUILDING | no data | CLOSED | OPEN
3558 | CIP PUMP DISCHARGE VALVE | 00-VDWT883 | WATER TREATMENT BUILDING | no data | CLOSED | OPEN
3559 | CIP RECIRC VALVE | 00-VDWT884 | WATER TREATMENT BUILDING | no data | CLOSED | OPEN
3560 | CIP HEADER ISOLATION VALVE | 00-VDWT882 | WATER TREATMENT BUILDING | no data | CLOSED | OPEN
3561 | CIP TANK DRAIN VALVE | 00-VDWT889 | WATER TREATMENT BUILDING | no data | OPEN | CLOSED
3562 | UNIT 1 CALCITE CONTACTOR DEMIN WATER INLET ISOLATION VALVE | 01-VDWS801 | UNIT 1 TURBINE BUILDING | no data | CLOSED | OPEN
3563 | UNIT 1 CALCITE CONTACTOR CO2 INJECTION ISOLATION VALVE | 01-VDWS809 | UNIT 1 TURBINE BUILDING | no data | CLOSED | OPEN
3564 | UNIT 1 CALCITE CONTACTOR VESSEL "A" DEMIN WATER INLET | 01-VDWS810 | UNIT 1 TURBINE BUILDING | no data | CLOSED | OPEN
3565 | UNIT 1 CALCITE CONTACTOR VESSEL "A" DEMIN WATER OUTLET | 01-VDWS813 | UNIT 1 TURBINE BUILDING | no data | CLOSED | OPEN
3566 | UNIT 1 CALCITE CONTACTOR VESSEL "A" BACKWASH INLET | 01-VDWS811 | UNIT 1 TURBINE BUILDING | no data | CLOSED | OPEN
3567 | UNIT 1 CALCITE CONTACTOR VESSEL "A" BACKWASH OUTLET | 01-VDWS812 | UNIT 1 TURBINE BUILDING | no data | CLOSED | OPEN
3568 | UNIT 1 CALCITE CONTACTOR VESSEL "A" DRAIN | 01-VDWS801 | UNIT 1 TURBINE BUILDING | no data | OPEN | CLOSED
3569 | UNIT 1 CALCITE CONTACTOR VESSEL "A" VENT | 01-VDWS803 | UNIT 1 TURBINE BUILDING | no data | OPEN | CLOSED
3570 | UNIT 1 CALCITE CONTACTOR VESSEL "B" DEMIN WATER INLET | 01-VDWS814 | UNIT 1 TURBINE BUILDING | no data | CLOSED | OPEN
3571 | UNIT 1 CALCITE CONTACTOR VESSEL "B" DEMIN WATER OUTLET | 01-VDWS817 | UNIT 1 TURBINE BUILDING | no data | CLOSED | OPEN
3572 | UNIT 1 CALCITE CONTACTOR VESSEL "B" BACKWASH INLET | 01-VDWS815 | UNIT 1 TURBINE BUILDING | no data | CLOSED | OPEN
3573 | UNIT 1 CALCITE CONTACTOR VESSEL "B" BACKWASH OUTLET | 01-VDWS816 | UNIT 1 TURBINE BUILDING | no data | CLOSED | OPEN
3574 | UNIT 1 CALCITE CONTACTOR VESSEL "B" DRAIN | 01-VDWS802 | UNIT 1 TURBINE BUILDING | no data | OPEN | CLOSED
3575 | UNIT 1 CALCITE CONTACTOR VESSEL "B" VENT | 01-VDWS804 | UNIT 1 TURBINE BUILDING | no data | OPEN | CLOSED
3576 | UNIT 1 CALCITE CONTACTOR BACKWASH INLET ISOLATION VALVE | 01-VDWS820 | UNIT 1 TURBINE BUILDING | no data | CLOSED | OPEN
3577 | UNIT 1 CALCITE CONTACTOR DEMIN WATER OUTLET ISOLATION VALVE | 01-VDWS819 | UNIT 1 TURBINE BUILDING | no data | CLOSED | OPEN
3578 | UNIT 1 CALCITE CONTACTOR BACKWASH OUTLET ISOLATION VALVE | 01-VDWS818 | UNIT 1 TURBINE BUILDING | no data | CLOSED | OPEN
3579 | UNIT 2 CALCITE CONTACTOR DEMIN WATER INLET ISOLATION VALVE | 02-VDWS804 | UNIT 2 TURBINE BUILDING | no data | CLOSED | OPEN
3580 | UNIT 2 CALCITE CONTACTOR CO2 INJECTION ISOLATION VALVE | 02-VDWS805 | UNIT 2 TURBINE BUILDING | no data | CLOSED | OPEN
3581 | UNIT 2 CALCITE CONTACTOR VESSEL "A" DEMIN WATER INLET | 02-VDWS823 | UNIT 2 TURBINE BUILDING | no data | CLOSED | OPEN
3582 | UNIT 2 CALCITE CONTACTOR VESSEL "A" DEMIN WATER OUTLET | 02-VDWS818 | UNIT 2 TURBINE BUILDING | no data | CLOSED | OPEN
3583 | UNIT 2 CALCITE CONTACTOR VESSEL "A" BACKWASH INLET | 02-VDWS824 | UNIT 2 TURBINE BUILDING | no data | CLOSED | OPEN
3584 | UNIT 2 CALCITE CONTACTOR VESSEL "A" BACKWASH OUTLET | 02-VDWS809 | UNIT 2 TURBINE BUILDING | no data | CLOSED | OPEN
3585 | UNIT 2 CALCITE CONTACTOR VESSEL "A" DRAIN | 02-VDWS806 | UNIT 2 TURBINE BUILDING | no data | OPEN | CLOSED
3586 | UNIT 2 CALCITE CONTACTOR VESSEL "A" VENT | 02-VDWS807 | UNIT 2 TURBINE BUILDING | no data | OPEN | CLOSED
3587 | UNIT 2 CALCITE CONTACTOR BACKWASH INLET ISOLATION VALVE | 02-VDWS822 | UNIT 2 TURBINE BUILDING | no data | CLOSED | OPEN
3588 | UNIT 2 CALCITE CONTACTOR DEMIN WATER OUTLET ISOLATION VALVE | 02-VDWS811 | UNIT 2 TURBINE BUILDING | no data | CLOSED | OPEN
3589 | UNIT 2 CALCITE CONTACTOR BACKWASH OUTLET ISOLATION VALVE | 02-VDWS808 | UNIT 2 TURBINE BUILDING | no data | CLOSED | OPEN
3590 | UNIT 2 CALCITE CONTACTOR VESSEL "B" DEMIN WATER INLET | 02-VDWS803 | UNIT 2 TURBINE BUILDING | no data | CLOSED | OPEN
3591 | UNIT 2 CALCITE CONTACTOR VESSEL "B" DEMIN WATER OUTLET | 02-VDWS820 | UNIT 2 TURBINE BUILDING | no data | CLOSED | OPEN
3592 | UNIT 2 CALCITE CONTACTOR VESSEL "B" BACKWASH INLET | 02-VDWS813 | UNIT 2 TURBINE BUILDING | no data | CLOSED | OPEN
3593 | UNIT 2 CALCITE CONTACTOR VESSEL "B" BACKWASH OUTLET | 02-VDWS817 | UNIT 2 TURBINE BUILDING | no data | CLOSED | OPEN
3594 | UNIT 2 CALCITE CONTACTOR VESSEL "B" DRAIN | 02-VDWS826 | UNIT 2 TURBINE BUILDING | no data | OPEN | CLOSED
3595 | UNIT 2 CALCITE CONTACTOR VESSEL "B" VENT | 02-VDWS812 | UNIT 2 TURBINE BUILDING | no data | OPEN | CLOSED
3596 | CHLORINE TANK ISOLATION VALVE | 00-VDWT898 | WATER TREATMENT BUILDING | no data | CLOSED | OPEN
3597 | CHLORINE PUMP "A" SUCTION ISOLATION VALVE | 00-VDWT900 | WATER TREATMENT BUILDING | no data | CLOSED | OPEN
3598 | CHLORINE PUMP "A" SUCTION DRAIN ISOLATION VALVE | 00-VDWT906 | WATER TREATMENT BUILDING | no data | OPEN | CLOSED
3599 | CHLORINE PUMP "A" DISCHARGE ISOLATION VALVE | 00-VDWT909 | WATER TREATMENT BUILDING | no data | CLOSED | OPEN
3600 | CHLORINE PUMP "A" DISCHARGE DRAIN ISOLATION VALVE | 00-VDWT905 | WATER TREATMENT BUILDING | no data | CLOSED | OPEN
3601 | CHLORINE PUMP "B" SUCTION ISOLATION VALVE | 00-VDWT901 | WATER TREATMENT BUILDING | no data | CLOSED | OPEN
3602 | CHLORINE PUMP "B" SUCTION DRAIN ISOLATION VALVE | 00-VDWT904 | WATER TREATMENT BUILDING | no data | OPEN | CLOSED
3603 | CHLORINE PUMP "B" DISCHARGE ISOLATION VALVE | 00-VDWT910 | WATER TREATMENT BUILDING | no data | CLOSED | OPEN
3604 | CHLORINE PUMP "B" DISCHARGE DRAIN ISOLATION VALVE | 00-VDWT903 | WATER TREATMENT BUILDING | no data | CLOSED | OPEN
3605 | CHLORINE DRAWDOWN TUBE ISOLATION | 00-VDWT899 | WATER TREATMENT BUILDING | no data | CLOSED | CLOSED
3606 | CHLORINE HEADER SUPPLY ISOLATION | 00-VDWT902 | WATER TREATMENT BUILDING | no data | CLOSED | OPEN
3607 | CHLORINE HEADER DRAIN VALVE | 00-VDWT908 | WATER TREATMENT BUILDING | no data | OPEN | CLOSED
3608 | TEMPERING WATER BOOSTER PUMP "A" SUCTION ISOLATION | 00-VPWS802 | WATER TREATMENT BUILDING | no data | CLOSED | OPEN
3609 | TEMPERING WATER BOOSTER PUMP "A" DISCHARGE ISOLATION | 00-VPWS808 | WATER TREATMENT BUILDING | no data | CLOSED | OPEN
3610 | TEMPERING WATER BOOSTER PUMP "B" SUCTION ISOLATION | 00-VPWS804 | WATER TREATMENT BUILDING | no data | CLOSED | OPEN
3611 | TEMPERING WATER BOOSTER PUMP "B" DISCHARGE ISOLATION | 00-VPWS809 | WATER TREATMENT BUILDING | no data | CLOSED | OPEN
3612 | TEMPERING WATER SKID POTABALE WATER SUPPLY ISOLATION | 00-VPWS800 | WATER TREATMENT BUILDING | no data | CLOSED | OPEN
3613 | TEMPERING WATER BOOSTER PUMPS BYPASS VALVE | 00-VPWS803 | WATER TREATMENT BUILDING | no data | CLOSED | CLOSED
3614 | SHOWER LOOP RETURN ISOLATION VALVE | 00-VPWS810 | WATER TREATMENT BUILDING | no data | CLOSED | OPEN
3615 | TEMPERING WATER RECIRC PUMP "A" SUCTION ISOLATION | 00-VPWS813 | WATER TREATMENT BUILDING | no data | CLOSED | OPEN
3616 | TEMPERING WATER RECIRC PUMP "A" DISCHARGE ISOLATION | 00-VPWS817 | WATER TREATMENT BUILDING | no data | CLOSED | OPEN
3617 | TEMPERING WATER RECIRC PUMP "B" SUCTION ISOLATION | 00-VPWS814 | WATER TREATMENT BUILDING | no data | CLOSED | OPEN
3618 | TEMPERING WATER RECIRC PUMP "B" DISCHARGE ISOLATION | 00-VPWS818 | WATER TREATMENT BUILDING | no data | CLOSED | OPEN
3619 | COLD WATER SUPPLY TO TEMPERING VALVE ISOLATION | 00-VPWS820 | WATER TREATMENT BUILDING | no data | CLOSED | OPEN
3620 | HOT WATER SUPPLY TO TEMPERING VALVE ISOLATION | 00-VPWS825 | WATER TREATMENT BUILDING | no data | CLOSED | OPEN
3621 | SHOWER LOOP SUPPLY ISOLATION | 00-VPWS828 | WATER TREATMENT BUILDING | no data | CLOSED | OPEN
3622 | SHOWER LOOP PRESSURE REGULATOR INLET ISOLATION | 00-VPWS826 | WATER TREATMENT BUILDING | no data | CLOSED | OPEN
3623 | TEMPERING WATER SKID WATER HEATER VENT | 00-VPWS824 | WATER TREATMENT BUILDING | no data | OPEN | CLOSED
3624 | TEMPERING WATER SKID BLADDER TANK ISOLATION | 00-VPWS823 | WATER TREATMENT BUILDING | no data | CLOSED | OPEN
3625 | TEMPERING SKID DRAIN ISOLATION | 00-VPWS822 | WATER TREATMENT BUILDING | no data | OPEN | CLOSED
3626 | TEMPERING SKID BLADDER TANK VENT ISOLATION | NO IDENTIFICATION | WATER TREATMENT BUILDING | no data | OPEN | CLOSED
3627 | SERVICE WATER PUMP "A" SUCTION ISOLATION | 00-VSWS800 | SERVICE WATER TANK AREA | no data | CLOSED | OPEN
3628 | SERVICE WATER PUMP "A" SUCTION LINE VENT ISOLATION | 00-VSWS802 | SERVICE WATER TANK AREA | no data | OPEN | CLOSED
3629 | SERVICE WATER PUMP "A" STRAINER DRAIN ISOLATION | 00-VSWS801 | SERVICE WATER TANK AREA | no data | OPEN | CLOSED
3630 | SERVICE WATER PUMP "A" CASEING DRAIN ISOLATION | 00-VSWS809 | SERVICE WATER TANK AREA | no data | OPEN | CLOSED
3631 | SERVICE WATER PUMP "A" CATCH PAN DRAIN ISOLATION | 00-VSWS810 | SERVICE WATER TANK AREA | no data | OPEN | CLOSED
3632 | SERVICE WATER PUMP "A" DISCHARGE LINE VENT ISOLATION | 00-VSWS805 | SERVICE WATER TANK AREA | no data | OPEN | CLOSED
3633 | SERVICE WATER PUMP "A" DISCHARGE LINE DRAIN ISOLATION | 00-VSWS807 | SERVICE WATER TANK AREA | no data | OPEN | CLOSED
3634 | SERVICE WATER PUMP "A" DISCHARGE ISOLATION | 00-VSWS808 | SERVICE WATER TANK AREA | no data | CLOSED | OPEN
3635 | SERVICE WATER PUMP "B" SUCTION ISOLATION | 00-VSWS811 | SERVICE WATER TANK AREA | no data | CLOSED | OPEN
3636 | SERVICE WATER PUMP "B" SUCTION LINE VENT ISOLATION | 00-VSWS813 | SERVICE WATER TANK AREA | no data | OPEN | CLOSED
3637 | SERVICE WATER PUMP "B" STRAINER DRAIN ISOLATION | 00-VSWS812 | SERVICE WATER TANK AREA | no data | OPEN | CLOSED
3638 | SERVICE WATER PUMP "B" CASEING DRAIN ISOLATION | 00-VSWS820 | SERVICE WATER TANK AREA | no data | OPEN | CLOSED
3639 | SERVICE WATER PUMP "B" CATCH PAN DRAIN ISOLATION | 00-VSWS821 | SERVICE WATER TANK AREA | no data | OPEN | CLOSED
3640 | SERVICE WATER PUMP "B" DISCHARGE LINE VENT ISOLATION | 00-VSWS816 | SERVICE WATER TANK AREA | no data | OPEN | CLOSED
3641 | SERVICE WATER PUMP "B" DISCHARGE LINE DRAIN ISOLATION | 00-VSWS818 | SERVICE WATER TANK AREA | no data | OPEN | CLOSED
3642 | SERVICE WATER PUMP "B" DISCHARGE ISOLATION | 00-VSWS819 | SERVICE WATER TANK AREA | no data | CLOSED | OPEN
3643 | AUX BOILER FWCV ISOLATION MOTOR OPERATED VALVE | 00-MOV-AXS900 | AUX BOILER BUILDING AREA | no data | CLOSED | OPEN
3644 | AUX BOILER FWCV ISOLATION | 00-VAXS902 | AUX BOILER BUILDING AREA | no data | CLOSED | OPEN
3645 | AUX BOILER FWCV PIPING DRAIN | 00-VAXS903 | AUX BOILER BUILDING AREA | no data | OPEN | CLOSED
3646 | AUX BOILER FEEDWATER CONTROL VALVE (FWCV) | 00-FCV-AXS900 | AUX BOILER BUILDING AREA | no data | CLOSED | OPEN
3647 | AUX BOILER FWCV PIPING DRAIN | 00-VAXS904 | AUX BOILER BUILDING AREA | no data | OPEN | CLOSED
3648 | AUX BOILER FWCV ISOLATION | 00-VAXS905 | AUX BOILER BUILDING AREA | no data | CLOSED | OPEN
3649 | AUX BOILER FWCV BYPASS | 00-VAXS906 | AUX BOILER BUILDING AREA | no data | CLOSED | CLOSED
3650 | AUX BOILER FEEDWATER STOP VALVE | 00-VAXS908 | AUX BOILER BUILDING AREA | no data | CLOSED | OPEN
3651 | AUX BOILER ECONOMIZER INLET HEADER DRAIN VALVE | 00-VAXS954 | AUX BOILER BUILDING AREA | no data | OPEN | CLOSED
3654 | AUX BOILER FEEDWATER DRAIN VALVE | 00-VAXS911 | AUX BOILER BUILDING AREA | no data | OPEN | CLOSED
3655 | AUX BOILER NITROGEN PURGE STOP VALVE | 00-VAXS912 | AUX BOILER BUILDING AREA | no data | CLOSED | CLOSED
3656 | AUX BOILER DRUM VENT | 00-VAXS914 | AUX BOILER BUILDING AREA | no data | OPEN | CLOSED
3657 | AUX BOILER DRUM PRESSURE TEST VALVE | 00-VAXS917 | AUX BOILER BUILDING AREA | no data | CLOSED | OPEN
3658 | AUX BOILER CAPACITIVE PROBE COLUMN DRAIN VALVE | 00-VAXS918 | AUX BOILER BUILDING AREA | no data | OPEN | CLOSED
3659 | AUX BOILER CAPACITIVE PROBE COLUMN DRAIN VALVE | 00-VAXS919 | AUX BOILER BUILDING AREA | no data | OPEN | CLOSED
3660 | AUX BOILER GAGE GLASS ISOLATION VALVE | 00-VAXS920 | AUX BOILER BUILDING AREA | no data | CLOSED | OPEN
3661 | AUX BOILER GAGE GLASS ISOLATION VALVE | 00-VAXS921 | AUX BOILER BUILDING AREA | no data | CLOSED | OPEN
3662 | AUX BOILER GAGE GLASS DRAIN VALVE | 00-VAXS922 | AUX BOILER BUILDING AREA | no data | OPEN | CLOSED
3663 | AUX BOILER GAGE GLASS DRAIN VALVE | 00-VAXS923 | AUX BOILER BUILDING AREA | no data | OPEN | CLOSED
3664 | AUX BOILER CONTINUOUS BLOWDOWN STOP VALVE | 00-VAXS932 | AUX BOILER BUILDING AREA | no data | CLOSED | OPEN
3665 | AUX BOILER CONTINUOUS BLOWDOWN CONDUCTIVITY STATION BLOCK VALVE | 00-VAXS933 | AUX BOILER BUILDING AREA | no data | CLOSED | OPEN
3666 | AUX BOILER CONTINUOUS BLOWDOWN CONDUCTIVITY SHUTOFF VALVE | 00-VAXS934 | AUX BOILER BUILDING AREA | no data | CLOSED | OPEN
3667 | AUX BOILER CONTINUOUS BLOWDOWN CONDUCTIVITY SHUTOFF VALVE | 00-VAXS935 | AUX BOILER BUILDING AREA | no data | CLOSED | OPEN
3668 | AUX BOILER CONTINUOUS BLOWDOWN CONDUCTIVITY CONTROL BYPASS VALVE | 00-VAXS936 | AUX BOILER BUILDING AREA | no data | CLOSED | CLOSED
3669 | AUX BOILER CONTINUOUS BLOWDOWN DRAIN VALVE | 00-VAXS937 | AUX BOILER BUILDING AREA | no data | OPEN | CLOSED
3673 | AUX BOILER BLOWDOWN TANK PRESSURE GAUGE ISOLATION VALVE | 00-VAXS941 | AUX BOILER BUILDING AREA | no data | CLOSED | OPEN
3674 | AUX BOILER PUMP "B" SUCTION DP GAUGE ISOLATION VALVE | 00-VAXS991 | AUX BOILER BUILDING AREA | no data | CLOSED | OPEN
3676 | AUX BOILER PUMP "A" DISCHARGE PRESSURE GAUGE ISOLATION VALVE | 00-VAXS993 | AUX BOILER BUILDING AREA | no data | CLOSED | OPEN
3677 | AUX BOILER PUMP "A" DISCHARGE ISOLATION VALVE | 00-VAXS995 | AUX BOILER BUILDING AREA | no data | CLOSED | OPEN
3679 | AUX BOILER PUMP "B" DISCHARGE PRESSURE GAUGE ISOLATION VALVE | 00-VAXS997 | AUX BOILER BUILDING AREA | no data | CLOSED | OPEN
3681 | AUX BOILER PUMP DISCHARGE TEST PRESSURE GAUGE ISOLATION VALVE | 00-VAXS899 | AUX BOILER BUILDING AREA | no data | CLOSED | OPEN
3682 | AUX BOILER FEEDWATER SAMPLE STOP VALVE | 00-VAXS898 | AUX BOILER BUILDING AREA | no data | CLOSED | OPEN
3685 | AUX BOILER RECIRCULATION ISOLATION VALVE "B" | 00-VAXS896 | AUX BOILER BUILDING AREA | no data | CLOSED | OPEN
3687 | AUX BOILER PEGGING STEAM ISOLATION STOP VALVE | 00-VAXS895 | AUX BOILER BUILDING AREA | no data | CLOSED | OPEN
3688 | AUX BOILER PEGGING STEAM LINE VENT VALVE | 00-VAXS894 | AUX BOILER BUILDING AREA | no data | OPEN | CLOSED
3689 | AUX BOILER PEGGING STEAM LINE SAMPLE VALVE | 00-VAXS861 | AUX BOILER BUILDING AREA | no data | CLOSED | OPEN
3690 | AUX BOILER PEGGING STEAM TRAP ISOLATION VALVE INTLET | 00-VAXS891 | AUX BOILER BUILDING AREA | no data | CLOSED | OPEN
3691 | AUX BOILER PEGGING STEAM TRAP ISOLATION VALVE OUTLET | 00-VAXS890 | AUX BOILER BUILDING AREA | no data | CLOSED | OPEN
3692 | AUX BOILER PEGGING STEAM TRAP BYPASS VALVE | 00-VAXS889 | AUX BOILER BUILDING AREA | no data | CLOSED | CLOSED
3693 | AUX BOILER PEGGING STEAM FCV INLET ISOLATION VALVE | 00-VAXS888 | AUX BOILER BUILDING AREA | no data | CLOSED | OPEN
3694 | AUX BOILER PEGGING STEAM PCV INLET DRAIN | 00-VAXS887 | AUX BOILER BUILDING AREA | no data | OPEN | CLOSED
3695 | AUX BOILER PEGGING STEAM PCV OUTLET DRAIN VALVE | 00-VAXS886 | AUX BOILER BUILDING AREA | no data | OPEN | CLOSED
3696 | AUX BOILER PEGGING STEAM PCV BYPASS VALVE | 00-VAXS879 | AUX BOILER BUILDING AREA | no data | CLOSED | CLOSED
3697 | AUX BOILER PEGGING STEAM PCV OUTLET ISOLATION VALVE | 00-VAXS878 | AUX BOILER BUILDING AREA | no data | CLOSED | OPEN
3698 | AUX BOILER PEGGING STEAM TRAP ISOLATION VALVE INTLET | 00-VAXS877 | AUX BOILER BUILDING AREA | no data | CLOSED | OPEN
3699 | AUX BOILER PEGGING STEAM TRAP ISOLATION VALVE OUTLET | 00-VAXS882 | AUX BOILER BUILDING AREA | no data | CLOSED | OPEN
3700 | AUX BOILER PEGGING STEAM TRAP BYPASS VALVE | 00-VAXS876 | AUX BOILER BUILDING AREA | no data | CLOSED | CLOSED
3701 | AUX BOILER PEGGING STEAM LINE DRAIN VALVE | 00-VAXS873 | AUX BOILER BUILDING AREA | no data | OPEN | CLOSED
3702 | AUX BOILER PILOT LINE MANUAL VALVE | 00-VAXS830 | AUX BOILER BUILDING AREA | no data | CLOSED | OPEN
3703 | AUX BOILER PILOT LINE MANUAL ROOT VALVE | 00-VAXS831 | AUX BOILER BUILDING AREA | no data | CLOSED | OPEN
3704 | AUX BOILER PILOT LINE TEST POINT MANUAL VALVE | 00-VAXS833 | AUX BOILER BUILDING AREA | no data | CLOSED | CLOSED
3705 | AUX BOILER PILOT LINE MANUAL ROOT VALVE | 00-VAXS835 | AUX BOILER BUILDING AREA | no data | CLOSED | OPEN
3706 | AUX BOILER PILOT LINE PRESSURE GAUGE MANIFOLD | 00-VAXS836 | AUX BOILER BUILDING AREA | no data | CLOSED | OPEN
3707 | AUX BOILER PILOT LINE UPSTREAM SAFETY SHUTOFF VALVE | 00-YV-AXS837 | AUX BOILER BUILDING AREA | no data | CLOSED | OPEN
3708 | AUX BOILER PILOT LINE VENT VALVE | 00-YV-AXS838 | AUX BOILER BUILDING AREA | no data | OPEN | CLOSED
3709 | AUX BOILER PILOT LINE DOWNSTREAM SAFETY SHUTOFF VALVE | 00-YV-AXS839 | AUX BOILER BUILDING AREA | no data | CLOSED | OPEN
3710 | AUX BOILER PILOT LINE PRESSURE GAUGE MANIFOLD | 00-VAXS832 | AUX BOILER BUILDING AREA | no data | CLOSED | OPEN
3712 | AUX BOILER NATURAL GAS MAIN LINE ROOT MANUAL VALVE | 00-VAXS801 | AUX BOILER BUILDING AREA | no data | CLOSED | OPEN
3713 | AUX BOILER NATURAL GAS MAIN LINE PRESSURE GAUGE MANIFOLD | 00-VAXS802 | AUX BOILER BUILDING AREA | no data | CLOSED | OPEN
3714 | AUX BOILER NATURAL GAS MAIN LINE TEST POINT MANUAL VALVE | 00-VAXS803 | AUX BOILER BUILDING AREA | no data | CLOSED | CLOSED
3715 | AUX BOILER NATURAL GAS MAIN LINE MANUAL DRAIN VALVE | 00-VAXS808 | AUX BOILER BUILDING AREA | no data | OPEN | CLOSED
3716 | AUX BOILER NATURAL GAS MAIN LINE DRAIN VALVE | 00-VAXS804 | AUX BOILER BUILDING AREA | no data | OPEN | CLOSED
3717 | AUX BOILER NATURAL GAS MAIN LINE ROOT MANUAL VALVE | 00-VAXS806 | AUX BOILER BUILDING AREA | no data | CLOSED | OPEN
3718 | AUX BOILER NATURAL GAS MAIN LINE ROOT MANUAL VALVE | 00-VAXS807 | AUX BOILER BUILDING AREA | no data | CLOSED | OPEN
3719 | AUX BOILER NATURAL GAS MAIN LINE ROOT MANUAL VALVE | 00-VAXS809 | AUX BOILER BUILDING AREA | no data | CLOSED | OPEN
3720 | AUX BOILER NATURAL GAS MAIN LINE PRESSURE GAUGE MANIFOLD | 00-VAXS810 | AUX BOILER BUILDING AREA | no data | CLOSED | OPEN
3721 | AUX BOILER NATURAL GAS MAIN LINE ROOT MANUAL VALVE | 00-VAXS811 | AUX BOILER BUILDING AREA | no data | CLOSED | OPEN
3722 | AUX BOILER NATURAL GAS MAIN LINE UPSTREAM SAFETY SHUTOFF VALVE | 00-YV-AXS815 | AUX BOILER BUILDING AREA | no data | CLOSED | OPEN
3723 | AUX BOILER NATURAL GAS MAIN LINE LEAK TEST VALVE | 00-VAXS815 | AUX BOILER BUILDING AREA | no data | CLOSED | CLOSED
3724 | AUX BOILER NATURAL GAS VENT LEAK TEST VALVE | 00-VAXS816 | AUX BOILER BUILDING AREA | no data | CLOSED | CLOSED
3725 | AUX BOILER NATURAL GAS VENT VALVE | 00-YV-AXS816 | AUX BOILER BUILDING AREA | no data | OPEN | CLOSED
3726 | AUX BOILER NATURAL GAS MAIN LINE DOWNSTREAM SAFETY SHUTOFF VALVE | 00-YV-AXS817 | AUX BOILER BUILDING AREA | no data | CLOSED | OPEN
3727 | AUX BOILER NATURAL GAS MAIN LINE LEAK TEST VALVE | 00-VAXS817 | AUX BOILER BUILDING AREA | no data | CLOSED | CLOSED
3728 | AUX BOILER NATURAL GAS MAIN LINE ROOT MANUAL VALVE | 00-VAXS818 | AUX BOILER BUILDING AREA | no data | CLOSED | OPEN
3729 | AUX BOILER NATURAL GAS MAIN LINE FLOW CONTROL VALVE | 00-FCV-AXS820 | AUX BOILER BUILDING AREA | no data | CLOSED | OPEN
3730 | AUX BOILER NATURAL GAS MAIN LINE TEST FIRING MANUAL VALVE | 00-VAXS821 | AUX BOILER BUILDING AREA | no data | CLOSED | OPEN
3731 | AUX BOILER NATURAL GAS MAIN LINE ROOT MANUAL VALVE | 00-VAXS822 | AUX BOILER BUILDING AREA | no data | CLOSED | OPEN
3732 | AUX BOILER NATURAL GAS MAIN LINE PRESSURE GAUGE MANIFOLD | 00-VAXS823 | AUX BOILER BUILDING AREA | no data | CLOSED | OPEN
3733 | AUX BOILER NATURAL GAS STAB LINE INTERCONNECTING PIPING DRAIN VAL | 00-VAXSXXX | AUX BOILER BUILDING AREA | no data | OPEN | CLOSED
3734 | AUX BOILER STABILIZING GAS LINE TEST POINT MANUAL VALVE | 00-VAXS824 | AUX BOILER BUILDING AREA | no data | CLOSED | CLOSED
3735 | AUX BOILER STABILIZING GAS LINE MANUAL CONTROL VALVE | 00-VAXS825 | AUX BOILER BUILDING AREA | no data | CLOSED | OPEN
3736 | AUX BOILER STABILIZING GAS LINE MANUAL CONTROL VALVE | 00-VAXS826 | AUX BOILER BUILDING AREA | no data | CLOSED | OPEN
3737 | AUX BOILER STABILIZING GAS LINE TEST POINT MANUAL VALVE | 00-VAXS828 | AUX BOILER BUILDING AREA | no data | CLOSED | OPEN
3738 | AUX BOILER INSTRUMENT AIR MANUAL VALVE | 00-VAXS841 | AUX BOILER BUILDING AREA | no data | CLOSED | OPEN
3739 | AUX BOILER INSTRUMENT AIR TEST POINT MANUAL VALVE | 00-VAXS842 | AUX BOILER BUILDING AREA | no data | CLOSED | OPEN
3740 | AUX BOILER INSTRUMENT AIR PRESSURE REGULATOR | 00-PCV-AXS843 | AUX BOILER BUILDING AREA | no data | CLOSED | OPEN
3741 | AUX BOILER INSTRUMENT AIR PRESSURE RELIEF VALVE | 00-PSV-AXS843 | AUX BOILER BUILDING AREA | no data | CLOSED | OPEN
3742 | AUX BOILER INSTRUMENT AIR ROOT VALVE | 00-VAXS844 | AUX BOILER BUILDING AREA | no data | CLOSED | OPEN
3743 | AUX BOILER INSTRUMENT AIR PRESSURE GAUGE MANIFOLD | 00-VAXS845 | AUX BOILER BUILDING AREA | no data | CLOSED | OPEN
3744 | AUX BOILER INSTRUMENT AIR DRAIN VALVE | 00-VAXS846 | AUX BOILER BUILDING AREA | no data | CLOSED | CLOSED
3745 | AUX BOILER INSTRUMENT AIR ROOT VALVE | 00-VAXS855 | AUX BOILER BUILDING AREA | no data | CLOSED | OPEN
3746 | AUX BOILER INSTRUMENT AIR MANUAL VALVE | 00-VAXS847 | AUX BOILER BUILDING AREA | no data | CLOSED | OPEN
3747 | AUX BOILER INSTRUMENT AIR MANUAL VALVE | 00-VAXS848 | AUX BOILER BUILDING AREA | no data | CLOSED | OPEN
3748 | AUX BOILER INSTRUMENT AIR MANUAL VALVE | 00-VAXS849 | AUX BOILER BUILDING AREA | no data | CLOSED | OPEN
3749 | AUX BOILER INSTRUMENT AIR MANUAL VALVE | 00-VAXS850 | AUX BOILER BUILDING AREA | no data | CLOSED | OPEN
3750 | AUX BOILER INSTRUMENT AIR MANUAL VALVE | 00-VAXS851 | AUX BOILER BUILDING AREA | no data | CLOSED | OPEN
3751 | AUX BOILER INSTRUMENT AIR MANUAL VALVE | 00-VAXS852 | AUX BOILER BUILDING AREA | no data | CLOSED | OPEN
3752 | AUX BOILER INSTRUMENT AIR MANUAL VALVE | 00-VAXS853 | AUX BOILER BUILDING AREA | no data | CLOSED | OPEN
3753 | AUX BOILER INSTRUMENT AIR DRAIN VALVE | 00-VAXS854 | AUX BOILER BUILDING AREA | no data | CLOSED | CLOSED
3754 | AUX BOILER INSTRUMENT AIR MANUAL VALVE | 00-VAXS856 | AUX BOILER BUILDING AREA | no data | CLOSED | OPEN
3755 | AUX BOILER INSTRUMENT AIR MANUAL VALVE | 00-VAXS857 | AUX BOILER BUILDING AREA | no data | CLOSED | OPEN
3756 | AUX BOILER APH STEAM LINE ROOT VALVE | 00-VAXS863 | AUX BOILER BUILDING AREA | no data | CLOSED | OPEN
3757 | AUX BOILER APH STEAM LINE PRESSURE GAUGE MANIFOLD | 00-VAXS864 | AUX BOILER BUILDING AREA | no data | CLOSED | OPEN
3758 | AUX BOILER APH STEAM LINE DRAIN VALVE | 00-VAXS862 | AUX BOILER BUILDING AREA | no data | OPEN | CLOSED
3759 | AUX BOILER APH STEAM LINE INLET MANUAL VALVE | 00-VAXS865 | AUX BOILER BUILDING AREA | no data | CLOSED | OPEN
3760 | AUX BOILER APH STEAM LINE BYPASS VALVE | 00-VAXS866 | AUX BOILER BUILDING AREA | no data | CLOSED | CLOSED
3761 | AUX BOILER APH STEAM LINE DRAIN VALVE | 00-VAXS867 | AUX BOILER BUILDING AREA | no data | OPEN | CLOSED
3762 | AUX BOILER APH STEAM LINE DRAIN VALVE | 00-VAXS868 | AUX BOILER BUILDING AREA | no data | OPEN | CLOSED
3763 | AUX BOILER APH STEAM LINE OUTLET MANUAL VALVE | 00-VAXS869 | AUX BOILER BUILDING AREA | no data | CLOSED | OPEN
3764 | AUX BOILER APH STEAM LINE TEMPERATURE CONTROL VALVE | 00-TCV-AXS870 | AUX BOILER BUILDING AREA | no data | CLOSED | OPEN
3765 | AUX BOILER APH STEAM LINE DRAIN VALVE | 00-VAXS871 | AUX BOILER BUILDING AREA | no data | OPEN | CLOSED
3766 | AUX BOILER APH STEAM TRAP INLET MANUAL VALVE | 00-VAXS872 | AUX BOILER BUILDING AREA | no data | CLOSED | OPEN
3767 | AUX BOILER APH STEAM TRAP OUTLET MANUAL VALVE | 00-VAXS874 | AUX BOILER BUILDING AREA | no data | CLOSED | OPEN
3768 | AUX BOILER APH STEAM TRAP BYPASS MANUAL HAND CONTROL VALVE | 00-VAXS875 | AUX BOILER BUILDING AREA | no data | CLOSED | CLOSED
3769 | AUX BOILER APH STEAM TRAP DRAIN VALVE | 00-VAXS880 | AUX BOILER BUILDING AREA | no data | OPEN | CLOSED
3770 | AUX BOILER APH STEAM TRAP INLET MANUAL VALVE | 00-VAXS881 | AUX BOILER BUILDING AREA | no data | CLOSED | OPEN
3771 | AUX BOILER APH STEAM TRAP OUTLET MANUAL VALVE | 00-VAXS883 | AUX BOILER BUILDING AREA | no data | CLOSED | OPEN
3772 | AUX BOILER APH STEAM TRAP BYPASS MANUAL HAND CONTROL VALVE | 00-VAXS884 | AUX BOILER BUILDING AREA | no data | CLOSED | CLOSED
3773 | AUX BOILER COMBUSTION AIR ISOLATION VALVE | 00-VAXS890 | AUX BOILER BUILDING AREA | no data | CLOSED | OPEN
3774 | AUX BOILER FGR ISOLATION VALVE | 00-VAXS895 | AUX BOILER BUILDING AREA | no data | CLOSED | OPEN
3775 | LTR CHECK VALVE (Non-Return) | 01LBC01AA101 | TURBINE BUILDING | no data | CLOSED | OPEN
3776 | ST VENTILATOR VALVE | 01LBC01AA103 | TURBINE BUILDING | no data | CLOSED | OPEN
3777 | LP TURBINE EXHAUST HOOD SPRAY STRAINER INLET VALVE | 01LCE01AA101 | TURBINE BUILDING | no data | CLOSED | OPEN
3778 | LP TURBINE EXHAUST HOOD SPRAY VALVE INLET VALVE | 01LCE01AA102 | TURBINE BUILDING | no data | CLOSED | OPEN
3779 | LP TURBINE EXHAUST HOOD SPRAY VALVE OUTLET VALVE | 01LCE01AA104 | TURBINE BUILDING | no data | CLOSED | OPEN
3780 | LP TURBINE EXHAUST HOOD SPRAY VALVE BYPASS VALVE | 01LCE01AA105 | TURBINE BUILDING | no data | CLOSED | CLOSED
3781 | ST VACUUM BREAKER #1 | 01MAC11AA901 | TURBINE BUILDING | no data | OPEN | OPEN
3782 | ST VACUUM BREAKER #2 | 01MAC11AA902 | TURBINE BUILDING | no data | OPEN | OPEN
3783 | CMV SEAT DRAIN MOTOR VALVE | 01MAL01AA901 | TURBINE BUILDING | no data | CLOSED | OPEN
3784 | ST HP TURBINE STEAM INLET PIPE DRAIN MOTOR VALVE | 01MAL02AA901 | TURBINE BUILDING | no data | CLOSED | OPEN
3785 | LP STEAM STRAINER DRAIN VALVE | 01MAL08AA901 | TURBINE BUILDING | no data | OPEN | CLOSED
3786 | IP TURBINE STEAM INLET PIPE DRAIN MOTOR VALVE | 01MAL06AA901 | TURBINE BUILDING | no data | CLOSED | OPEN
3787 | LP STEAM STRAINER DRAIN VALVE AIR SET | 01MAL08AA902 | TURBINE BUILDING | no data | OPEN | CLOSED
3788 | LP STEAM INLET PIPE DRAIN VALVE | 01MAL08AA903 | TURBINE BUILDING | no data | CLOSED | OPEN
3789 | LP STEAM INLET PIPE DRAIN VALVLE AIR SET | 01MAL08AA904 | TURBINE BUILDING | no data | OPEN | CLOSED
3790 | CMV STEAM LEAK RECOVERY MOTOR VALVE | 01MAM30AA101 | TURBINE BUILDING | no data | CLOSED | OPEN
3791 | CMV STEAM LEAK DRAIN VALVE | 01MAM30AA102 | TURBINE BUILDING | no data | CLOSED | OPEN
3792 | TURNING GEAR SUPPLY OIL SOLENOID VALVE BYPASS VALVE | 01MAV10AA101 | TURBINE BUILDING | no data | CLOSED | CLOSED
3793 | TURNING GEAR SUPPLY OIL SOLENOID VALVE INLET VALVE | 01MAV10AA102 | TURBINE BUILDING | no data | CLOSED | OPEN
3794 | TURNING GEAR SUPPLY OIL SOLENOID VALVE OUTLET VALVE | 01MAV10AA103 | TURBINE BUILDING | no data | CLOSED | OPEN
3795 | SSS CLUTCH (DISENGAGED) OIL SUPPLY SOLENOID VALVE ISO. VALVE | 01MAV10AA106 | TURBINE BUILDING | no data | CLOSED | OPEN
3796 | SSS CLUTCH (ENGAGED) OIL SUPPLY SOLENOID VALVE BYPASS VALVE | 01MAV10AA108 | TURBINE BUILDING | no data | CLOSED | CLOSED
3797 | SSS CLUTCH (ENGAGED) OIL DRAIN SOLENOID VALVE ISO. VALVE | 01MAV10AA109 | TURBINE BUILDING | no data | CLOSED | OPEN
3798 | SSS CLUTCH OIL DRAIN SOLENOID VALVE BYPASS VALVE | 01MAV10AA112 | TURBINE BUILDING | no data | CLOSED | CLOSED
3799 | HIP TURBINE COOLING CELL SUPPLY AIR VALVE INLET VALVE | 01QEB01AA101 | TURBINE BUILDING | no data | CLOSED | OPEN
3800 | HIP TURBINE COOLING CELL SUPPLY AIR VALVE OUTLET VALVE | 01QEB01AA103 | TURBINE BUILDING | no data | CLOSED | OPEN
3801 | HIP TURBINE COOLING CELL SUPPLY AIR VALVEBYPASS VALVE | 01QEB01AA104 | TURBINE BUILDING | no data | CLOSED | OPEN
3802 | CASEING COOLING CELL (HP) SUPPLY AIR INLET VALVE | 01QEB01AA105 | TURBINE BUILDING | no data | CLOSED | OPEN
3803 | CASEING COOLING CELL (IP) SUPPLY AIR INLET VALVE | 01QEB01AA107 | TURBINE BUILDING | no data | CLOSED | OPEN
3804 | CASEING COOLING CELL (LP) SUPPLY AIR INLET VALVE | 01QEB01AA109 | TURBINE BUILDING | no data | CLOSED | OPEN
3805 | LTR CHECK VALVE | 02LBC01AA101 | TURBINE BUILDING | no data | CLOSED | OPEN
3806 | ST VENTILATOR VALVE | 02LBC01AA103 | TURBINE BUILDING | no data | CLOSED | OPEN
3807 | LP TURBINE EXHAUST HOOD SPRAY STRAINER INLET VALVE | 02LCE01AA101 | TURBINE BUILDING | no data | CLOSED | OPEN
3808 | LP TURBINE EXHAUST HOOD SPRAY VALVE INLET VALVE | 02LCE01AA102 | TURBINE BUILDING | no data | CLOSED | OPEN
3809 | LP TURBINE EXHAUST HOOD SPRAY VALVE OUTLET VALVE | 02LCE01AA104 | TURBINE BUILDING | no data | CLOSED | OPEN
3810 | LP TURBINE EXHAUST HOOD SPRAY VALVE BYPASS VALVE | 02LCE01AA105 | TURBINE BUILDING | no data | CLOSED | CLOSED
3811 | ST VACUUM BREAKER #1 | 02MAC11AA901 | TURBINE BUILDING | no data | OPEN | OPEN
3812 | ST VACUUM BREAKER #2 | 02MAC11AA902 | TURBINE BUILDING | no data | OPEN | OPEN
3813 | CMV SEAT DRAIN MOTOR VALVE | 02MAL01AA901 | TURBINE BUILDING | no data | CLOSED | OPEN
3814 | ST HP TURBINE STEAM INLET PIPE DRAIN MOTOR VALVE | 02MAL02AA901 | TURBINE BUILDING | no data | CLOSED | OPEN
3815 | LP STEAM STRAINER DRAIN VALVE | 02MAL08AA901 | TURBINE BUILDING | no data | OPEN | CLOSED
3816 | IP TURBINE STEAM INLET PIPE DRAIN MOTOR VALVE | 02MAL06AA901 | TURBINE BUILDING | no data | CLOSED | OPEN
3817 | LP STEAM STRAINER DRAIN VALVE AIR SET | 02MAL08AA902 | TURBINE BUILDING | no data | CLOSED | OPEN
3818 | LP STEAM INLET PIPE DRAIN VALVE | 02MAL08AA903 | TURBINE BUILDING | no data | OPEN | CLOSED
3819 | LP STEAM INLET PIPE DRAIN VALVLE AIR SET | 02MAL08AA904 | TURBINE BUILDING | no data | CLOSED | OPEN
3820 | CMV STEAM LEAK RECOVERY MOTOR VALVE | 02MAM30AA101 | TURBINE BUILDING | no data | CLOSED | OPEN
3821 | CMV STEAM LEAK DRAIN VALVE | 02MAM30AA102 | TURBINE BUILDING | no data | OPEN | CLOSED
3822 | TURNING GEAR SUPPLY OIL SOLENOID VALVE BYPASS VALVE | 02MAV10AA101 | TURBINE BUILDING | no data | CLOSED | CLOSED
3823 | TURNING GEAR SUPPLY OIL SOLENOID VALVE INLET VALVE | 02MAV10AA102 | TURBINE BUILDING | no data | CLOSED | OPEN
3824 | TURNING GEAR SUPPLY OIL SOLENOID VALVE OUTLET VALVE | 02MAV10AA103 | TURBINE BUILDING | no data | CLOSED | OPEN
3825 | SSS CLUTCH (DISENGAGED) OIL SUPPLY SOLENOID VALVE ISO. VALVE | 02MAV10AA106 | TURBINE BUILDING | no data | CLOSED | OPEN
3826 | SSS CLUTCH (ENGAGED) OIL SUPPLY SOLENOID VALVE BYPASS VALVE | 02MAV10AA108 | TURBINE BUILDING | no data | CLOSED | CLOSED
3827 | SSS CLUTCH (ENGAGED) OIL DRAIN SOLENOID VALVE ISO. VALVE | 02MAV10AA109 | TURBINE BUILDING | no data | CLOSED | OPEN
3828 | SSS CLUTCH OIL DRAIN SOLENOID VALVE BYPASS VALVE | 02MAV10AA112 | TURBINE BUILDING | no data | CLOSED | CLOSED
3829 | HIP TURBINE COOLING CELL SUPPLY AIR VALVE INLET VALVE | 02QEB01AA101 | TURBINE BUILDING | no data | CLOSED | OPEN
3830 | HIP TURBINE COOLING CELL SUPPLY AIR VALVE OUTLET VALVE | 02QEB01AA103 | TURBINE BUILDING | no data | CLOSED | OPEN
3831 | HIP TURBINE COOLING CELL SUPPLY AIR VALVEBYPASS VALVE | 02QEB01AA104 | TURBINE BUILDING | no data | CLOSED | CLOSED
3832 | CASEING COOLING CELL (HP) SUPPLY AIR INLET VALVE | 02QEB01AA105 | TURBINE BUILDING | no data | CLOSED | OPEN
3833 | CASEING COOLING CELL (IP) SUPPLY AIR INLET VALVE | 02QEB01AA107 | TURBINE BUILDING | no data | CLOSED | OPEN
3834 | CASEING COOLING CELL (LP) SUPPLY AIR INLET VALVE | 02QEB01AA109 | TURBINE BUILDING | no data | CLOSED | OPEN
3835 | UNIT 1 CONDENSATE PUMP A DISCHARGE PRESS. GAUGE ISOLATION VALVE | 01-VCND804 | CONDESATE RECIEVER TANK | no data | CLOSED | OPEN
3836 | UNIT 1 CONDENSATE PUMP A DISCHARGE PRESS. GAUGE VALVE | 01-VCND805 | CONDESATE RECIEVER TANK | no data | CLOSED | OPEN
3837 | UNIT 1 CONDENSATE PUMP A MECH. SEAL AIR VENT VALVE | 01-VCND814 | CONDESATE RECIEVER TANK | no data | OPEN | CLOSED
3838 | UNIT 1 CONDENSATE PUMP A SEALING WATER PRESS. GAUGE ISOLATION VAL | 01-VCND816 | CONDESATE RECIEVER TANK | no data | CLOSED | OPEN
3839 | UNIT 1 CONDENSATE PUMP A SEALING WATER PRESS. GAUGE VALVE | 01-VCND817 | CONDESATE RECIEVER TANK | no data | CLOSED | OPEN
3840 | UNIT 1 CONDENSATE PUMP A SEALING WATER VALVE | 01-VCND818 | CONDESATE RECIEVER TANK | no data | CLOSED | OPEN
3841 | UNIT 1 CONDENSATE PUMP A EQUALIZING VALVE | 01-VCND820 | CONDESATE RECIEVER TANK | no data | CLOSED | OPEN
3842 | UNIT 1 CONDENSATE PUMP B DISCHARGE PRESS. GAUGE ISOLATION VALVE | 01-VCND834 | CONDESATE RECIEVER TANK | no data | CLOSED | OPEN
3843 | UNIT 1 CONDENSATE PUMP B DISCHARGE PRESS. GAUGE VALVE | 01-VCND835 | CONDESATE RECIEVER TANK | no data | CLOSED | OPEN
3844 | UNIT 1 CONDENSATE PUMP B MECH. SEAL AIR VENT VALVE | 01-VCND844 | CONDESATE RECIEVER TANK | no data | OPEN | CLOSED
3845 | UNIT 1 CONDENSATE PUMP B SEALING WATER PRESS. GAUGE ISOLATION VAL | 01-VCND846 | CONDESATE RECIEVER TANK | no data | CLOSED | OPEN
3846 | UNIT 1 CONDENSATE PUMP B SEALING WATER PRESS. GAUGE VALVE | 01-VCND847 | CONDESATE RECIEVER TANK | no data | CLOSED | OPEN
3847 | UNIT 1 CONDENSATE PUMP B SEALING WATER VALVE | 01-VCND848 | CONDESATE RECIEVER TANK | no data | CLOSED | OPEN
3848 | UNIT 1 CONDENSATE PUMP B EQUALIZING VALVE | 01-VCND850 | CONDESATE RECIEVER TANK | no data | CLOSED | OPEN
3849 | UNIT 1 CONDENSATE PUMP C DISCHARGE PRESS. GAUGE ISOLATION VALVE | 01-VCND864 | CONDESATE RECIEVER TANK | no data | CLOSED | OPEN
3850 | UNIT 1 CONDENSATE PUMP C DISCHARGE PRESS. GAUGE VALVE | 01-VCND865 | CONDESATE RECIEVER TANK | no data | CLOSED | OPEN
3851 | UNIT 1 CONDENSATE PUMP C MECH. SEAL AIR VENT VALVE | 01-VCND874 | CONDESATE RECIEVER TANK | no data | OPEN | CLOSED
3852 | UNIT 1 CONDENSATE PUMP C SEALING WATER PRESS. GAUGE ISOLATION VAL | 01-VCND876 | CONDESATE RECIEVER TANK | no data | CLOSED | OPEN
3853 | UNIT 1 CONDENSATE PUMP C SEALING WATER PRESS. GAUGE VALVE | 01-VCND877 | CONDESATE RECIEVER TANK | no data | CLOSED | OPEN
3854 | UNIT 1 CONDENSATE PUMP C SEALING WATER VALVE | 01-VCND878 | CONDESATE RECIEVER TANK | no data | CLOSED | OPEN
3855 | UNIT 1 CONDENSATE PUMP C EQUALIZING VALVE | 01-VCND880 | CONDESATE RECIEVER TANK | no data | CLOSED | OPEN
3856 | UNIT 2 CONDENSATE PUMP A DISCHARGE PRESS. GAUGE ISOLATION VALVE | 02-VCND804 | CONDESATE RECIEVER TANK | no data | CLOSED | OPEN
3857 | UNIT 2 CONDENSATE PUMP A DISCHARGE PRESS. GAUGE VALVE | 02-VCND805 | CONDESATE RECIEVER TANK | no data | CLOSED | OPEN
3858 | UNIT 2 CONDENSATE PUMP A MECH. SEAL AIR VENT VALVE | 02-VCND814 | CONDESATE RECIEVER TANK | no data | OPEN | CLOSED
3859 | UNIT 2 CONDENSATE PUMP A SEALING WATER PRESS. GAUGE ISOLATION VAL | 02-VCND816 | CONDESATE RECIEVER TANK | no data | CLOSED | OPEN
3860 | UNIT 2 CONDENSATE PUMP A SEALING WATER PRESS. GAUGE VALVE | 02-VCND817 | CONDESATE RECIEVER TANK | no data | CLOSED | OPEN
3861 | UNIT 2 CONDENSATE PUMP A SEALING WATER VALVE | 02-VCND818 | CONDESATE RECIEVER TANK | no data | CLOSED | OPEN
3862 | UNIT 2 CONDENSATE PUMP A EQUALIZING VALVE | 02-VCND820 | CONDESATE RECIEVER TANK | no data | CLOSED | OPEN
3863 | UNIT 2 CONDENSATE PUMP B DISCHARGE PRESS. GAUGE ISOLATION VALVE | 02-VCND834 | CONDESATE RECIEVER TANK | no data | CLOSED | OPEN
3864 | UNIT 2 CONDENSATE PUMP B DISCHARGE PRESS. GAUGE VALVE | 02-VCND835 | CONDESATE RECIEVER TANK | no data | CLOSED | OPEN
3866 | UNIT 2 CONDENSATE PUMP B SEALING WATER PRESS. GAUGE ISOLATION VAL | 02-VCND846 | CONDESATE RECIEVER TANK | no data | CLOSED | OPEN
3867 | UNIT 2 CONDENSATE PUMP B SEALING WATER PRESS. GAUGE VALVE | 02-VCND847 | CONDESATE RECIEVER TANK | no data | CLOSED | OPEN
3870 | UNIT 2 CONDENSATE PUMP C DISCHARGE PRESS. GAUGE ISOLATION VALVE | 02-VCND864 | CONDESATE RECIEVER TANK | no data | CLOSED | OPEN
3871 | UNIT 2 CONDENSATE PUMP C DISCHARGE PRESS. GAUGE VALVE | 02-VCND865 | CONDESATE RECIEVER TANK | no data | CLOSED | OPEN
3872 | UNIT 2 CONDENSATE PUMP C MECH. SEAL AIR VENT VALVE | 02-VCND874 | CONDESATE RECIEVER TANK | no data | OPEN | CLOSED
3873 | UNIT 2 CONDENSATE PUMP C SEALING WATER PRESS. GAUGE ISOLATION VAL | 02-VCND876 | CONDESATE RECIEVER TANK | no data | CLOSED | OPEN
3874 | UNIT 2 CONDENSATE PUMP C SEALING WATER PRESS. GAUGE VALVE | 02-VCND877 | CONDESATE RECIEVER TANK | no data | CLOSED | OPEN
3875 | UNIT 2 CONDENSATE PUMP C SEALING WATER VALVE | 02-VCND878 | CONDESATE RECIEVER TANK | no data | CLOSED | OPEN
3876 | UNIT 2 CONDENSATE PUMP C EQUALIZING VALVE | 02-VCND880 | CONDESATE RECIEVER TANK | no data | CLOSED | OPEN
3877 | 6.9 KV XFR 11 | 00-MVA-XFR-11 | MVB SWITHCGEAR 1, CUBICLE 03B | 13.8 KV RACK-OUT BREAKER | OPEN | CLOSED
3878 | HRSG 01 SUS XFMR 01 | 01-MVA-XFR-11 | MVB SWITHCGEAR 1, CUBICLE 06A | 13.8 KV RACK-OUT BREAKER | OPEN | CLOSED
3879 | HRSG 02 SUS XFMR 01 | 02-MVA-XFR-12 | MVB SWITHCGEAR 1, CUBICLE 06B | 13.8 KV RACK-OUT BREAKER | OPEN | CLOSED
3880 | ACC 01 SUS XFMR 01 | 01-MVA-XFR-13 | MVB SWITHCGEAR 1, CUBICLE 05A | 13.8 KV RACK-OUT BREAKER | OPEN | CLOSED
3881 | ACC 02 SUS XFMR 01 | 02-MVA-XFR-14 | MVB SWITHCGEAR 1, CUBICLE 04A | 13.8 KV RACK-OUT BREAKER | OPEN | CLOSED
3882 | ACC 01 SUS XFMR 03 | 01-MVA-XFR-15 | MVB SWITHCGEAR 1, CUBICLE 05B | 13.8 KV RACK-OUT BREAKER | OPEN | CLOSED
3883 | ACC 02 SUS XFMR 03 | 02-MVA-XFR-16 | MVB SWITHCGEAR 1, CUBICLE 04B | 13.8 KV RACK-OUT BREAKER | OPEN | CLOSED
3884 | BOP SUS XFMR | 00-MVA-XFR-17 | MVB SWITHCGEAR 1, CUBICLE 03A | 13.8 KV RACK-OUT BREAKER | OPEN | CLOSED
3887 | 6.9KV XFR 21 | 00-MVA-XFR-21 | MVB SWITHCGEAR 2, CUBICLE 15B | 13.8 KV RACK-OUT BREAKER | OPEN | CLOSED
3888 | HRSG 01 SUS XFMR 02 | 01-MVA-XFR-21 | MVB SWITHCGEAR 2, CUBICLE 12A | 13.8 KV RACK-OUT BREAKER | OPEN | CLOSED
3889 | HRSG 02 SUS XFMR 02 | 02-MVA-XFR-22 | MVB SWITHCGEAR 2, CUBICLE 12B | 13.8 KV RACK-OUT BREAKER | OPEN | CLOSED
3890 | ACC 01 SUS XFMR 02 | 01-MVA-XFR-23 | MVB SWITHCGEAR 2, CUBICLE 13A | 13.8 KV RACK-OUT BREAKER | OPEN | CLOSED
3891 | ACC 02 SUS XFMR 02 | 02-MVA-XFR-24 | MVB SWITHCGEAR 2, CUBICLE 13B | 13.8 KV RACK-OUT BREAKER | OPEN | CLOSED
3892 | ACC 01 SUS XFMR 04 | 01-MVA-XFR-25 | MVB SWITHCGEAR 2, CUBICLE 14A | 13.8 KV RACK-OUT BREAKER | OPEN | CLOSED
3893 | ACC 02 SUS XFMR 04 | 02-MVA-XFR-26 | MVB SWITHCGEAR 2, CUBICLE 14B | 13.8 KV RACK-OUT BREAKER | OPEN | CLOSED
3894 | BOP SUS XFMR 02 | 00-MVA-XFR-27 | MVB SWITHCGEAR 2, CUBICLE 15A | 13.8 KV RACK-OUT BREAKER | OPEN | CLOSED
3895 | U2 BOILER FEED WATER PUMP A | 02-BFW-MPM-01A | MVB SWITHCGEAR 2, CUBICLE 16B | 13.8 KV RACK-OUT BREAKER | OPEN | CLOSED
3897 | MAIN FEED BREAKER | 00-UAT-XFR-1 | MVB SWITHCGEAR 1, CUBICLE 7B | 13.8 KV RACK-OUT BREAKER | OPEN | CLOSED
3898 | MAIN FEED BREAKER | 00-UAT-XFR-2 | MVB SWITHCGEAR 2, CUBICLE 10B | 13.8 KV RACK-OUT BREAKER | OPEN | CLOSED
3899 | TIE BREAKER 13.8 SWG-1 AND 13.8 SWG-2 |  | MVB SWITHCGEAR 1, CUBICLE 9B | 13.8 KV RACK-OUT BREAKER | OPEN | CLOSED
3900 | BUS1 VTS |  | MVB SWITHCGEAR 1, CUBICLE 8B | FUES | OPEN | CLOSED
3901 | BUS2 VTS |  | MVB SWITHCGEAR 2, CUBICLE 11B | FUES | OPEN | CLOSED
3902 | U1 SFC TRANSFORMER | 01-LCI-XFR-01 | MVB SWITCHGEAR 11, CUBICLE 04B | 6.9 KV RACK-OUT BREAKER | OPEN | CLOSED
3903 | U2 GT ENHANCED AIR COMPRESSOR B | 02-MBH06AN102 | MVB SWITCHGEAR 11, CUBICLE 05B | FUES | OPEN | CLOSED
3905 | U2 CLOSED COOLING WATER PUMP B | 02-CCW-MPM-01B | MVB SWITCHGEAR 11, CUBICLE 04A | FUES | OPEN | CLOSED
3906 | U1 CLOSED COOLING WATER PUMP A | 01-CCW-MPM-01A | MVB SWITCHGEAR 11, CUBICLE 04B | FUES | OPEN | CLOSED
3907 | U2 CONDENSATE PUMP B | 02-CND-MPM-02B | MVB SWITCHGEAR 11, CUBICLE 03A | FUES | OPEN | CLOSED
3908 | U1 CONDENSATE PUMP A | 01-CND-MPM-01A | MVB SWITCHGEAR 11, CUBICLE 02A | FUES | OPEN | CLOSED
3909 | U1 CONDENSATE PUMP C | 01-CND-MPM-01C | MVB SWITCHGEAR 11, CUBICLE 03B | FUES | OPEN | CLOSED
3910 | FUEL GAS COMPRESSOR C | 00-FGS-CMP-01C | MVB SWITCHGEAR 11, CUBICLE 02B | FUES | OPEN | CLOSED
3912 | U2 SFC TRANSFORMER | 02-LCI-XFR-01 | MVB SWITCHGEAR 21, CUBICLE 07B | 6.9 KV RACK-OUT BREAKER | OPEN | CLOSED
3913 | U2 GT ENHANCED AIR COMPRESSOR A | 02-MBH06AN101 | MVB SWITCHGEAR 21, CUBICLE 01A | FUES | OPEN | CLOSED
3914 | U1 GT ENHANCED AIR COMPRESSOR B | 02-MBH06AN102 | MVB SWITCHGEAR 21, CUBICLE 01B | FUES | OPEN | CLOSED
3915 | U2 CLOSED COOLING WATER PUMP A | 02-CCW-MPM-01A | MVB SWITCHGEAR 21, CUBICLE 02A | FUES | OPEN | CLOSED
3916 | U1 CLOSED COOLING WATER PUMP B | 01-CCW-MPM-01B | MVB SWITCHGEAR 21, CUBICLE 02B | FUES | OPEN | CLOSED
3917 | U1 CONDENSATE PUMP B | 01-CND-MPM-01B | MVB SWITCHGEAR 21, CUBICLE 03A | FUES | OPEN | CLOSED
3918 | U2 CONDENSATE PUMP C | 02-CND-MPM-02C | MVB SWITCHGEAR 21, CUBICLE 03B | FUES | OPEN | CLOSED
3921 | MAIN FEED BREAKER |  | MVB SWITCHGEAR 11, CUBICLE 02B | 6.9 KV RACK-OUT BREAKER | OPEN | CLOSED
3922 | MAIN FEED BREAKER |  | MVB SWITCHGEAR 21, CUBICLE 06B | 6.9 KV RACK-OUT BREAKER | OPEN | CLOSED
3923 | TIE BREAKER 6.9 SWG-11 AND 6.9 SWG-21 |  | MVB SWITCHGEAR 11, CUBICLE 04A | 6.9 KV RACK-OUT BREAKER | OPEN | CLOSED
3924 | UNIT 1 STEAM ELEC SUPERHEATER | 01-AXS-HTR-01 | HRSG-1 MCC ENCLOSURE CUBICLE 03D | 480 V RACK OUT BREAKER | OPEN | CLOSED
3925 | HRSG 1 MCC 01 | 01-HRG-MCC-111 | HRSG-1 MCC ENCLOSURE CUBICLE 01B | 480 V RACK OUT BREAKER | OPEN | CLOSED
3926 | UNIT 1 AMMONIA INJ HEATER | 01-SCR-HTR-01 | HRSG-1 MCC ENCLOSURE CUBICLE 03C | 480 V RACK OUT BREAKER | OPEN | CLOSED
3927 | AIR COMPRESSOR A | 01-INA-PNL-01A | HRSG-1 MCC ENCLOSURE CUBICLE 01D | 480 V RACK OUT BREAKER | OPEN | CLOSED
3928 | FEEDER BREAKER | 01-LVB-SWG-11 | HRSG-1 MCC ENCLOSURE CUBICLE 02A | 480 V RACK OUT BREAKER | OPEN | CLOSED
3929 | TIE BREAKER 480V SWG-11 AND SWG-21 |  | HRSG-1 MCC ENCLOSURE CUBICLE 04C | 480 V RACK OUT BREAKER | OPEN | CLOSED
3930 | FUEL GAS LP DEW POINT HEATER | 00-FGS-HTR-01 | HRSG-1 MCC ENCLOSURE CUBICLE 06D | 480 V RACK OUT BREAKER | OPEN | CLOSED
3931 | UNIT 1 AMMONIA INJ HEATER | 01-SCR-HTR-02 | HRSG-1 MCC ENCLOSURE CUBICLE 06C | 480 V RACK OUT BREAKER | OPEN | CLOSED
3932 | HRSG 1 MCC 2 | 01-HRG-MCC-211 | HRSG-1 MCC ENCLOSURE CUBICLE 06B | 480 V RACK OUT BREAKER | OPEN | CLOSED
3933 | AIR COMPRESSOR B | 00-INA-CMP-01B | HRSG-1 MCC ENCLOSURE CUBICLE 05D | 480 V RACK OUT BREAKER | OPEN | CLOSED
3934 | FEEDER BREAKER | 01-LVB-SWG-21 | HRSG-1 MCC ENCLOSURE CUBICLE 07A | 480 V RACK OUT BREAKER | OPEN | CLOSED
3935 | U1 LUBE OIL PUMP A | 01MPV01AP101-MO1 | HRSG-1 ENCLOSURE MCC 111 CUBICLE 2FM | 480 V MOLDED CASE BREAKER | OPEN | CLOSED
3936 | FGS CMP A RECYCLE/OIL CLR FAN MTR 1 | 00-FGS-MFN-03A | HRSG-1 ENCLOSURE MCC 111 CUBICLE 3FB | 480 V MOLDED CASE BREAKER | OPEN | CLOSED
3937 | FGS CMP A RECYCLE/OIL CLR FAN MTR 2 | 00-FGS-MFN-04A | HRSG-1 ENCLOSURE MCC 111 CUBICLE 3FD | 480 V MOLDED CASE BREAKER | OPEN | CLOSED
3938 | FUEL GAS CONDITIONING SKID PUMP MTR 1 | 00-FGS-MPM-11A | HRSG-1 ENCLOSURE MCC 111 CUBICLE 3FF | 480 V MOLDED CASE BREAKER | OPEN | CLOSED
3940 | HRSG 1 SOUTH TOP HEAT TRACE XFMR | 01-HTT-XFR-1111 | HRSG-1 ENCLOSURE MCC 111 CUBICLE 4FC(L) | 480 V MOLDED CASE BREAKER | OPEN | CLOSED
3941 | FUEL GAS HEAT TRACE XFMR | 01-HTT-XFR-1113 | HRSG-1 ENCLOSURE MCC 111 CUBICLE 4FC(R) | 480 V MOLDED CASE BREAKER | OPEN | CLOSED
3942 | HRSG 1 PIPE RACK E HEAT TRACE XFMR | 01-HTT-XFR-1112 | HRSG-1 ENCLOSURE MCC 111 CUBICLE 4FF(L) | 480 V MOLDED CASE BREAKER | OPEN | CLOSED
3943 | FGS CMP RECYCLE/OIL CLR FAN MOTOR 1 | 00-FGS-MFN-03C | HRSG-1 ENCLOSURE MCC 111 CUBICLE 5FB | 480 V MOLDED CASE BREAKER | OPEN | CLOSED
3944 | FGS CMP RECYCLE/OIL CLR FAN MOTOR 2 | 00-FGS-MFN-04C | HRSG-1 ENCLOSURE MCC 111 CUBICLE 5FD | 480 V MOLDED CASE BREAKER | OPEN | CLOSED
3945 | UNIT 1 HRSG DUCT BURNER COOLING SKID BLOWER 1 | 01-BUR-MLB-01A | HRSG-1 ENCLOSURE MCC 111 CUBICLE 5FH | 480 V MOLDED CASE BREAKER | OPEN | CLOSED
3946 | FGS CMP A SOUND ENCLOSURE FAN MOTOR 1 | 00-FGS-MFN-01A | HRSG-1 ENCLOSURE MCC 111 CUBICLE 6FB | 480 V MOLDED CASE BREAKER | OPEN | CLOSED
3947 | FGS CMP A SOUND ENCLOSURE FAN MOTOR 2 | 00-FGS-MFN-02A | HRSG-1 ENCLOSURE MCC 111 CUBICLE 6FD | 480 V MOLDED CASE BREAKER | OPEN | CLOSED
3948 | FGC A AUX OIL PUMP MOTOR | 00-FGS-MPM-02A | HRSG-1 ENCLOSURE MCC 111 CUBICLE 6FF | 480 V MOLDED CASE BREAKER | OPEN | CLOSED
3949 | FGS CMP C SOUND ENCLOSURE FAN MOTOR 1 | 00-FGS-MFN-01C | HRSG-1 ENCLOSURE MCC 111 CUBICLE 6FM | 480 V MOLDED CASE BREAKER | OPEN | CLOSED
3950 | FGC C AUX OIL PUMP MOTOR | 00-FGS-MPM-02C | HRSG-1 ENCLOSURE MCC 111 CUBICLE 7FB | 480 V MOLDED CASE BREAKER | OPEN | CLOSED
3951 | HRSG 1 PDC PANELBOARD 480VAC | 01-LVB-PPL-1115 | HRSG-1 ENCLOSURE MCC 111 CUBICLE 7FE | 480 V MOLDED CASE BREAKER | OPEN | CLOSED
3952 | UNIT 1 HRSG BD SUMP PUMP A/B CONTROL PANEL | 01-BDN-CPL-01 | HRSG-1 ENCLOSURE MCC 111 CUBICLE 7FH(R) | 480 V MOLDED CASE BREAKER | OPEN | CLOSED
3953 | UNIT 1 BRIDGE CRANE | 01-TRB-CRN-01 | HRSG-1 ENCLOSURE MCC 111 CUBICLE 7FL | 480 V MOLDED CASE BREAKER | OPEN | CLOSED
3954 | UNIT 1 ACHE FAN 01A | 01-CCW-MFN-01A | HRSG-1 ENCLOSURE MCC 111 CUBICLE 8FC | 480 V MOLDED CASE BREAKER | OPEN | CLOSED
3955 | UNIT 1 ACHE FAN 01B | 01-CCW-MFN-01B | HRSG-1 ENCLOSURE MCC 111 CUBICLE 8FF | 480 V MOLDED CASE BREAKER | OPEN | CLOSED
3956 | UNIT 1 ACHE FAN 01C | 01-CCW-MFN-01C | HRSG-1 ENCLOSURE MCC 111 CUBICLE 8FJ | 480 V MOLDED CASE BREAKER | OPEN | CLOSED
3957 | UNIT 1 ACHE FAN 02A | 01-CCW-MFN-02A | HRSG-1 ENCLOSURE MCC 111 CUBICLE 8FM | 480 V MOLDED CASE BREAKER | OPEN | CLOSED
3958 | UNIT 1 ACHE FAN 02B | 01-CCW-MFN-02B | HRSG-1 ENCLOSURE MCC 111 CUBICLE 9FC | 480 V MOLDED CASE BREAKER | OPEN | CLOSED
3959 | UNIT 1 ACHE FAN 02C | 01-CCW-MFN-02C | HRSG-1 ENCLOSURE MCC 111 CUBICLE 9FF | 480 V MOLDED CASE BREAKER | OPEN | CLOSED
3960 | UNIT 1 ACHE FAN 03A | 01-CCW-MFN-03A | HRSG-1 ENCLOSURE MCC 111 CUBICLE 9FJ | 480 V MOLDED CASE BREAKER | OPEN | CLOSED
3961 | UNIT 1 SAMPLE ANALYSIS PANEL DSW | 01-SMP-DSW-01 | HRSG-1 ENCLOSURE MCC 111 CUBICLE 10FC(R) | 480 V MOLDED CASE BREAKER | OPEN | CLOSED
3962 | HRSG 1 PDC XFMR 480-120/208VAC | 01-LVD-PPL-1111 | HRSG-1 ENCLOSURE MCC 111 CUBICLE 11FC(L) | 480 V MOLDED CASE BREAKER | OPEN | CLOSED
3963 | HRSG 1 TOP LEVEL WEST PANELBOARD 480VAC | 01-LVB-PPL-1112 | HRSG-1 ENCLOSURE MCC 111 CUBICLE 11FF | 480 V MOLDED CASE BREAKER | OPEN | CLOSED
3964 | HRSG 1 FINGER RACK PANELBOARD 480VAC | 01-LVB-PPL-1113 | HRSG-1 ENCLOSURE MCC 111 CUBICLE 11FJ | 480 V MOLDED CASE BREAKER | OPEN | CLOSED
3965 | HRSG1 GRADE WEST PANELBOARD 480VAC | 01-LVB-PPL-1114 | HRSG-1 ENCLOSURE MCC 111 CUBICLE 11FM | 480 V MOLDED CASE BREAKER | OPEN | CLOSED
3966 | FGS CMP C SOUND ENCLOSURE FAN MOTOR 2 | 00-FGS-MFN-02C | HRSG-1 ENCLOSURE MCC 111 CUBICLE 12FB | 480 V MOLDED CASE BREAKER | OPEN | CLOSED
3967 | UNIT 1 BFW LUBE OIL PUMP MOTOR A | 01-BFW-MPM-02A | HRSG-1 ENCLOSURE MCC 111 CUBICLE 12FD | 480 V MOLDED CASE BREAKER | OPEN | CLOSED
3968 | WASTE WATER SUMP PUMPS A/B CONTROL PANEL | 00-WDR-CPL-01 | HRSG-1 ENCLOSURE MCC 111 CUBICLE 13FJ | 480 V MOLDED CASE BREAKER | OPEN | CLOSED
3969 | UNIT 1 TURBINE BUILDING NE PANELBOARD 480VAC | 01-LVB-PPL-1111 | HRSG-1 ENCLOSURE MCC 111 CUBICLE 13FM | 480 V MOLDED CASE BREAKER | OPEN | CLOSED
3970 | UNIT 1 MAIN LUBE OIL PUMP MOTOR B | 01MPV01AP102-M01 | HRSG-1 ENCLOSURE MCC 211 CUBICLE 3FM | 480 V MOLDED CASE BREAKER | OPEN | CLOSED
3971 | FGS CMP B SOUND ENCLOSURE FAN MTR 1 | 00-FGS-MFN-01B | HRSG-1 ENCLOSURE MCC 211 CUBICLE 4FB | 480 V MOLDED CASE BREAKER | OPEN | CLOSED
3972 | UNIT 1 STG SWBD | 01-LVB-SWB-2113 | HRSG-1 ENCLOSURE MCC 211 CUBICLE 4FF | 480 V MOLDED CASE BREAKER | OPEN | CLOSED
3974 | HRSG 1 PDC PANELBOARD 480VAC | 01-LVB-PPL-2112 | HRSG-1 ENCLOSURE MCC 211 CUBICLE 5FC | 480 V MOLDED CASE BREAKER | OPEN | CLOSED
3975 | FUEL GAS AREA PANELBOARD 480VAC | 01-LVB-PPL-2113 | HRSG-1 ENCLOSURE MCC 211 CUBICLE 5FF | 480 V MOLDED CASE BREAKER | OPEN | CLOSED
3976 | UNIT 1 ACHE FAN 03B | 01-CCW-MFN-03B | HRSG-1 ENCLOSURE MCC 211 CUBICLE 6FC | 480 V MOLDED CASE BREAKER | OPEN | CLOSED
3977 | UNIT 1 ACHE FAN 03C | 01-CCW-MFN-03C | HRSG-1 ENCLOSURE MCC 211 CUBICLE 6FF | 480 V MOLDED CASE BREAKER | OPEN | CLOSED
3978 | UNIT 1 ACHE FAN 04A | 01-CCW-MFN-04A | HRSG-1 ENCLOSURE MCC 211 CUBICLE 6FJ | 480 V MOLDED CASE BREAKER | OPEN | CLOSED
3979 | UNIT 1 ACHE FAN 04B | 01-CCW-MFN-04B | HRSG-1 ENCLOSURE MCC 211 CUBICLE 6FM | 480 V MOLDED CASE BREAKER | OPEN | CLOSED
3980 | UNIT 1 ACHE FAN 04C | 01-CCW-MFN-04C | HRSG-1 ENCLOSURE MCC 211 CUBICLE 7FC | 480 V MOLDED CASE BREAKER | OPEN | CLOSED
3981 | UNIT 1 ACHE FAN 05A | 01-CCW-MFN-05A | HRSG-1 ENCLOSURE MCC 211 CUBICLE 7FF | 480 V MOLDED CASE BREAKER | OPEN | CLOSED
3982 | UNIT 1 ACHE FAN 05B | 01-CCW-MFN-05B | HRSG-1 ENCLOSURE MCC 211 CUBICLE 7FJ | 480 V MOLDED CASE BREAKER | OPEN | CLOSED
3983 | UNIT 1 ACHE FAN 05C | 01-CCW-MFN-05C | HRSG-1 ENCLOSURE MCC 211 CUBICLE 7FM | 480 V MOLDED CASE BREAKER | OPEN | CLOSED
3984 | FUEL GAS CONDITIONING SKID PUMP MTR 2 | 00-FGS-MPM-11B | HRSG-1 ENCLOSURE MCC 211 CUBICLE 9FD | 480 V MOLDED CASE BREAKER | OPEN | CLOSED
3985 | FGS CMP B RECYCLE/OIL CLR FAN MTR 1 | 00-FGS-MFN-03B | HRSG-1 ENCLOSURE MCC 211 CUBICLE 9FF | 480 V MOLDED CASE BREAKER | OPEN | CLOSED
3986 | FGS CMP B RECYCLE/OIL CLR FAN MTR 2 | 00-FGS-MFN-04B | HRSG-1 ENCLOSURE MCC 211 CUBICLE 9FH | 480 V MOLDED CASE BREAKER | OPEN | CLOSED
3987 | UNIT 1 HRSG DUCT BURNER COOLING SKID BLOWER 2 | 01-BUR-MLB-01B | HRSG-1 ENCLOSURE MCC 211 CUBICLE 9FM | 480 V MOLDED CASE BREAKER | OPEN | CLOSED
3988 | WASTE WATER SUMP PUMPS A/B CONTROL PANEL | 00-WDR-CPL-01 | HRSG-1 ENCLOSURE MCC 211 CUBICLE 10FK | 480 V MOLDED CASE BREAKER | OPEN | CLOSED
3989 | FGS CMP B SOUND ENCLOSURE FAN MTR 2 | 00-FGS-MFN-02B | HRSG-1 ENCLOSURE MCC 211 CUBICLE 10FM | 480 V MOLDED CASE BREAKER | OPEN | CLOSED
3990 | UNIT 1 BFW LUBE OIL PUMP MOTOR B | 01-BFW-MPM-02B | HRSG-1 ENCLOSURE MCC 211 CUBICLE 11FB | 480 V MOLDED CASE BREAKER | OPEN | CLOSED
3991 | HRSG 1 PDC XFMR 480-120/208VAC | 01-LVB-XFR-2111 | HRSG-1 ENCLOSURE MCC 211 CUBICLE 12FC | 480 V MOLDED CASE BREAKER | OPEN | CLOSED
3992 | FGC B AUX OIL PUMP MOTOR | 00-FGS-MPM-02B | HRSG-1 ENCLOSURE MCC 211 CUBICLE 12FM | 480 V MOLDED CASE BREAKER | OPEN | CLOSED
3993 | HRSG 1 FINGER RACK HEAT TRACE XFMR 480-120/208VAC | 01-HTT-XFR-2111 | HRSG-1 ENCLOSURE MCC 211 CUBICLE 13FC(R) | 480 V MOLDED CASE BREAKER | OPEN | CLOSED
3994 | UNIT 1 BD TANK DRAIN SUMP PUMP A/B CONTROL PANEL | 01-BDN-CPL-01 | HRSG-1 ENCLOSURE MCC 211 CUBICLE 13FF(R) | 480 V MOLDED CASE BREAKER | OPEN | CLOSED
3995 | HRSG 1 TOP LEVEL SE PANELBOARD 480VAC | 01-LVB-PPL-2111 | HRSG-1 ENCLOSURE MCC 211 CUBICLE 13FJ | 480 V MOLDED CASE BREAKER | OPEN | CLOSED
3996 | UNIT 1 TURBINE BLDG ROOF EXH FAN DSW 19 | 01-HVC-DSW-19 | 01-LVB-PPL-1111 BR 1 NE CORNER TURBINE BUILDING | 480 V CIRCUIT BREACKER | OPEN | CLOSED
3997 | UNIT 1 TURBINE BLDG ROOF EXH FAN DSW 20 | 01-HVC-DSW-20 | 01-LVB-PPL-1111 BR 2 NE CORNER TURBINE BUILDING | 480 V CIRCUIT BREACKER | OPEN | CLOSED
3998 | UNIT 1 TURBINE BLDG ROOF EXH FAN DSW 21 | 01-HVC-DSW-21 | 01-LVB-PPL-1111 BR 3 NE CORNER TURBINE BUILDING | 480 V CIRCUIT BREACKER | OPEN | CLOSED
3999 | UNIT 1 TURBINE BLDG ROOF EXH FAN DSW 22 | 01-HVC-DSW-22 | 01-LVB-PPL-1111 BR 4 NE CORNER TURBINE BUILDING | 480 V CIRCUIT BREACKER | OPEN | CLOSED
4000 | UNIT 1 TURBINE BLDG ROOF EXH FAN DSW 23 | 01-HVC-DSW-23 | 01-LVB-PPL-1111 BR 5 NE CORNER TURBINE BUILDING | 480 V CIRCUIT BREACKER | OPEN | CLOSED
4001 | UNIT 1 TURBINE BLDG ROOF EXH FAN DSW 24 | 01-HVC-DSW-24 | 01-LVB-PPL-1111 BR 6 NE CORNER TURBINE BUILDING | 480 V CIRCUIT BREACKER | OPEN | CLOSED
4002 | UNIT 1 TURBINE BLDG ROOF EXH FAN DSW 25 | 01-HVC-DSW-25 | 01-LVB-PPL-1111 BR 7 NE CORNER TURBINE BUILDING | 480 V CIRCUIT BREACKER | OPEN | CLOSED
4003 | UNIT 1 TURBINE BLDG ROOF EXH FAN DSW 26 | 01-HVC-DSW-26 | 01-LVB-PPL-1111 BR 8 NE CORNER TURBINE BUILDING | 480 V CIRCUIT BREACKER | OPEN | CLOSED
4004 | UNIT 1 TURBINE BLDG AHU 13 DSW | 01-HVC-DSW-29 | 01-LVB-PPL-1111 BR 9 NE CORNER TURBINE BUILDING | 480 V CIRCUIT BREACKER | OPEN | CLOSED
4005 | UNIT 1 TURBINE BLDG AHU 12 DSW | 01-HVC-DSW-28 | 01-LVB-PPL-1111 BR 10 NE CORNER TURBINE BUILDING | 480 V CIRCUIT BREACKER | OPEN | CLOSED
4006 | UNIT 1 TURBINE BLDG ROLL UP DOOR 2 | 01-HVC-DOR-02 | 01-LVB-PPL-1111 BR 11 NE CORNER TURBINE BUILDING | 480 V CIRCUIT BREACKER | OPEN | CLOSED
4007 | HRSG 1 IP STEAM OUTLET MOV MAIN PWR FEED | 01-MOV-HIS902 | 01-LVB-PPL-1112 BR 3 OUTSIDE HRSG SWG ENCLOSURE | 480 V CIRCUIT BREACKER | OPEN | CLOSED
4008 | HRSG 1 LP FEEDWATER INLET STOP MAIN PWR FEED | 01-MOV-HLS931 | 01-LVB-PPL-1112 BR 4 OUTSIDE HRSG SWG ENCLOSURE | 480 V CIRCUIT BREACKER | OPEN | CLOSED
4009 | HRRSG 1 LP ECON VENT MAIN PWR FEED | 01-MOV-HLS907 | 01-LVB-PPL-1112 BR 5 OUTSIDE HRSG SWG ENCLOSURE | 480 V CIRCUIT BREACKER | OPEN | CLOSED
4010 | HRSG 1 GRADE W 480 PANELBOARD 2 MAIN PWR FD | 01-LVB-PPL-11121 | 01-LVB-PPL-1112 BR 6 OUTSIDE HRSG SWG ENCLOSURE | 480 V CIRCUIT BREACKER | OPEN | CLOSED
4011 | UNIT 1 BFP A SOUND ENCLOSURE HEATER PWR FEED | 01-BFW-PNL-01A | 01-LVB-PPL-1112 BR 7 OUTSIDE HRSG SWG ENCLOSURE | 480 V CIRCUIT BREACKER | OPEN | CLOSED
4012 | UNIT 1 BFP B SOUND ENCLOSURE HEATER PWR FEED | 01-BFW-PNL-01B | 01-LVB-PPL-1112 BR 8 OUTSIDE HRSG SWG ENCLOSURE | 480 V CIRCUIT BREACKER | OPEN | CLOSED
4013 | UNIT 1 HRSG STACK HOIST PWR FEED | 01-HRG-HST-01 | 01-LVB-PPL-1112 BR 9 OUTSIDE HRSG SWG ENCLOSURE | 480 V CIRCUIT BREACKER | OPEN | CLOSED
4014 | PIPERACK 1 WELDING RECEPT 9 480VAC | 01-LVB-RCP-09 | 01-LVB-PPL-1112 BR 10 OUTSIDE HRSG SWG ENCLOSURE | 480 V CIRCUIT BREACKER | OPEN | CLOSED
4015 | UNIT 1 CCF HP/IP PHOSPHATE & AMMONIA SYS | 01-CCF-DSW-02 | 01-LVB-PPL-1112 BR 11 OUTSIDE HRSG SWG ENCLOSURE | 480 V CIRCUIT BREACKER | OPEN | CLOSED
4016 | HRSG 1 LP SPARGING STEAM SHUTOFF VALVE | 01-MOV-HLS944 | 01-LVB-PPL-1112 BR 12 OUTSIDE HRSG SWG ENCLOSURE | 480 V CIRCUIT BREACKER | OPEN | CLOSED
4017 | HRSG 1 LP INTERMITTENT BD STOP MAIN PWR FEED | 01-MOV-HLS908 | 01-LVB-PPL-1112 BR 13 OUTSIDE HRSG SWG ENCLOSURE | 480 V CIRCUIT BREACKER | OPEN | CLOSED
4018 | HRSG 1 HP ATTEMP SPRAY WATER STOP MOV PWR | 01-MOV-HHS908 | 01-LVB-PPL-1112 BR 14 OUTSIDE HRSG SWG ENCLOSURE | 480 V CIRCUIT BREACKER | OPEN | CLOSED
4019 | UNIT 1 HP STEAM BYPASS VALVE HOIST PWR FEED | 01-HPS-HST-01 | 01-LVB-PPL-1112 BR 15 OUTSIDE HRSG SWG ENCLOSURE | 480 V CIRCUIT BREACKER | OPEN | CLOSED
4020 | HRSG 1 IP SH MOV VENT VLV 480VAC | 01-MOV-HIS946 | 01-LVB-PPL-1112 BR 16 OUTSIDE HRSG SWG ENCLOSURE | 480 V CIRCUIT BREACKER | OPEN | CLOSED
4021 | UNIT 1 BFW PUMP 01A HOIST 480VAC PWR FEED | 01-BFW-HST-01A | 01-LVB-PPL-1112 BR 17 OUTSIDE HRSG SWG ENCLOSURE | 480 V CIRCUIT BREACKER | OPEN | CLOSED
4022 | UNIT 1 BFW PUMP 01B HOIST 480VAC PWR FEED | 01-BFW-HST-01B | 01-LVB-PPL-1112 BR 18 OUTSIDE HRSG SWG ENCLOSURE | 480 V CIRCUIT BREACKER | OPEN | CLOSED
4023 | PIPERACK 1 WELDING RECEPT 10 480VAC | 01-LVB-RCP-10 | 01-LVB-PPL-1112 BR 19 OUTSIDE HRSG SWG ENCLOSURE | 480 V CIRCUIT BREACKER | OPEN | CLOSED
4024 | PIPERACK 1 WELDING RECEPT 11 480VAC | 01-LVB-RCP-11 | 01-LVB-PPL-1112 BR 20 OUTSIDE HRSG SWG ENCLOSURE | 480 V CIRCUIT BREACKER | OPEN | CLOSED
4025 | PIPERACK 1 WELDING RECEPT 12 480VAC | 01-LVB-RCP-12 | 01-LVB-PPL-1112 BR 21 OUTSIDE HRSG SWG ENCLOSURE | 480 V CIRCUIT BREACKER | OPEN | CLOSED
4026 | PIPERACK 1 WELDING RECEPT 13 480VAC | 01-LVB-RCP-13 | 01-LVB-PPL-1112 BR 22 OUTSIDE HRSG SWG ENCLOSURE | 480 V CIRCUIT BREACKER | OPEN | CLOSED
4027 | UNIT 1 BFW PMP 01A HP DISCH VLV PWR 480VAC | 01-MOV-BFW145 | 01-LVB-PPL-1113 BR 1 PIPE RACK 1 BY STARTUP HTR | 480 V CIRCUIT BREACKER | OPEN | CLOSED
4028 | UNIT 1 BFW PMP 01A HP DISCH BYP VLV PWR | 01-MOV-BFW146 | 01-LVB-PPL-1113 BR 2 PIPE RACK 1 BY STARTUP HTR | 480 V CIRCUIT BREACKER | OPEN | CLOSED
4029 | UNIT 1 BFW PMP 01B HP DISCH VLV PWR 480VAC | 01-MOV-BFW185 | 01-LVB-PPL-1113 BR 3 PIPE RACK 1 BY STARTUP HTR | 480 V CIRCUIT BREACKER | OPEN | CLOSED
4030 | UNIT 1 BFW PMP 01B HP DISCH BYP VLV PWR | 01-MOV-BFW186 | 01-LVB-PPL-1113 BR 4 PIPE RACK 1 BY STARTUP HTR | 480 V CIRCUIT BREACKER | OPEN | CLOSED
4031 | UNIT 1 BFW PMP 01A IP DISCH VLV PWR 480VAC | 01-MOV-BFW139 | 01-LVB-PPL-1113 BR 5 PIPE RACK 1 BY STARTUP HTR | 480 V CIRCUIT BREACKER | OPEN | CLOSED
4032 | UNIT 1 BFW PMP 01A IP DISCH BYP VLV PWR | 01-MOV-BFW140 | 01-LVB-PPL-1113 BR 6 PIPE RACK 1 BY STARTUP HTR | 480 V CIRCUIT BREACKER | OPEN | CLOSED
4033 | UNIT 1 BFW PMP 01B IP DISCH BYP VLV PWR | 01-MOV-BFW180 | 01-LVB-PPL-1113 BR 7 PIPE RACK 1 BY STARTUP HTR | 480 V CIRCUIT BREACKER | OPEN | CLOSED
4034 | UNIT 1 BFW PMP 01B IP DISCH VLV PWR 480VAC | 01-MOV-BFW179 | 01-LVB-PPL-1113 BR 8 PIPE RACK 1 BY STARTUP HTR | 480 V CIRCUIT BREACKER | OPEN | CLOSED
4035 | UNIT 1 AUXBLR TO STM SEP INLET BYP VLV PWR | 01-MOV-AXS322 | 01-LVB-PPL-1113 BR 9 PIPE RACK 1 BY STARTUP HTR | 480 V CIRCUIT BREACKER | OPEN | CLOSED
4036 | UNIT 1 AUXBLR TO STM SEP INLET BLK VLV PWR | 01-MOV-AXS321 | 01-LVB-PPL-1113 BR 10 PIPE RACK 1 BY STARTUP HTR | 480 V CIRCUIT BREACKER | OPEN | CLOSED
4037 | FUEL GAS AREA WELDING RECEPT | 00-LVB-RCP-02 | 01-LVB-PPL-1113 BR 11 PIPE RACK 1 BY STARTUP HTR | 480 V CIRCUIT BREACKER | OPEN | CLOSED
4038 | UNIT 1 ACHE AREA WELDING RECEPT 480VAC | 01-LVB-RCP-02 | 01-LVB-PPL-1114 BR 1 OUTSIDE HRSG SWG ENCLOSURE | 480 V CIRCUIT BREACKER | OPEN | CLOSED
4039 | UNIT 1 SMPL PNL 8 TON TCU MAIN 480VAC | 01-SMP-HEX-01 | 01-LVB-PPL-1114 BR 3 OUTSIDE HRSG SWG ENCLOSURE | 480 V CIRCUIT BREACKER | OPEN | CLOSED
4040 | UNIT 1 OIL/WATER SEPERATOR PWR 480VAC | 01-WDR-CPL-01 | 01-LVB-PPL-1114 BR 4 OUTSIDE HRSG SWG ENCLOSURE | 480 V CIRCUIT BREACKER | OPEN | CLOSED
4041 | HRSG 1 HP SH #1 DRAIN POT STOP MOV MAIN PWR | 01-MOV-HHS910 | 01-LVB-PPL-1114 BR 5 OUTSIDE HRSG SWG ENCLOSURE | 480 V CIRCUIT BREACKER | OPEN | CLOSED
4042 | HRSG 1 HP FEEDWATER STOP MOV MAIN PWR FEED | 01-MOV-HHS941 | 01-LVB-PPL-1114 BR 6 OUTSIDE HRSG SWG ENCLOSURE | 480 V CIRCUIT BREACKER | OPEN | CLOSED
4043 | HRSG 1 IP FEEDWATER INLET STOP VLV MAIN PWR | 01-MOV-HIS941 | 01-LVB-PPL-1114 BR 7 OUTSIDE HRSG SWG ENCLOSURE | 480 V CIRCUIT BREACKER | OPEN | CLOSED
4044 | HRSG 1 HP BD MANIFOLD DRN MOV MAIN PWR FEED | 01-MOV-HBD941 | 01-LVB-PPL-1114 BR 8 OUTSIDE HRSG SWG ENCLOSURE | 480 V CIRCUIT BREACKER | OPEN | CLOSED
4045 | HRSG 1 IP BD MANIFOLD DRAIN MAIN PWR FEED | 01-MOV-HBD942 | 01-LVB-PPL-1114 BR 9 OUTSIDE HRSG SWG ENCLOSURE | 480 V CIRCUIT BREACKER | OPEN | CLOSED
4046 | HRSG 1 LP BD MANIFOLD DRN MAIN PWR FEED | 01-MOV-HBD943 | 01-LVB-PPL-1114 BR 10 OUTSIDE HRSG SWG ENCLOSURE | 480 V CIRCUIT BREACKER | OPEN | CLOSED
4047 | HRSP 1 HP INTERMITTENT BD DTOP MAIN PWR FEED | 01-MOV-HHS909 | 01-LVB-PPL-1114 BR 11 OUTSIDE HRSG SWG ENCLOSURE | 480 V CIRCUIT BREACKER | OPEN | CLOSED
4048 | HRSP 1 HP INTERMITTENT BD DTOP MAIN PWR FEED | 01-MOV-HHS912 | 01-LVB-PPL-1114 BR 13 OUTSIDE HRSG SWG ENCLOSURE | 480 V CIRCUIT BREACKER | OPEN | CLOSED
4049 | 5 TON HVAC #1 |  | 01-LVB-PPL-1115 BR 1 INSIDE HRSG SWG ENCLOSURE | 480 V CIRCUIT BREACKER | OPEN | CLOSED
4050 | 5 TON HVAC #2 |  | 01-LVB-PPL-1115 BR 2 INSIDE HRSG SWG ENCLOSURE | 480 V CIRCUIT BREACKER | OPEN | CLOSED
4051 | 5 TON HVAC #3 |  | 01-LVB-PPL-1115 BR 3 INSIDE HRSG SWG ENCLOSURE | 480 V CIRCUIT BREACKER | OPEN | CLOSED
4052 | HRSG 1 BFW LOL HTR A 480VAC | 01-BFW-HTR-02A | 01-LVB-PPL-1115 BR 7 INSIDE HRSG SWG ENCLOSURE | 480 V CIRCUIT BREACKER | OPEN | CLOSED
4053 | HRSG 1 BFW LOL HTR B 480VAC | 01-BFW-HTR-02B | 01-LVB-PPL-1115 BR 8 INSIDE HRSG SWG ENCLOSURE | 480 V CIRCUIT BREACKER | OPEN | CLOSED
4054 | WELDING RECEPTACLE |  | 01-LVB-PPL-1115 BR 9 INSIDE HRSG SWG ENCLOSURE | 480 V CIRCUIT BREACKER | OPEN | CLOSED
4055 | FGS CND BMS CPL SKD 7 MAIN 480VAC | 00-FGS-CPL-12 | 01-LVB-PPL-1115 BR 10 INSIDE HRSG SWG ENCLOSURE | 480 V CIRCUIT BREACKER | OPEN | CLOSED
4056 | UNIT 1 CEMS DSW 01 480VAC | 01-CEM-DSW-01 | 01-LVB-PPL-1115 BR 12 INSIDE HRSG SWG ENCLOSURE | 480 V CIRCUIT BREACKER | OPEN | CLOSED
4057 | INTERIOR LIGHTING |  | 01-LVD-PPL-1111 BR INSIDE HRSG SWG ENCLOSURE | 208/120VAC CIRCUIT BREAKER | OPEN | CLOSED
4058 | EXTERIOR GFCI RECEPTACLES |  | 01-LVD-PPL-1111 BR INSIDE HRSG SWG ENCLOSURE | 208/120VAC CIRCUIT BREAKER | OPEN | CLOSED
4059 | INTERIOR GFCI RECEPTACLES |  | 01-LVD-PPL-1111 BR INSIDE HRSG SWG ENCLOSURE | 208/120VAC CIRCUIT BREAKER | OPEN | CLOSED
4060 | EXTERIOR LIGHTS HRSG ENCLOSURE 120VAC | 01-LTG-CNT-1111 | 01-LVD-PPL-1111 BR INSIDE HRSG SWG ENCLOSURE | 208/120VAC CIRCUIT BREAKER | OPEN | CLOSED
4061 | MCC-111 SECTION SPACE HEATER SUPPLY #1 |  | 01-LVD-PPL-1111 BR INSIDE HRSG SWG ENCLOSURE | 208/120VAC CIRCUIT BREAKER | OPEN | CLOSED
4062 | LIGHTING CONTACTOR COIL 120VAC | 01-LTG-CNT-1111 | 01-LVD-PPL-1111 BR INSIDE HRSG SWG ENCLOSURE | 208/120VAC CIRCUIT BREAKER | OPEN | CLOSED
4063 | HVAC 1 PRESSURIZATION MODULE |  | 01-LVD-PPL-1111 BR INSIDE HRSG SWG ENCLOSURE | 208/120VAC CIRCUIT BREAKER | OPEN | CLOSED
4064 | HVAC 2 PRESSURIZATION MODULE |  | 01-LVD-PPL-1111 BR INSIDE HRSG SWG ENCLOSURE | 208/120VAC CIRCUIT BREAKER | OPEN | CLOSED
4065 | LV SWGR 11/21 SPACE HEATER SUPPLY #1 |  | 01-LVD-PPL-1111 BR INSIDE HRSG SWG ENCLOSURE | 208/120VAC CIRCUIT BREAKER | OPEN | CLOSED
4066 | NSBD - 11 SPACE HEATER SUPPLY |  | 01-LVD-PPL-1111 BR INSIDE HRSG SWG ENCLOSURE | 208/120VAC CIRCUIT BREAKER | OPEN | CLOSED
4067 | MCC-111 MOTOR SPACE HEATER SUPPLY #1 |  | 01-LVD-PPL-1111 BR INSIDE HRSG SWG ENCLOSURE | 208/120VAC CIRCUIT BREAKER | OPEN | CLOSED
4068 | HVAC 4 PRESSURIZATION MODULE |  | 01-LVD-PPL-1111 BR INSIDE HRSG SWG ENCLOSURE | 208/120VAC CIRCUIT BREAKER | OPEN | CLOSED
4069 | HVAC 3 PRESSURIZATION MODULE |  | 01-LVD-PPL-1111 BR INSIDE HRSG SWG ENCLOSURE | 208/120VAC CIRCUIT BREAKER | OPEN | CLOSED
4070 | HVAC 6 PRESSURIZATION MODULE |  | 01-LVD-PPL-1111 BR INSIDE HRSG SWG ENCLOSURE | 208/120VAC CIRCUIT BREAKER | OPEN | CLOSED
4071 | HVAC 5 PRESSURIZATION MODULE |  | 01-LVD-PPL-1111 BR INSIDE HRSG SWG ENCLOSURE | 208/120VAC CIRCUIT BREAKER | OPEN | CLOSED
4072 | HRSG 01 ELEC ENCL LCAL FIRE ALRM CPL NODE #7 | 00-FPS-PNL-07 | 01-LVD-PPL-1111 BR INSIDE HRSG SWG ENCLOSURE | 208/120VAC CIRCUIT BREAKER | OPEN | CLOSED
4073 | DCS CAB 00-DCS-CAB-60 UTILITY POWER |  | 01-LVD-PPL-1111 BR INSIDE HRSG SWG ENCLOSURE | 208/120VAC CIRCUIT BREAKER | OPEN | CLOSED
4074 | PRESSURE MONITORING PANEL |  | 01-LVD-PPL-1111 BR INSIDE HRSG SWG ENCLOSURE | 208/120VAC CIRCUIT BREAKER | OPEN | CLOSED
4075 | MCC 111 SPACE HEATER 2 |  | 01-LVD-PPL-1111 BR INSIDE HRSG SWG ENCLOSURE | 208/120VAC CIRCUIT BREAKER | OPEN | CLOSED
4076 | CONVENIENCE RECPTS UNIT 1 PIPE RACK | 01-0201-R1 | 01-LVD-PPL-1111 BR INSIDE HRSG SWG ENCLOSURE | 208/120VAC CIRCUIT BREAKER | OPEN | CLOSED
4077 | CONV. RECPTS UNIT 1 PIPE RACK GROUND LEVEL | 01-0101-R1 | 01-LVD-PPL-1111 BR INSIDE HRSG SWG ENCLOSURE | 208/120VAC CIRCUIT BREAKER | OPEN | CLOSED
4078 | CONV. RECEPT UNIT 1 HRSG GROUND LEVEL | 01-0401-R1 | 01-LVD-PPL-1111 BR INSIDE HRSG SWG ENCLOSURE | 208/120VAC CIRCUIT BREAKER | OPEN | CLOSED
4079 | CONVENIENCE RECPT FUEL GAS AREA | 00-0101-R1 | 01-LVD-PPL-1111 BR INSIDE HRSG SWG ENCLOSURE | 208/120VAC CIRCUIT BREAKER | OPEN | CLOSED
4080 | UNIT 1 PIPE RACK GROUND LEVEL LIGHTS 208VAC | 01-LTG-CNT-1111 | 01-LVD-PPL-1111 BR INSIDE HRSG SWG ENCLOSURE | 208/120VAC CIRCUIT BREAKER | OPEN | CLOSED
4081 | UNIT 1 ACHE & COMPR. AREA GRND LEVEL LIGHTS | 01-LTG-CNT-1111 | 01-LVD-PPL-1111 BR INSIDE HRSG SWG ENCLOSURE | 208/120VAC CIRCUIT BREAKER | OPEN | CLOSED
4082 | UNIT 1 BELOW HRSG LIGHTS 208VAC | 01-LTG-CNT-1111 | 01-LVD-PPL-1111 BR INSIDE HRSG SWG ENCLOSURE | 208/120VAC CIRCUIT BREAKER | OPEN | CLOSED
4083 | FUEL GAS AREA LIGHTS 208VAC | 01-LTG-CNT-1111 | 01-LVD-PPL-1111 BR INSIDE HRSG SWG ENCLOSURE | 208/120VAC CIRCUIT BREAKER | OPEN | CLOSED
4084 | HRSG 1 HP ECON VENT MAIN PWR FEED | 01-MOV-HHS942 | 01-LVB-PPL-11121 BR 4 OUTSIDE HRSG SWG ENCLOSURE | 480 V CIRCUIT BREACKER | OPEN | CLOSED
4085 | HRSG 1 IP FEEDWATER FGH STOP VLV MAIN FEED | 01-MOV-HIS904 | 01-LVB-PPL-11121 BR 5 OUTSIDE HRSG SWG ENCLOSURE | 480 V CIRCUIT BREACKER | OPEN | CLOSED
4086 | HRSG 1 HP CASCADING BD ISOLATION MAIN FEED | 01-MOV-HHS943 | 01-LVB-PPL-11121 BR 6 OUTSIDE HRSG SWG ENCLOSURE | 480 V CIRCUIT BREACKER | OPEN | CLOSED
4087 | HRSG 1 IP CONT BLOWDOWN STOP MAIN FEED | 01-MOV-HIS905 | 01-LVB-PPL-11121 BR 7 OUTSIDE HRSG SWG ENCLOSURE | 480 V CIRCUIT BREACKER | OPEN | CLOSED
4088 | HRSG 1 IP STEAM STOP MAIN PWR FEED | 01-MOV-HIS908 | 01-LVB-PPL-11121 BR 8 OUTSIDE HRSG SWG ENCLOSURE | 480 V CIRCUIT BREACKER | OPEN | CLOSED
4089 | HRSG 1 IP INTERMITTENT BD STOP MAIN FEED | 01-MOV-HIS916 | 01-LVB-PPL-11121 BR 9 OUTSIDE HRSG SWG ENCLOSURE | 480 V CIRCUIT BREACKER | OPEN | CLOSED
4090 | HRSG 1 IP SPARGING STEAM STOP MAIN PWR FEED | 01-MOV-HIS909 | 01-LVB-PPL-11121 BR 10 OUTSIDE HRSG SWG ENCLOSURE | 480 V CIRCUIT BREACKER | OPEN | CLOSED
4091 | HRSG 1 IP INTERMITTENT BD STOP MAIN FEED | 01-MOV-HIS917 | 01-LVB-PPL-11121 BR 11 OUTSIDE HRSG SWG ENCLOSURE | 480 V CIRCUIT BREACKER | OPEN | CLOSED
4092 | HRSG 1 IP ECON VENT STOP MAIN PWR FEED | 01-MOV-HIS943 | 01-LVB-PPL-11121 BR 12 OUTSIDE HRSG SWG ENCLOSURE | 480 V CIRCUIT BREACKER | OPEN | CLOSED
4093 | HRSG 1 HP SPARGING STEAM MOV MAIN FEED | 01-MOV-HHS904 | 01-LVB-PPL-11121 BR 13 OUTSIDE HRSG SWG ENCLOSURE | 480 V CIRCUIT BREACKER | OPEN | CLOSED
4094 | HRSG 1 ATTEMP DRAIN POT STOP MOV MAIN FEED | 01-MOV-HHS911 | 01-LVB-PPL-11121 BR 14 OUTSIDE HRSG SWG ENCLOSURE | 480 V CIRCUIT BREACKER | OPEN | CLOSED
4095 | 5 TON HVAC #4 |  | 01-LVB-PPL-2112 BR 1,3,5 INSIDE HRSG SWG ENCLOSURE | 480 V CIRCUIT BREACKER | OPEN | CLOSED
4096 | 5 TON HVAC #5 |  | 01-LVB-PPL-2112 BR 2,4,6 INSIDE HRSG SWG ENCLOSURE | 480 V CIRCUIT BREACKER | OPEN | CLOSED
4097 | 5 TON HVAC #6 |  | 01-LVB-PPL-2112 BR 7,9,11 INSIDE HRSG SWG ENCLOSURE | 480 V CIRCUIT BREACKER | OPEN | CLOSED
4098 | HRSG 1 RHT ATTEMP SPRAY WATER STOP PWR FEED | 01-MOV-HRS912 | 01-LVB-PPL-2112 BR 8,10,12 INSIDE HRSG SWG ENCLOSURE | 480 V CIRCUIT BREACKER | OPEN | CLOSED
4099 | HRSG 1 REHEAT ATTEMP LOOP DRAIN POT PWR FEED | 01-MOV-HRS914 | 01-LVB-PPL-2112 BR 13.15.17 INSIDE HRSG SWG ENCLOSURE | 480 V CIRCUIT BREACKER | OPEN | CLOSED
4100 | HRSG 1 LP STEAM STARTUP VENT STOP MOV PWR | 01-MOV-HLS905 | 01-LVB-PPL-2112 BR 14,16,18 INSIDE HRSG SWG ENCLOSURE | 480 V CIRCUIT BREACKER | OPEN | CLOSED
4101 | HRSG 1 IP FEEDWATER INLET STOP VLV PWR FEED | 01-MOV-HLS902 | 01-LVB-PPL-2112 BR 19,21,23 INSIDE HRSG SWG ENCLOSURE | 480 V CIRCUIT BREACKER | OPEN | CLOSED
4102 | HRSG 1 LP STEAM OUTLET STOP MAIN PWR FEED | 01-MOV-HLS906 | 01-LVB-PPL-2112 BR 20,22,24 INSIDE HRSG SWG ENCLOSURE | 480 V CIRCUIT BREACKER | OPEN | CLOSED
4103 | HRSG 1 IP OUTLET DRAIN POT STOP MOV PWR FEED | 01-MOV-HIS918 | 01-LVB-PPL-2112 BR 25,27,29 INSIDE HRSG SWG ENCLOSURE | 480 V CIRCUIT BREACKER | OPEN | CLOSED
4104 | HRSG 1 IP DRAIN POT STOP MOV MAIN PWR FEED | 01-MOV-HIS915 | 01-LVB-PPL-2112 BR 26,28,30 INSIDE HRSG SWG ENCLOSURE | 480 V CIRCUIT BREACKER | OPEN | CLOSED
4105 | UNIT 1 CEMS DSW 02 480VAC | 01-CEM-DSW-02 | 01-LVB-PPL-2112 BR 32,34,36 INSIDE HRSG SWG ENCLOSURE | 480 V CIRCUIT BREACKER | OPEN | CLOSED
4106 | FGS CMP A STARTER ENCL OIL RSVR HTR 1/2 | 00-FGS-CPL-02A-200 | 01-LVB-PPL-2113 BR 7,9,11 OUTSIDE CHROMATOGRAPH BLDG | 480 V CIRCUIT BREACKER | OPEN | CLOSED
4107 | FGS CMP B STARTER ENCL OIL RSVR HTR 1/2 | 00-FGS-CPL-02B | 01-LVB-PPL-2113 BR 8,10,12 OUTSIDE CHROMATOGRAPH BLDG | 480 V CIRCUIT BREACKER | OPEN | CLOSED
4108 | FGS CMP C STARTER ENCL OIL RSVR HTR 1/2 | 00-FGS-CPL-02C-200 | 01-LVB-PPL-2113 BR 13,15,17 OUTSIDE CHROMATOGRAPH BLDG | 480 V CIRCUIT BREACKER | OPEN | CLOSED
4109 | FGS COND LOAD CENTER XFMR | 01-LVB-PPL-21132 | 01-LVB-PPL-2113 BR 14,16,18 OUTSIDE CHROMATOGRAPH BLDG | 480 V CIRCUIT BREACKER | OPEN | CLOSED
4110 | FGS COMP N2 GEN HTR A | 00-FGS-JBX-03 | 01-LVB-PPL-2113 BR 25,27,29 OUTSIDE CHROMATOGRAPH BLDG | 480 V CIRCUIT BREACKER | OPEN | CLOSED
4111 | FGS COMP N2 GEN HTR B | 00-FGS-JBX-03 | 01-LVB-PPL-2113 BR 26,28,30 OUTSIDE CHROMATOGRAPH BLDG | 480 V CIRCUIT BREACKER | OPEN | CLOSED
4112 | FGS COMP N2 ENCL HTR A/B | 00-FGS-JBX-03 | 01-LVB-PPL-2113 BR 31,33,35 OUTSIDE CHROMATOGRAPH BLDG | 480 V CIRCUIT BREACKER | OPEN | CLOSED
4113 | UNIT 1 OIL-IN-WATER ANALYZER PWR 120VAC | 01-WDR-PNL-02 | 01-LVD-PPL-2111 BR 1 INSIDE HRSG SWG ENCLOSURE | 208/120VAC CIRCUIT BREAKER | OPEN | CLOSED
4114 | UNIT 1 CT WASH WTR DRAINS TNK PWR 120VAC | 01-CTP-CPL-01 | 01-LVD-PPL-2111 BR 3 INSIDE HRSG SWG ENCLOSURE | 208/120VAC CIRCUIT BREAKER | OPEN | CLOSED
4115 | MCC-211 SECTION SPACE HEATER SUPPLY #1 |  | 01-LVD-PPL-2111 BR 5 INSIDE HRSG SWG ENCLOSURE | 208/120VAC CIRCUIT BREAKER | OPEN | CLOSED
4116 | HRG 1 DCT BNR MAIN 120VAC | 01-BUR-CPL-01 | 01-LVD-PPL-2111 BR 7 INSIDE HRSG SWG ENCLOSURE | 208/120VAC CIRCUIT BREAKER | OPEN | CLOSED
4117 | VIB MONITOR 01-VMS-CPL-01 UTILITY POWER |  | 01-LVD-PPL-2111 BR 9 INSIDE HRSG SWG ENCLOSURE | 208/120VAC CIRCUIT BREAKER | OPEN | CLOSED
4118 | MCC-211 MOTOR SPACE HEATER SUPPLY #1 |  | 01-LVD-PPL-2111 BR 11 INSIDE HRSG SWG ENCLOSURE | 208/120VAC CIRCUIT BREAKER | OPEN | CLOSED
4119 | FGS CMP B CPL MAIN 120VAC | 00-FGS-CPL-01B | 01-LVD-PPL-2111 BR 13 INSIDE HRSG SWG ENCLOSURE | 208/120VAC CIRCUIT BREAKER | OPEN | CLOSED
4120 | MVA XFR HRSG 1 B - SUS HEATERS | 01-MVA-XFR-21 | 01-LVD-PPL-2111 BR 15 INSIDE HRSG SWG ENCLOSURE | 208/120VAC CIRCUIT BREAKER | OPEN | CLOSED
4121 | DCS CAB 00-DCS-CAB-70 UTILITY POWER |  | 01-LVD-PPL-2111 BR 17 INSIDE HRSG SWG ENCLOSURE | 208/120VAC CIRCUIT BREAKER | OPEN | CLOSED
4122 | CONTRACT SPARE |  | 01-LVD-PPL-2111 BR 19 INSIDE HRSG SWG ENCLOSURE | 208/120VAC CIRCUIT BREAKER | OPEN | CLOSED
4123 | CONTRACT SPARE |  | 01-LVD-PPL-2111 BR 21 INSIDE HRSG SWG ENCLOSURE | 208/120VAC CIRCUIT BREAKER | OPEN | CLOSED
4124 | CONTRACT SPARE |  | 01-LVD-PPL-2111 BR 23 INSIDE HRSG SWG ENCLOSURE | 208/120VAC CIRCUIT BREAKER | OPEN | CLOSED
4125 | MCC-211 SECTION SPACE HEATER SUPPLY #2 |  | 01-LVD-PPL-2111 BR 25 INSIDE HRSG SWG ENCLOSURE | 208/120VAC CIRCUIT BREAKER | OPEN | CLOSED
4126 | CONTRACT SPARE |  | 01-LVD-PPL-2111 BR 27 INSIDE HRSG SWG ENCLOSURE | 208/120VAC CIRCUIT BREAKER | OPEN | CLOSED
4127 | CONVENIENCE RECPT UNIT 1 ACHE | 01-1201-R1 | 01-LVD-PPL-2111 BR 29 INSIDE HRSG SWG ENCLOSURE | 208/120VAC CIRCUIT BREAKER | OPEN | CLOSED
4128 | UNIT 1 PIPE RACK PLATFORM LIGHTING 208VAC | 01-LTG-CNT-2111 | 01-LVD-PPL-2111 BR 31,33 INSIDE HRSG SWG ENCLOSURE | 208/120VAC CIRCUIT BREAKER | OPEN | CLOSED
4129 | UNIT 1 ACHE UPPER DECK LIGHTING 208VAC | 01-LTG-CNT-2111 | 01-LVD-PPL-2111 BR 35,37 INSIDE HRSG SWG ENCLOSURE | 208/120VAC CIRCUIT BREAKER | OPEN | CLOSED
4130 | UNIT 1 BFP A SOUND ENCLOSURE EXHAUST FAN PWR FEED | 01-BFW-PNL-01A | 01-LVD-PPL-2111 BR 39 INSIDE HRSG SWG ENCLOSURE | 208/120VAC CIRCUIT BREAKER | OPEN | CLOSED
4131 | UNIT 1 BFP B SOUND ENCLOSURE EXHAUST FAN PWR FEED | 01-BFW-PNL-01B | 01-LVD-PPL-2111 BR 41 INSIDE HRSG SWG ENCLOSURE | 208/120VAC CIRCUIT BREAKER | OPEN | CLOSED
4132 | GS CMP N2 GENERATOR CTRL PNL MAIN 120VAC | 00-FGS-JBX-03 | 01-LVD-PPL-2111 BR 2 INSIDE HRSG SWG ENCLOSURE | 208/120VAC CIRCUIT BREAKER | OPEN | CLOSED
4133 | FGS CMP A CPL MAIN 120VAC | 00-FGS-CPL-01A | 01-LVD-PPL-2111 BR 4 INSIDE HRSG SWG ENCLOSURE | 208/120VAC CIRCUIT BREAKER | OPEN | CLOSED
4134 | LIGHTING CONTACTOR COIL120VAC | 01-LTG-CNT-2111 | 01-LVD-PPL-2111 BR 6 INSIDE HRSG SWG ENCLOSURE | 208/120VAC CIRCUIT BREAKER | OPEN | CLOSED
4135 | MVA XFR HRSG 1 A - SUS HEATERS | 01-MVA-XFR-11 | 01-LVD-PPL-2111 BR 8 INSIDE HRSG SWG ENCLOSURE | 208/120VAC CIRCUIT BREAKER | OPEN | CLOSED
4136 | NSBD - 21 SPACE HEATER SUPPLY |  | 01-LVD-PPL-2111 BR 10 INSIDE HRSG SWG ENCLOSURE | 208/120VAC CIRCUIT BREAKER | OPEN | CLOSED
4137 | INA CMP CTRL PWR FEED | 00-INA-CPL-01 | 01-LVD-PPL-2111 BR 12 INSIDE HRSG SWG ENCLOSURE | 208/120VAC CIRCUIT BREAKER | OPEN | CLOSED
4138 | FGS CMP C CPL MAIN 120VAC | 00-FGS-CPL-01C | 01-LVD-PPL-2111 BR 14 INSIDE HRSG SWG ENCLOSURE | 208/120VAC CIRCUIT BREAKER | OPEN | CLOSED
4139 | UNIT 1 SCR SKID SAFETY SHWR 120 VAC MAIN | 00-PWS-JBX-04 | 01-LVD-PPL-2111 BR 16 INSIDE HRSG SWG ENCLOSURE | 208/120VAC CIRCUIT BREAKER | OPEN | CLOSED
4140 | UNIT 2 OIL-IN-WATER ANALYZER PWR 120VAC | 02-WDR-PNL-02 | 01-LVD-PPL-2111 BR 18 INSIDE HRSG SWG ENCLOSURE | 208/120VAC CIRCUIT BREAKER | OPEN | CLOSED
4141 | CONTRACT SPARE |  | 01-LVD-PPL-2111 BR 20 INSIDE HRSG SWG ENCLOSURE | 208/120VAC CIRCUIT BREAKER | OPEN | CLOSED
4142 | CONTRACT SPARE |  | 01-LVD-PPL-2111 BR 22 INSIDE HRSG SWG ENCLOSURE | 208/120VAC CIRCUIT BREAKER | OPEN | CLOSED
4143 | CONTRACT SPARE |  | 01-LVD-PPL-2111 BR 24 INSIDE HRSG SWG ENCLOSURE | 208/120VAC CIRCUIT BREAKER | OPEN | CLOSED
4144 | CONTRACT SPARE |  | 01-LVD-PPL-2111 BR 26 INSIDE HRSG SWG ENCLOSURE | 208/120VAC CIRCUIT BREAKER | OPEN | CLOSED
4145 | CONTRACT SPARE |  | 01-LVD-PPL-2111 BR 28 INSIDE HRSG SWG ENCLOSURE | 208/120VAC CIRCUIT BREAKER | OPEN | CLOSED
4146 | EXTERIOR LIGTHS UNIT 1 PIPE RACK PLATFORMS 208VAC | 01-LTG-CNT-2111 | 01-LVD-PPL-2111 BR 30,32 INSIDE HRSG SWG ENCLOSURE | 208/120VAC CIRCUIT BREAKER | OPEN | CLOSED
4147 | UNIT 1 ACHE UPPER DECK LIGHTING 208VAC | 01-LTG-CNT-2111 | 01-LVD-PPL-2111 BR 34,36 INSIDE HRSG SWG ENCLOSURE | 208/120VAC CIRCUIT BREAKER | OPEN | CLOSED
4148 | PRESSURE REDUCTION UNIT HEATED REGULATOR 120 VAC | 00MBP01CQ105 | 01-LVD-PPL-2111 BR 38 INSIDE HRSG SWG ENCLOSURE | 208/120VAC CIRCUIT BREAKER | OPEN | CLOSED
4149 | UNIT 1 TURBINE BUILDING 480V PANELBOARD SW |  | 01-LVB-SWB-2113 BR NE CORNER TURBINE BLDG | no data | OPEN | CLOSED
4150 | UNIT 1 TUR BLDG 480V/208-120V AC DIST XFR 1 |  | 01-LVB-SWB-2113 BR NE CORNER TURBINE BLDG | no data | OPEN | CLOSED
4151 | UNIT 1 TURBINE BUILDING 480V PANELBOARD SE |  | 01-LVB-SWB-2113 BR NE CORNER TURBINE BLDG | no data | OPEN | CLOSED
4152 | LIGHTING CONTACTOR COIL 120VAC | 01-LTG-CNT-21131 | 01-LVD-PPL-21131 BR 1 NE CORNER TURBINE BLDG | 208/120VAC CIRCUIT BREAKER | OPEN | CLOSED
4153 | UNIT 1 TURBINE BLDG EAST WALL INTAKE LOUVER 19 | 01-HVC-LVR-19 | 01-LVD-PPL-21131 BR 3 NE CORNER TURBINE BLDG | 208/120VAC CIRCUIT BREAKER | OPEN | CLOSED
4154 | UNIT 1 TURBINE BLDG GAS HEATER FAN 14 120 VAC | 01-HVC-HTR-14 | 01-LVD-PPL-21131 BR 5 NE CORNER TURBINE BLDG | 208/120VAC CIRCUIT BREAKER | OPEN | CLOSED
4155 | UNIT 1 TURBINE BLDG GAS HEATER FAN 15 120 VAC | 01-HVC-HTR-15 | 01-LVD-PPL-21131 BR 7 NE CORNER TURBINE BLDG | 208/120VAC CIRCUIT BREAKER | OPEN | CLOSED
4156 | UNIT 1 TURBINE BLDG GAS HEATER FAN 16 120 VAC | 01-HVC-HTR-16 | 01-LVD-PPL-21131 BR 9 NE CORNER TURBINE BLDG | 208/120VAC CIRCUIT BREAKER | OPEN | CLOSED
4157 | UNIT 1 TURBINE HVAC CONTROL PANEL 12 120 VAC | 01-HVC-CPL-12 | 01-LVD-PPL-21131 BR 11 NE CORNER TURBINE BLDG | 208/120VAC CIRCUIT BREAKER | OPEN | CLOSED
4158 | UNIT 1 TURBINE HVAC CONTROL PANEL 2 120 VAC | 01-HVC-CPL-11 | 01-LVD-PPL-21131 BR 13 NE CORNER TURBINE BLDG | 208/120VAC CIRCUIT BREAKER | OPEN | CLOSED
4159 | ST 1 DRNS SUMP PMP CTRL PNL REDUNDANT 2 120VAC | 01-PDR-CPL-01 | 01-LVD-PPL-21131 BR 15 NE CORNER TURBINE BLDG | 208/120VAC CIRCUIT BREAKER | OPEN | CLOSED
4160 | CONTRACT SPARE |  | 01-LVD-PPL-21131 BR 19 NE CORNER TURBINE BLDG | 208/120VAC CIRCUIT BREAKER | OPEN | CLOSED
4161 | CONTRACT SPARE |  | 01-LVD-PPL-21131 BR 21 NE CORNER TURBINE BLDG | 208/120VAC CIRCUIT BREAKER | OPEN | CLOSED
4162 | CONTRACT SPARE |  | 01-LVD-PPL-21131 BR 23 NE CORNER TURBINE BLDG | 208/120VAC CIRCUIT BREAKER | OPEN | CLOSED
4163 | CONTRACT SPARE |  | 01-LVD-PPL-21131 BR 25 NE CORNER TURBINE BLDG | 208/120VAC CIRCUIT BREAKER | OPEN | CLOSED
4164 | CONTRACT SPARE |  | 01-LVD-PPL-21131 BR 27 NE CORNER TURBINE BLDG | 208/120VAC CIRCUIT BREAKER | OPEN | CLOSED
4165 | CONVENIENCE RECPTS UNIT 1 TURBINE BUILDING | 01-1001-R1 | 01-LVD-PPL-21131 BR 29 NE CORNER TURBINE BLDG | 208/120VAC CIRCUIT BREAKER | OPEN | CLOSED
4166 | UNIT 1 TURBINE BLDG HIGH BAY LIGHTS 208VAC | 01-LTG-CNT-21131 | 01-LVD-PPL-21131 BR 31,33 NE CORNER TURBINE BLDG | 208/120VAC CIRCUIT BREAKER | OPEN | CLOSED
4167 | UNIT 1 TURBINE BLDG PIT LIGHTS 208VAC | 01-LTG-CNT-21131 | 01-LVD-PPL-21131 BR 39,41 NE CORNER TURBINE BLDG | 208/120VAC CIRCUIT BREAKER | OPEN | CLOSED
4168 | UNIT 1 TURBINE BLDG EAST WALL INTAKE LOUVER 18 | 01-HVC-LVR-18 | 01-LVD-PPL-21131 BR 4 NE CORNER TURBINE BLDG | 208/120VAC CIRCUIT BREAKER | OPEN | CLOSED
4169 | UNIT 1 TURBINE BLDG GAS HEATER FAN 17 120 VAC | 01-HVC-HTR-17 | 01-LVD-PPL-21131 BR 6 NE CORNER TURBINE BLDG | 208/120VAC CIRCUIT BREAKER | OPEN | CLOSED
4170 | UNIT 1 TURBINE BLDG GAS HEATER FAN 18 120 VAC | 01-HVC-HTR-18 | 01-LVD-PPL-21131 BR 8 NE CORNER TURBINE BLDG | 208/120VAC CIRCUIT BREAKER | OPEN | CLOSED
4171 | UNIT 1 TURBINE BLDG GAS HEATER FAN 19 120 VAC | 01-HVC-HTR-19 | 01-LVD-PPL-21131 BR 10 NE CORNER TURBINE BLDG | 208/120VAC CIRCUIT BREAKER | OPEN | CLOSED
4172 | UNIT 1 TURBINE BLDG GAS HEATER FAN 20 120 VAC | 01-HVC-HTR-20 | 01-LVD-PPL-21131 BR 12 NE CORNER TURBINE BLDG | 208/120VAC CIRCUIT BREAKER | OPEN | CLOSED
4173 | CONTRACT SPARE |  | 01-LVD-PPL-21131 BR 20 NE CORNER TURBINE BLDG | 208/120VAC CIRCUIT BREAKER | OPEN | CLOSED
4174 | CONTRACT SPARE |  | 01-LVD-PPL-21131 BR 22 NE CORNER TURBINE BLDG | 208/120VAC CIRCUIT BREAKER | OPEN | CLOSED
4175 | CONTRACT SPARE |  | 01-LVD-PPL-21131 BR 24 NE CORNER TURBINE BLDG | 208/120VAC CIRCUIT BREAKER | OPEN | CLOSED
4176 | CONTRACT SPARE |  | 01-LVD-PPL-21131 BR 26 NE CORNER TURBINE BLDG | 208/120VAC CIRCUIT BREAKER | OPEN | CLOSED
4177 | CONVENIENCE RECPTS UNIT 1 TURBINE BLDG | 01-1101-R1 | 01-LVD-PPL-21131 BR 28 NE CORNER TURBINE BLDG | 208/120VAC CIRCUIT BREAKER | OPEN | CLOSED
4178 | UNIT 1 TURBINE BLDG VENT FAN PLATFORM LIGHTS | 01-3001-W2 | 01-LVD-PPL-21131 BR 30 NE CORNER TURBINE BLDG | 208/120VAC CIRCUIT BREAKER | OPEN | CLOSED
4179 | UNIT 1 TURBINE BLDG HIGH BAY LIGHTS 208VAC | 01-LTG-CNT-21131 | 01-LVD-PPL-21131 BR 32,34 NE CORNER TURBINE BLDG | 208/120VAC CIRCUIT BREAKER | OPEN | CLOSED
4180 | UNIT 1 TURBINE BLDG PIT LIGHTS 208VAC | 01-LTG-CNT-21131 | 01-LVD-PPL-21131 BR 36,38 NE CORNER TURBINE BLDG | 208/120VAC CIRCUIT BREAKER | OPEN | CLOSED
4181 | UNIT 1 TURBINE BLDG ROOF EXH FAN DSW 11 480VAC | 01-HVC-DSW-11 | 01-LVB-PPL-21132 BR 1,3,5 TURBINE DECK SE | 480 V CIRCUIT BREACKER | OPEN | CLOSED
4182 | UNIT 1 TURBINE BLDG ROOF EXH FAN DSW 13 480VAC | 01-HVC-DSW-13 | 01-LVB-PPL-21132 BR 7,9,11 TURBINE DECK SE | 480 V CIRCUIT BREACKER | OPEN | CLOSED
4183 | UNIT 1 TURBINE BLDG ROOF EXH FAN DSW 15 480VAC | 01-HVC-DSW-15 | 01-LVB-PPL-21132 BR 13,15,17 TURBINE DECK SE | 480 V CIRCUIT BREACKER | OPEN | CLOSED
4184 | UNIT 1 TURBINE BLDG ROOF EXH FAN DSW 17 480VAC | 01-HVC-DSW-17 | 01-LVB-PPL-21132 BR 19,21,23 TURBINE DECK SE | 480 V CIRCUIT BREACKER | OPEN | CLOSED
4185 | UNIT 1 TURBINE BLDG AHU 11 DSW 480 VAC | 01-HVC-DSW-27 | 01-LVB-PPL-21132 BR 25,27,29 TURBINE DECK SE | 480 V CIRCUIT BREACKER | OPEN | CLOSED
4186 | UNIT 1 TURBINE BLDG ROLL UP DOOR 1 480 VAC | 01-HVC-DOR-01 | 01-LVB-PPL-21132 BR 31,33,35 TURBINE DECK SE | 480 V CIRCUIT BREACKER | OPEN | CLOSED
4187 | CONTRACT SPARE |  | 01-LVB-PPL-21132 BR 37,39,41 TURBINE DECK SE | 480 V CIRCUIT BREACKER | OPEN | CLOSED
4188 | UNIT 1 TURBINE BLDG ROOF EXH FAN DSW 12 480VAC | 01-HVC-DSW-12 | 01-LVB-PPL-21132 BR 2,4,6 TURBINE DECK SE | 480 V CIRCUIT BREACKER | OPEN | CLOSED
4189 | UNIT 1 TURBINE BLDG ROOF EXH FAN DSW 14 480VAC | 01-HVC-DSW-14 | 01-LVB-PPL-21132 BR 8,10,12 TURBINE DECK SE | 480 V CIRCUIT BREACKER | OPEN | CLOSED
4190 | UNIT 1 TURBINE BLDG ROOF EXH FAN DSW 16 480VAC | 01-HVC-DSW-16 | 01-LVB-PPL-21132 BR 14,16,18 TURBINE DECK SE | 480 V CIRCUIT BREACKER | OPEN | CLOSED
4191 | UNIT 1 TURBINE BLDG ROOF EXH FAN DSW 18 480VAC | 01-HVC-DSW-18 | 01-LVB-PPL-21132 BR 20,22,24 TURBINE DECK SE | 480 V CIRCUIT BREACKER | OPEN | CLOSED
4192 | UNIT 1 TURBINE BLDG AHU 14 DSW 480 VAC | 01-HVC-DSW-30 | 01-LVB-PPL-21132 BR 26,28,30 TURBINE DECK SE | 480 V CIRCUIT BREACKER | OPEN | CLOSED
4193 | CONTRACT SPARE |  | 01-LVB-PPL-21132 BR 32,34,36 TURBINE DECK SE | 480 V CIRCUIT BREACKER | OPEN | CLOSED
4194 | CONTRACT SPARE |  | 01-LVB-PPL-21132 BR 38,40,42 TURBINE DECK SE | 480 V CIRCUIT BREACKER | OPEN | CLOSED
4195 | UNIT 1 TUR BLDG 480-208/120V AC DIST XFR 2 | 01-LVB-PPL-21133 | 01-LVB-PPL-21133 BR 7,9,11 TURBINE DECK SW | 480 V CIRCUIT BREACKER | OPEN | CLOSED
4196 | UNIT 1 LP DRAIN PUMPS HOIST 480VAC PWR FEED | 01-STP-HST-01 | 01-LVB-PPL-21133 BR 13,15,17 TURBINE DECK SW | 480 V CIRCUIT BREACKER | OPEN | CLOSED
4197 | CONTRACT SPARE |  | 01-LVB-PPL-21133 BR 37,39,41 TURBINE DECK SW | 480 V CIRCUIT BREACKER | OPEN | CLOSED
4198 | CONTRACT SPARE |  | 01-LVB-PPL-21133 BR 32,34,36 TURBINE DECK SW | 480 V CIRCUIT BREACKER | OPEN | CLOSED
4199 | CONTRACT SPARE |  | 01-LVB-PPL-21133 BR 38,40,42 TURBINE DECK SW | 480 V CIRCUIT BREACKER | OPEN | CLOSED
4200 | TURBINE BUILDING 01 LOCAL FIRE ALRM CPL NODE #9 | 00-FPS-PNL-13 | 01-LVD-PPL-21133 BR 5 TURBINE DECK SW | 208/120VAC CIRCUIT BREAKER | OPEN | CLOSED
4201 | ST 1 DRNS SUMP PMP CTRL PNL REDUNDANT 1 120VAC | 01-PDR-CPL-01 | 01-LVD-PPL-21133 BR 7 TURBINE DECK SW | 208/120VAC CIRCUIT BREAKER | OPEN | CLOSED
4202 | UNIT 1 SFC XFMR S.HTR 120 VAC MAIN | 01MKE01GT101 | 01-LVD-PPL-21133 BR 9 TURBINE DECK SW | 208/120VAC CIRCUIT BREAKER | OPEN | CLOSED
4203 | U1 CALCITE FILTER CO2 INJ MODULE CONTROL PANEL | 01-DWS-CPL-07 | 01-LVD-PPL-21133 BR 11 TURBINE DECK SW | 208/120VAC CIRCUIT BREAKER | OPEN | CLOSED
4204 | UNIT 1 GCB PLATFORM LIGHTS | 01-3301-M1 | 01-LVD-PPL-21133 BR 15 TURBINE DECK SW | 208/120VAC CIRCUIT BREAKER | OPEN | CLOSED
4205 | U1 TURB BLDG WEST WALL INTAKE LOUVER 37 120 VAC | 01-HVC-LVR-37 | 01-LVD-PPL-21133 BR 23 TURBINE DECK SW | 208/120VAC CIRCUIT BREAKER | OPEN | CLOSED
4206 | UNIT 1 TURBINE BLDG GAS HEATER FAN 11 120 VAC | 01-HVC-HTR-11 | 01-LVD-PPL-21133 BR 25 TURBINE DECK SW | 208/120VAC CIRCUIT BREAKER | OPEN | CLOSED
4207 | UNIT 1 TURBINE BLDG GAS HEATER FAN 12 120 VAC | 01-HVC-HTR-12 | 01-LVD-PPL-21133 BR 27 TURBINE DECK SW | 208/120VAC CIRCUIT BREAKER | OPEN | CLOSED
4208 | UNIT 1 TURBINE BLDG GAS HEATER FAN 13 120 VAC | 01-HVC-HTR-13 | 01-LVD-PPL-21133 BR 29 TURBINE DECK SW | 208/120VAC CIRCUIT BREAKER | OPEN | CLOSED
4209 | UNIT 1 TURBINE BLDG EMERGENCY LIGHTING | 01-4001-E2 | 01-LVD-PPL-21133 BR 31 TURBINE DECK SW | 208/120VAC CIRCUIT BREAKER | OPEN | CLOSED
4210 | CONTRACT SPARE |  | 01-LVD-PPL-21133 BR 33 TURBINE DECK SW | 208/120VAC CIRCUIT BREAKER | OPEN | CLOSED
4211 | CONTRACT SPARE |  | 01-LVD-PPL-21133 BR 35 TURBINE DECK SW | 208/120VAC CIRCUIT BREAKER | OPEN | CLOSED
4212 | CONTRACT SPARE |  | 01-LVD-PPL-21133 BR 37 TURBINE DECK SW | 208/120VAC CIRCUIT BREAKER | OPEN | CLOSED
4213 | CONTRACT SPARE |  | 01-LVD-PPL-21133 BR 39 TURBINE DECK SW | 208/120VAC CIRCUIT BREAKER | OPEN | CLOSED
4214 | CONTRACT SPARE |  | 01-LVD-PPL-21133 BR 41 TURBINE DECK SW | 208/120VAC CIRCUIT BREAKER | OPEN | CLOSED
4215 | UNIT 1 WTT CALCITE FILTER 120VAC RECEP | 01-DWS-CPL-06 | 01-LVD-PPL-21133 BR 6 TURBINE DECK SW | 208/120VAC CIRCUIT BREAKER | OPEN | CLOSED
4216 | UNIT 1 DRAINS TANK AREA DECK LIGHTS 120VAC | 01-2701-W2 | 01-LVD-PPL-21133 BR 8 TURBINE DECK SW | 208/120VAC CIRCUIT BREAKER | OPEN | CLOSED
4217 | UNIT 1 DRAINS TANK AREA CONVENIENCE RECPT | 01-1301-R1 | 01-LVD-PPL-21133 BR 10 TURBINE DECK SW | 208/120VAC CIRCUIT BREAKER | OPEN | CLOSED
4218 | UNIT 1 IPBD VTSC MAIN PWR 208VAC | 01-IPB-CPL-03 | 01-LVD-PPL-21133 BR 12,14,16 TURBINE DECK SW | 208/120VAC CIRCUIT BREAKER | OPEN | CLOSED
4219 | UNIT 1 IPBD DCT/UAT DSW HTRS 208VAC | 01-IPB-CPL-02 | 01-LVD-PPL-21133 BR 18,20,22 TURBINE DECK SW | 208/120VAC CIRCUIT BREAKER | OPEN | CLOSED
4220 | U1 TURB BLDG WEST WALL INTAKE LOUVER 34 120 VAC | 01-HVC-LVR-34 | 01-LVD-PPL-21133 BR 24 TURBINE DECK SW | 208/120VAC CIRCUIT BREAKER | OPEN | CLOSED
4221 | UNIT 1 TURBINE BLDG GAS HEATER FAN 21 120 VAC | 01-HVC-HTR-21 | 01-LVD-PPL-21133 BR 26 TURBINE DECK SW | 208/120VAC CIRCUIT BREAKER | OPEN | CLOSED
4222 | UNIT 1 TURBINE BLDG GAS HEATER FAN 22 120 VAC | 01-HVC-HTR-22 | 01-LVD-PPL-21133 BR 28 TURBINE DECK SW | 208/120VAC CIRCUIT BREAKER | OPEN | CLOSED
4223 | UNIT 1 TURBINE BLDG GAS HEATER FAN 23 120 VAC | 01-HVC-HTR-23 | 01-LVD-PPL-21133 BR 30 TURBINE DECK SW | 208/120VAC CIRCUIT BREAKER | OPEN | CLOSED
4224 | UNIT 1 TURBINE BLDG EMERGENCY LIGHTING | 01-4101-E5 | 01-LVD-PPL-21133 BR 32 TURBINE DECK SW | 208/120VAC CIRCUIT BREAKER | OPEN | CLOSED
4225 | UNIT 1 TURB CTRL PKG SAFETY SHWR 120 VAC MAIN | 00-PWS-JBX-05 | 01-LVD-PPL-21133 BR 34 TURBINE DECK SW | 208/120VAC CIRCUIT BREAKER | OPEN | CLOSED
4226 | CONTRACT SPARE |  | 01-LVD-PPL-21133 BR 36 TURBINE DECK SW | 208/120VAC CIRCUIT BREAKER | OPEN | CLOSED
4227 | CONTRACT SPARE |  | 01-LVD-PPL-21133 BR 38 TURBINE DECK SW | 208/120VAC CIRCUIT BREAKER | OPEN | CLOSED
4228 | CONTRACT SPARE |  | 01-LVD-PPL-21133 BR 40 TURBINE DECK SW | 208/120VAC CIRCUIT BREAKER | OPEN | CLOSED
4229 | CONTRACT SPARE |  | 01-LVD-PPL-21133 BR 42 TURBINE DECK SW | 208/120VAC CIRCUIT BREAKER | OPEN | CLOSED
4230 | HRSG 1 TOP LVL 480-208/120V XFMR | 01-LVB-XFR-21111 | 01-LVB-PPL-2111 BR 38,40,42 TOP OF HRSG HP DRUM | 480 V CIRCUIT BREACKER | OPEN | CLOSED
4231 | HRSG 1 HP VENT MOV MAIN PWR FEED | 01-MOV-HHS905 | 01-LVB-PPL-2111 BR 8,10,12 TOP OF HRSG HP DRUM | 480 V CIRCUIT BREACKER | OPEN | CLOSED
4232 | HRSG 1 HP VENT MOV MAIN PWR FEED | 01-MOV-HHS913 | 01-LVB-PPL-2111 BR 13,15,17 TOP OF HRSG HP DRUM | 480 V CIRCUIT BREACKER | OPEN | CLOSED
4233 | HRSG 1 REHEAT STARTUP VENT MOV MAIN FEED | 01-MOV-HRS911 | 01-LVB-PPL-2111 BR 14,16,18 TOP OF HRSG HP DRUM | 480 V CIRCUIT BREACKER | OPEN | CLOSED
4234 | HRSG 1 STACK DAMPER MOV MAIN PWR FEED | 01-MOV-HEH901 | 01-LVB-PPL-2111 BR 19,21,23 TOP OF HRSG HP DRUM | 480 V CIRCUIT BREACKER | OPEN | CLOSED
4235 | HRSG 1 SCR HOIST & TROLLEY 480VAC PWR FEED | 01-SCR-JBX-104 | 01-LVB-PPL-2111 BR 20,22,24 TOP OF HRSG HP DRUM | 480 V CIRCUIT BREACKER | OPEN | CLOSED
4236 | HRSG 1 HP STEAM OUTLET STOP MOV PWR FEED | 01-MOV-HHS906 | 01-LVB-PPL-2111 BR 25,27,29 TOP OF HRSG HP DRUM | 480 V CIRCUIT BREACKER | OPEN | CLOSED
4237 | HRSG 1 IP TO DA PEGGING MOV MAIN PWR FEED | 01-MOV-HIS910 | 01-LVB-PPL-2111 BR 32,34,36 TOP OF HRSG HP DRUM | 480 V CIRCUIT BREACKER | OPEN | CLOSED
4238 | HRSG 1 REHEAT OUTLET STARTUP VENT STOP MOV | 01-MOV-HRS904 | 01-LVB-PPL-2111 BR 37,39,41 TOP OF HRSG HP DRUM | 480 V CIRCUIT BREACKER | OPEN | CLOSED
4239 | HRSG 1 HP STEAM OUTLET STOP VLV BYP MOV FEED | 01-MOV-HHS907 | 01-LVB-PPL-2111 BR 7,9,11 TOP OF HRSG HP DRUM | 480 V CIRCUIT BREACKER | OPEN | CLOSED
4240 | LIGHTING CONTACTOR | 01-LTG-CNT-21111 | 01-LVD-PPL-21111 BR 6 TOP OF HRSG HP DRUM | 208/120VAC CIRCUIT BREAKER | OPEN | CLOSED
4241 | HRSG 1 HP DRUM ENCLOSURE HTR PWR FEED 208VAC | 01-HRG-HTR-01 | 01-LVD-PPL-21111 BR 14,16,18 TOP OF HRSG HP DRUM | 208/120VAC CIRCUIT BREAKER | OPEN | CLOSED
4242 | HRSG 1 HP DRUM ENCL FAN/LOUVER/THRMSTT FEED | 01-HRG-ENC-02 | 01-LVD-PPL-21111 BR 19 TOP OF HRSG HP DRUM | 208/120VAC CIRCUIT BREAKER | OPEN | CLOSED
4243 | HRSG 1 IP LP DRUM ENCL FAN/LOUVER/THRMSTT FEED | 01-HRG-ENC-03 | 01-LVD-PPL-21111 BR 21 TOP OF HRSG HP DRUM | 208/120VAC CIRCUIT BREAKER | OPEN | CLOSED
4244 | HRSG 1 IP LP DRUM ENCLOSURE HTR FEED 208VAC | 01-HRG-HTR-02 | 01-LVD-PPL-21111 BR 20,22,24 TOP OF HRSG HP DRUM | 208/120VAC CIRCUIT BREAKER | OPEN | CLOSED
4245 | HRSG 1 HP DRUM LVL GAUGE PWR FEED | 01-LG-HHS905A | 01-LVD-PPL-21111 BR 26 TOP OF HRSG HP DRUM | 208/120VAC CIRCUIT BREAKER | OPEN | CLOSED
4246 | CONVENIENCE RECPTS HRSG 1 PLATFORMS | 01-0301-R1 | 01-LVD-PPL-21111 BR 29 TOP OF HRSG HP DRUM | 208/120VAC CIRCUIT BREAKER | OPEN | CLOSED
4247 | UNIT 1 HRSG PIPE RACK PLATFORM LIGHTING 208VAC | 01-LTG-CNT-21111 | 01-LVD-PPL-21111 BR 31,33 TOP OF HRSG HP DRUM | 208/120VAC CIRCUIT BREAKER | OPEN | CLOSED
4248 | UNIT 1 HRSG PIPE RACK PLATFORM LIGHTING 208VAC | 01-LTG-CNT-21111 | 01-LVD-PPL-21111 BR 30,32 TOP OF HRSG HP DRUM | 208/120VAC CIRCUIT BREAKER | OPEN | CLOSED
4249 | UNIT 1 HRSG ACHE UPPDER DECK LIGHTING 208VAC | 01-LTG-CNT-21111 | 01-LVD-PPL-21111 BR 35,37 TOP OF HRSG HP DRUM | 208/120VAC CIRCUIT BREAKER | OPEN | CLOSED
4250 | UNIT 1 HRSG ACHE UPPDER DECK LIGHTING 208VAC | 01-LTG-CNT-21111 | 01-LVD-PPL-21111 BR 34,36 TOP OF HRSG HP DRUM | 208/120VAC CIRCUIT BREAKER | OPEN | CLOSED
4251 | UNIT 2 STEAM ELEC SUPERHEATER | 02-AXS-HTR-01 | HRSG-2 ECLOSURE, SWG 12, CUBICLE 01D | 480 V RACK OUT BREAKER | OPEN | CLOSED
4252 | HRSG 2 MCC 01 | 02-HRG-MCC-121 | HRSG-2 ECLOSURE, SWG 12, CUBICLE 01B | 480 V RACK OUT BREAKER | OPEN | CLOSED
4253 | UNIT 2 AMMONIA INJ HEATER "A" | 02-SCR-HTR-01 | HRSG-2 ECLOSURE, SWG 12, CUBICLE 03D | 480 V RACK OUT BREAKER | OPEN | CLOSED
4254 | HRSG 2 MCC 02 | 02-HRG-MCC-221 | HRSG-2 ECLOSURE, SWG 22, CUBICLE 06B | 480 V RACK OUT BREAKER | OPEN | CLOSED
4255 | UNIT 2 AMMONIA INJ HEATER "B" | 02-SCR-HTR-02 | HRSG-2 ECLOSURE, SWG 22, CUBICLE 05D | 480 V RACK OUT BREAKER | OPEN | CLOSED
4256 | ADMIN BLDG PWR FEED | 00-LVB-PPL-173 | HRSG-2 ECLOSURE, SWG 22, CUBICLE 06D | 480 V RACK OUT BREAKER | OPEN | CLOSED
4257 | MAIN FEED BREAKER SWG 12 | 02-LVB-SWG-12 | HRSG-2 ECLOSURE, SWG 12, CUBICLE 02A | 480 V RACK OUT BREAKER | OPEN | CLOSED
4258 | MAIN FEED BREAKER SWG 22 | 02-LVB-SWG-22 | HRSG-2 ECLOSURE, SWG 22, CUBICLE 07A | 480 V RACK OUT BREAKER | OPEN | CLOSED
4259 | TIE BREAKER SWG 12 AND 22 |  | HRSG-2 ECLOSURE, SWG 12, CUBICLE | 480 V RACK OUT BREAKER | OPEN | CLOSED
4260 | FIRE PUMP CONTROL PANEL | 00-FPS-PNL-01 | FIRE PUMP ECLOSURE | LOCAL DISCONNECT | OPEN | CLOSED
4262 | SERVICE WATER PUMP MOTOR A | 00-SWS-MPM-01A | HRSG-2 ENCLSURE 480V MCC 121, CUBICLE 03FM | 480 V MOLDED CASE BREAKER | OPEN | CLOSED
4263 | UNIT 2 MAIN LUBE OIL PUMP MOTOR A | 02MPV01AP101-M01 | HRSG-2 ENCLSURE 480V MCC 121, CUBICLE 04FM | 480 V MOLDED CASE BREAKER | OPEN | CLOSED
4264 | HRSG 2 AMMONIA INJECTION BLOWER A | 02-SCR-MFN-100A | HRSG-2 ENCLSURE 480V MCC 121, CUBICLE 05FM | 480 V MOLDED CASE BREAKER | OPEN | CLOSED
4265 | UNIT 2 HRSG DUCT BURNER COOLING SKID BL0WER 1 | 02-BUR-MLB-01A | HRSG-2 ENCLSURE 480V MCC 121, CUBICLE 06FB | 480 V MOLDED CASE BREAKER | OPEN | CLOSED
4266 | HRSG 2 PDC PANELBOARD 480V | 02-LVB-PPL-1211 | HRSG-2 ENCLSURE 480V MCC 121, CUBICLE 06FE | 480 V MOLDED CASE BREAKER | OPEN | CLOSED
4267 | AUX BOILER BUILDING PANELBOARD 480VAC | 02-LVB-PPL-1215 | HRSG-2 ENCLSURE 480V MCC 121, CUBICLE 06FH | 480 V MOLDED CASE BREAKER | OPEN | CLOSED
4268 | WAREHOUSE BUILDING LOAD PANELBOARD 480VAC | 02-LVB-PPL-1217 | HRSG-2 ENCLSURE 480V MCC 121, CUBICLE 06FM | 480 V MOLDED CASE BREAKER | OPEN | CLOSED
4269 | HRSG 2 TOP LEVEL SE PANELBOARD 480VAC | 02-LVB-PPL-1212 | HRSG-2 ENCLSURE 480V MCC 121, CUBICLE 07FC | 480 V MOLDED CASE BREAKER | OPEN | CLOSED
4270 | HRSG 2 GRADE WEST PANELBOARD 480VAC | 02-LVB-PPL-1213 | HRSG-2 ENCLSURE 480V MCC 121, CUBICLE 07FF | 480 V MOLDED CASE BREAKER | OPEN | CLOSED
4271 | HRSG 2 FINGER RACK PANELBOARD 480VAC | 02-LVB-PPL-1214 | HRSG-2 ENCLSURE 480V MCC 121, CUBICLE 07FJ | 480 V MOLDED CASE BREAKER | OPEN | CLOSED
4272 | WATER TREATMENT PANELBOARD 480VAC | 02-LVB-PPL-1218 | HRSG-2 ENCLSURE 480V MCC 121, CUBICLE 07FM | 480 V MOLDED CASE BREAKER | OPEN | CLOSED
4273 | UNIT 2 ACHE FAN 01A | 02-CCW-MFN-01A | HRSG-2 ENCLSURE 480V MCC 121, CUBICLE 08FF | 480 V MOLDED CASE BREAKER | OPEN | CLOSED
4274 | UNIT 2 ACHE FAN 01B | 02-CCW-MFN-01B | HRSG-2 ENCLSURE 480V MCC 121, CUBICLE 08FJ | 480 V MOLDED CASE BREAKER | OPEN | CLOSED
4275 | UNIT 2 ACHE FAN 01C | 02-CCW-MFN-01C | HRSG-2 ENCLSURE 480V MCC 121, CUBICLE 09FC | 480 V MOLDED CASE BREAKER | OPEN | CLOSED
4276 | UNIT 2 ACHE FAN 02A | 02-CCW-MFN-02A | HRSG-2 ENCLSURE 480V MCC 121, CUBICLE 9FF | 480 V MOLDED CASE BREAKER | OPEN | CLOSED
4277 | UNIT 2 ACHE FAN 02B | 02-CCW-MFN-02B | HRSG-2 ENCLSURE 480V MCC 121, CUBICLE 9FJ | 480 V MOLDED CASE BREAKER | OPEN | CLOSED
4278 | UNIT 2 ACHE FAN 02C | 02-CCW-MFN-02C | HRSG-2 ENCLSURE 480V MCC 121, CUBICLE 9FM | 480 V MOLDED CASE BREAKER | OPEN | CLOSED
4279 | UNIT 2 ACHE FAN 03A | 02-CCW-MFN-03A | HRSG-2 ENCLSURE 480V MCC 121, CUBICLE 10FC | 480 V MOLDED CASE BREAKER | OPEN | CLOSED
4280 | DEMIN WATER PUMP MTR A | 00-DWS-MPM-01A | HRSG-2 ENCLSURE 480V MCC 121, CUBICLE 11FD | 480 V MOLDED CASE BREAKER | OPEN | CLOSED
4281 | DEMIN WATER PUMP MTR C | 00-DWS-MPM-01C | HRSG-2 ENCLSURE 480V MCC 121, CUBICLE 11FH | 480 V MOLDED CASE BREAKER | OPEN | CLOSED
4282 | UNIT 2 BFW LUBE OIL PUMP MTR A | 02-BFW-MPM-02A | HRSG-2 ENCLSURE 480V MCC 121, CUBICLE 12FF | 480 V MOLDED CASE BREAKER | OPEN | CLOSED
4283 | UNIT 2 HRSG BD SUMP PUMP A/B CONTROL PANEL | 02-BDN-CPL-01 | HRSG-2 ENCLSURE 480V MCC 121, CUBICLE 13FC(R) | 480 V MOLDED CASE BREAKER | OPEN | CLOSED
4285 | DWT TWO PASS RO A CONTROL PNL | 00-DWT-CPL-02A | HRSG-2 ENCLSURE 480V MCC 221, CUBICLE 13FF | 480 V MOLDED CASE BREAKER | OPEN | CLOSED
4286 | HRSG 2 PDC XFMR 480-120/208VAC | 02-LVB-XFR-1211 | HRSG-2 ENCLSURE 480V MCC 121, CUBICLE 14FC(R) | 480 V MOLDED CASE BREAKER | OPEN | CLOSED
4287 | HRSG 2 FINGER RACK HEAT TRACE XFMR 480-120/208V | 02-HTT-XFR-1211 | HRSG-2 ENCLSURE 480V MCC 121, CUBICLE 14FF(R) | 480 V MOLDED CASE BREAKER | OPEN | CLOSED
4288 | HRSG 2 PIPE RACK GRADE HEAT TRACE XFMR | 02-HTT-XFR-1212 | HRSG-2 ENCLSURE 480V MCC 121, CUBICLE 14FJ(R) | 480 V MOLDED CASE BREAKER | OPEN | CLOSED
4289 | WATER TREATMENT HEAT TRACE XFMR | 02-HTT-XFR-1213 | HRSG-2 ENCLSURE 480V MCC 121, CUBICLE 14FM(R) | 480 V MOLDED CASE BREAKER | OPEN | CLOSED
4290 | POTABLE WATER TEMPERING SKID FEED A | 00-PWS-CPL-01 | HRSG-2 ENCLSURE 480V MCC 121, CUBICLE 15FC(L) | 480 V MOLDED CASE BREAKER | OPEN | CLOSED
4291 | UNIT 2 SAMPLE ANALYSIS PANEL DSW | 02-SMP-DSW-01 | HRSG-2 ENCLSURE 480V MCC 121, CUBICLE 15FC(R) | 480 V MOLDED CASE BREAKER | OPEN | CLOSED
4292 | UNIT 2 BFW LUBE OIL PUMP MTR B | 02-BFW-MPM-01B | HRSG-2 ENCLSURE 480V MCC 221, CUBICLE 3FF | 480 V MOLDED CASE BREAKER | OPEN | CLOSED
4293 | SERVICE WATER PUMP MTR B | 00-SWS-MPM-01B | HRSG-2 ENCLSURE 480V MCC 221, CUBICLE 3FM | 480 V MOLDED CASE BREAKER | OPEN | CLOSED
4294 | UNIT 2 MAIN LUBE OIL PUMP MOTOR B | 02MPV01AP102-M01 | HRSG-2 ENCLSURE 480V MCC 221, CUBICLE 4FM | 480 V MOLDED CASE BREAKER | OPEN | CLOSED
4295 | HRSG2 AMMONIA INJECTION BLOWER B | 02-SCR-MFN-100B | HRSG-2 ENCLSURE 480V MCC 221, CUBICLE 5FM | 480 V MOLDED CASE BREAKER | OPEN | CLOSED
4296 | UNIT 2 HRSG DUCT BURNER COOLING SKID BLOWER 2 | 02-BUR-MLB-01B | HRSG-2 ENCLSURE 480V MCC 221, CUBICLE 6FD | 480 V MOLDED CASE BREAKER | OPEN | CLOSED
4297 | UNIT 2 ACHE FAN 03B | 02-CCW-MFN-03B | HRSG-2 ENCLSURE 480V MCC 221, CUBICLE 7FF | 480 V MOLDED CASE BREAKER | OPEN | CLOSED
4298 | UNIT 2 ACHE FAN 03C | 02-CCW-MFN-03C | HRSG-2 ENCLSURE 480V MCC 221, CUBICLE 7FJ | 480 V MOLDED CASE BREAKER | OPEN | CLOSED
4299 | UNIT 2 ACHE FAN 04A | 02-CCW-MFN-04A | HRSG-2 ENCLSURE 480V MCC 221, CUBICLE 7FM | 480 V MOLDED CASE BREAKER | OPEN | CLOSED
4300 | UNIT 2 ACHE FAN 04B | 02-CCW-MFN-04B | HRSG-2 ENCLSURE 480V MCC 221, CUBICLE 8FC | 480 V MOLDED CASE BREAKER | OPEN | CLOSED
4301 | UNIT 2 ACHE FAN 04C | 02-CCW-MFN-04C | HRSG-2 ENCLSURE 480V MCC 221, CUBICLE 8FF | 480 V MOLDED CASE BREAKER | OPEN | CLOSED
4302 | UNIT 2 ACHE FAN 05A | 02-CCW-MFN-05A | HRSG-2 ENCLSURE 480V MCC 221, CUBICLE 8FJ | 480 V MOLDED CASE BREAKER | OPEN | CLOSED
4303 | UNIT 2 ACHE FAN 05B | 02-CCW-MFN-05B | HRSG-2 ENCLSURE 480V MCC 221, CUBICLE 8FM | 480 V MOLDED CASE BREAKER | OPEN | CLOSED
4304 | UNIT 2 ACHE FAN 05C | 02-CCW-MFN-05C | HRSG-2 ENCLSURE 480V MCC 221, CUBICLE 9FC | 480 V MOLDED CASE BREAKER | OPEN | CLOSED
4305 | DEMIN WATER PUMP MTR B | 00-DWS-MPM-01B | HRSG-2 ENCLSURE 480V MCC 221, CUBICLE 10FM | 480 V MOLDED CASE BREAKER | OPEN | CLOSED
4306 | UNIT 2 STG SWBD | 02-LVB-SWB-2211 | HRSG-2 ENCLSURE 480V MCC 221, CUBICLE 11FD | 480 V MOLDED CASE BREAKER | OPEN | CLOSED
4307 | WATER TREATMENT BLDG LOAD PANELBOARD 480VAC | 02-LVB-PPL-2211 | HRSG-2 ENCLSURE 480V MCC 221, CUBICLE 11FH | 480 V MOLDED CASE BREAKER | OPEN | CLOSED
4308 | DEMIN TRAILERS POWER FEED | 00-DWT-JBX-01 | HRSG-2 ENCLSURE 480V MCC 221, CUBICLE 11FM | 480 V MOLDED CASE BREAKER | OPEN | CLOSED
4309 | UNIT 2 TURBINE BUILDING NE PANELBOARD 480VAC | 02-LVB-PPL-2215 | HRSG-2 ENCLSURE 480V MCC 221, CUBICLE 12FE | 480 V MOLDED CASE BREAKER | OPEN | CLOSED
4310 | HRSG 2 PDC PANELBOARD 480VAC | 02-LVB-PPL-2212 | HRSG-2 ENCLSURE 480V MCC 221, CUBICLE 12FH | 480 V MOLDED CASE BREAKER | OPEN | CLOSED
4312 | DWT TWO PASS RO B CONTROL PNL | 00-DWT-CPL-02B | HRSG-2 ENCLSURE 480V MCC 121, CUBICLE 13FJ | 480 V MOLDED CASE BREAKER | OPEN | CLOSED
4313 | HRSG 2 TOP LEVEL WEST PANELBOARD 480VAC | 02-LVB-PPL-2213 | HRSG-2 ENCLSURE 480V MCC 221, CUBICLE 13FJ | 480 V MOLDED CASE BREAKER | OPEN | CLOSED
4314 | HRSG 2 GRADE WEST XFMR 480-120/208VAC | 02-LVB-XFR-2211 | HRSG-2 ENCLSURE 480V MCC 221, CUBICLE 14FC(L) | 480 V MOLDED CASE BREAKER | OPEN | CLOSED
4315 | HRSG 2 TOP S HEAT TRACE XFMR 480-120/208VAC | 02-HTT-XFR-2211 | HRSG-2 ENCLSURE 480V MCC 221, CUBICLE 14FC(R) | 480 V MOLDED CASE BREAKER | OPEN | CLOSED
4316 | UNIT 2 HRSG BD SUMP PUMP A/B CONTROL PANEL | 02-BDN-CPL-01 | HRSG-2 ENCLSURE 480V MCC 221, CUBICLE 14FF(R) | 480 V MOLDED CASE BREAKER | OPEN | CLOSED
4317 | POTABLE WATER TEMPERING SKID FEED B | 00-PWS-CPL-01 | HRSG-2 ENCLSURE 480V MCC 221, CUBICLE 14FM(L) | 480 V MOLDED CASE BREAKER | OPEN | CLOSED
4318 | UNIT 2 BRIDGE CRANE | 02-CTG-CRN-01 | HRSG-2 ENCLSURE 480V MCC 221, CUBICLE 15FF(R) | 480 V MOLDED CASE BREAKER | OPEN | CLOSED
4319 | WATER TREATMENT PANELBOARD 480VAC | 02-LVB-PPL-2214 | HRSG-2 ENCLSURE 480V MCC 221, CUBICLE 16FM | 480 V MOLDED CASE BREAKER | OPEN | CLOSED
4320 | 5 TON HVAC #1 |  | 02-LVB-PPL-1211, BR 1 HRSG MCC ENCLOSURE | 480 V CIRCUIT BREACKER | OPEN | CLOSED
4321 | 5 TON HVAC #2 |  | 02-LVB-PPL-1211, BR 2 HRSG MCC ENCLOSURE | 480 V CIRCUIT BREACKER | OPEN | CLOSED
4322 | 5 TON HVAC #3 |  | 02-LVB-PPL-1211, BR 3 HRSG MCC ENCLOSURE | 480 V CIRCUIT BREACKER | OPEN | CLOSED
4323 | SPARE GSU CTRL PNL 480 VAC PWR MAIN 1 | 03-GSU-CPL-01 | 02-LVB-PPL-1211, BR 4 HRSG MCC ENCLOSURE | 480 V CIRCUIT BREACKER | OPEN | CLOSED
4324 | HRSG 2 LP SH STARTUP VENT MOV MAIN PWR FEED | 02-MOV-HLS905 | 02-LVB-PPL-1211, BR 5 HRSG MCC ENCLOSURE | 480 V CIRCUIT BREACKER | OPEN | CLOSED
4325 | HRSG 2 LP SH STM STOP VLV MAIN PWR FEED | 02-MOV-HLS906 | 02-LVB-PPL-1211, BR 6 HRSG MCC ENCLOSURE | 480 V CIRCUIT BREACKER | OPEN | CLOSED
4326 | AQA AMMONIA FORWARDING SYS 480VAC | 00-AQA-CPL-01 | 02-LVB-PPL-1211, BR 7 HRSG MCC ENCLOSURE | 480 V CIRCUIT BREACKER | OPEN | CLOSED
4327 | HRSG 2 LP BD MAINFOLD DRN MAIN PWR FEED | 02-MOV-HBD943 | 02-LVB-PPL-1211, BR 8 HRSG MCC ENCLOSURE | 480 V CIRCUIT BREACKER | OPEN | CLOSED
4328 | WELDING RECEPTACLE |  | 02-LVB-PPL-1211, BR 9 HRSG MCC ENCLOSURE | 480 V CIRCUIT BREACKER | OPEN | CLOSED
4329 | UNIT 2 CEMS DSW 01 480 VAC | 02-CEM-DSW-01 | 02-LVB-PPL-1211, BR 13 HRSG MCC ENCLOSURE | 480 V CIRCUIT BREACKER | OPEN | CLOSED
4330 | HRSG 2 TOP LVL 480-208/120VAC XFR | 02-LVB-XFR-12121 | 02-LVB-PPL-1212, BR 3 TOP OF HRSG HP DRUM | 480 V CIRCUIT BREACKER | OPEN | CLOSED
4331 | HRSG 2 IP TO DA PEGGING MOV MAIN PWR FEED | 02-MOV-HIS910 | 02-LVB-PPL-1212, BR 4 TOP OF HRSG HP DRUM | 480 V CIRCUIT BREACKER | OPEN | CLOSED
4332 | HRSG 2 SCR HOISE AND TROLLEY 480VAC PWR FEED | 02-SCR-JBX-104 | 02-LVB-PPL-1212, BR 5 TOP OF HRSG HP DRUM | 480 V CIRCUIT BREACKER | OPEN | CLOSED
4333 | HRSG 2 HP VENT MOV MAIN PWR FEED | 02-MOV-HHS913 | 02-LVB-PPL-1212, BR 6 TOP OF HRSG HP DRUM | 480 V CIRCUIT BREACKER | OPEN | CLOSED
4334 | HRSG 2 STACK DAMPER MAIN PWR FEED | 02-MOV-HEH901 | 02-LVB-PPL-1212, BR 7 TOP OF HRSG HP DRUM | 480 V CIRCUIT BREACKER | OPEN | CLOSED
4335 | HRSG 2 REHEAT STARTUP VENT MOV MAIN PWR FEED | 02-MOV-HRS911 | 02-LVB-PPL-1212, BR 8 TOP OF HRSG HP DRUM | 480 V CIRCUIT BREACKER | OPEN | CLOSED
4336 | HRSG 2 HP VENT MOV MAIN PWR FEED | 02-MOV-HHS906 | 02-LVB-PPL-1212, BR 10 TOP OF HRSG HP DRUM | 480 V CIRCUIT BREACKER | OPEN | CLOSED
4337 | HRSG 2 HP VENT MOV MAIN PWR FEED | 02-MOV-HHS905 | 02-LVB-PPL-1212, BR 11 TOP OF HRSG HP DRUM | 480 V CIRCUIT BREACKER | OPEN | CLOSED
4338 | HRSG 2 HP STEAM OUTLET STOP VALVE BYPASS MOV | 02-MOV-HHS907 | 02-LVB-PPL-1212, BR 12 TOP OF HRSG HP DRUM | 480 V CIRCUIT BREACKER | OPEN | CLOSED
4339 | HRSG 2 REHEAT OUTLET STARTUP VENT STOP MOV | 02-MOV-HRS904 | 02-LVB-PPL-1212, BR 14 TOP OF HRSG HP DRUM | 480 V CIRCUIT BREACKER | OPEN | CLOSED
4340 | UNIT 2 CCF HP/IP PHOSPHATE & AMMONIA SYS | 02-CCF-DSW-02 | 02-LVB-PPL-1213, BR 1 OUTSIDE HRSG SWG ENCLOSURE | 480 V CIRCUIT BREACKER | OPEN | CLOSED
4341 | UNIT 2 SMP PNL 10 TON TCU MAIN 480VAC | 02-SMP-HEX-01 | 02-LVB-PPL-1213, BR 3 OUTSIDE HRSG SWG ENCLOSURE | 480 V CIRCUIT BREACKER | OPEN | CLOSED
4342 | UNIT 2 OIL WATER SEP PWR 480VAC | 02-WDR-CPL-01 | 02-LVB-PPL-1213, BR 4 OUTSIDE HRSG SWG ENCLOSURE | 480 V CIRCUIT BREACKER | OPEN | CLOSED
4343 | HRSG 2 HP FW MOV SHUTOFF VLV MAIN PWR FEED | 02-MOV-HHS941 | 02-LVB-PPL-1213, BR 5 OUTSIDE HRSG SWG ENCLOSURE | 480 V CIRCUIT BREACKER | OPEN | CLOSED
4344 | HRSG 2 IP SH MOV DRN VLV MAIN PWR FEED | 02-MOV-HIS918 | 02-LVB-PPL-1213, BR 6 OUTSIDE HRSG SWG ENCLOSURE | 480 V CIRCUIT BREACKER | OPEN | CLOSED
4345 | HRSG 2 LP SH STARTUP VENT MOV MAIN PWR FEED | 02-MOV-HLS902 | 02-LVB-PPL-1213, BR 7 OUTSIDE HRSG SWG ENCLOSURE | 480 V CIRCUIT BREACKER | OPEN | CLOSED
4346 | HRSG 2 LP EVAP STARTUP DRN MOV MAIN PWR FEED | 02-MOV-HLS908 | 02-LVB-PPL-1213, BR 8 OUTSIDE HRSG SWG ENCLOSURE | 480 V CIRCUIT BREACKER | OPEN | CLOSED
4347 | HRSG 2 IP SH MOV DRN VLV MAIN POWER FEED | 02-MOV-HIS915 | 02-LVB-PPL-1213, BR 9 OUTSIDE HRSG SWG ENCLOSURE | 480 V CIRCUIT BREACKER | OPEN | CLOSED
4348 | HRSG 2 IP FW MOV STOP VLV MAIN PWR FEED | 02-MOV-HIS941 | 02-LVB-PPL-1213, BR 10 OUTSIDE HRSG SWG ENCLOSURE | 480 V CIRCUIT BREACKER | OPEN | CLOSED
4349 | HRSG 2 HP SH #1 DRN MOV VLV MAIN PWR FEED | 02-MOV-HHS910 | 02-LVB-PPL-1213, BR 12 OUTSIDE HRSG SWG ENCLOSURE | 480 V CIRCUIT BREACKER | OPEN | CLOSED
4350 | UNIT 2 BFW PMP 01A HP DISCH VLV PWR 480VAC | 02-MOV-BFW145 | 02-LVB-PPL-1214, BR 1 OUTSIDE HRSG SWG ENCLOSURE | 480 V CIRCUIT BREACKER | OPEN | CLOSED
4351 | UNIT 2 BFW PMP 01A HP DISCH BYP VLV PWR 480VAC | 02-MOV-BFW146 | 02-LVB-PPL-1214, BR 2 OUTSIDE HRSG SWG ENCLOSURE | 480 V CIRCUIT BREACKER | OPEN | CLOSED
4352 | UNIT 2 BFW PMP 01B HP DISCH VLV PWR 480VAC | 02-MOV-BFW185 | 02-LVB-PPL-1214, BR 3 OUTSIDE HRSG SWG ENCLOSURE | 480 V CIRCUIT BREACKER | OPEN | CLOSED
4353 | UNIT 2 BFW PMP 01B HP DISCH BYP VLV PWR 480VAC | 02-MOV-BFW186 | 02-LVB-PPL-1214, BR 4 OUTSIDE HRSG SWG ENCLOSURE | 480 V CIRCUIT BREACKER | OPEN | CLOSED
4354 | UNIT 2 BFW PMP 01A IP DISCH VLV PWR 480VAC | 02-MOV-BFW139 | 02-LVB-PPL-1214, BR 5 OUTSIDE HRSG SWG ENCLOSURE | 480 V CIRCUIT BREACKER | OPEN | CLOSED
4355 | UNIT 2 BFW PMP 01A IP DISCH BYP VLV PWR 480VAC | 02-MOV-BFW140 | 02-LVB-PPL-1214, BR 6 OUTSIDE HRSG SWG ENCLOSURE | 480 V CIRCUIT BREACKER | OPEN | CLOSED
4356 | UNIT 2 BFW PMP 01B IP DISCH VLV PWR 480VAC | 02-MOV-BFW179 | 02-LVB-PPL-1214, BR 7 OUTSIDE HRSG SWG ENCLOSURE | 480 V CIRCUIT BREACKER | OPEN | CLOSED
4357 | UNIT 2 BFW PMP 01B IP DISCH BYP VLV PWR 480VAC | 02-MOV-BFW180 | 02-LVB-PPL-1214, BR 8 OUTSIDE HRSG SWG ENCLOSURE | 480 V CIRCUIT BREACKER | OPEN | CLOSED
4358 | UNIT 2 AUXBLR TO STM SEP INLET BYP VLV | 02-MOV-AS322 | 02-LVB-PPL-1214, BR 9 OUTSIDE HRSG SWG ENCLOSURE | 480 V CIRCUIT BREACKER | OPEN | CLOSED
4359 | UNIT 2 AUXBLR TO STM SEP INLET BLK VLV | 02-MOV-AS321 | 02-LVB-PPL-1214, BR 10 OUTSIDE HRSG SWG ENCLOSURE | 480 V CIRCUIT BREACKER | OPEN | CLOSED
4360 | UNIT 1 LP SPARGING STEAM SHUTOFF VLV | 02-MOV-HLS944 | 02-LVB-PPL-1214, BR 11 OUTSIDE HRSG SWG ENCLOSURE | 480 V CIRCUIT BREACKER | OPEN | CLOSED
4361 | CCF AUX BLR AMMONIA FEED PMP CPL 480VAC | 00-CCF-CPL-01 | 02-LVB-PPL-1215, BR 1 PIPE RACK 1 BY STARTUP HTR | 480 V CIRCUIT BREACKER | OPEN | CLOSED
4362 | AUX BLR BLDG 480-208/120VAC XFR 12151 FEED | 02-LVB-XFR-12151 | 02-LVB-PPL-1215, BR 5 PIPE RACK 1 BY STARTUP HTR | 480 V CIRCUIT BREACKER | OPEN | CLOSED
4364 | AUX BLR MAIN STEAM STOP MOV 480VAC | 00-MOV-AXS901 | 02-LVB-PPL-1215, BR 7 PIPE RACK 1 BY STARTUP HTR | 480 V CIRCUIT BREACKER | OPEN | CLOSED
4367 | AUX BOILER BLDG ROOF EXH FAN DSW 1 480 VAC | 00-HVC-DSW-01 | 02-LVB-PPL-1215, BR 11 PIPE RACK 1 BY STARTUP HTR | 480 V CIRCUIT BREACKER | OPEN | CLOSED
4368 | AUX BOILER BLDG ROOF EXH FAN DSW 2 480 VAC | 00-HVC-DSW-02 | 02-LVB-PPL-1215, BR 12 PIPE RACK 1 BY STARTUP HTR | 480 V CIRCUIT BREACKER | OPEN | CLOSED
4369 | AUX BOILER BLDG ROOF EXH FAN DSW 3 480 VAC | 00-HVC-DSW-03 | 02-LVB-PPL-1215, BR 13 PIPE RACK 1 BY STARTUP HTR | 480 V CIRCUIT BREACKER | OPEN | CLOSED
4370 | AUX BOILER ROLL UP DOOR 480VAC | 00-HVC-DOR-01 | 02-LVB-PPL-1215, BR 14 PIPE RACK 1 BY STARTUP HTR | 480 V CIRCUIT BREACKER | OPEN | CLOSED
4371 | SDR CPL LIFT STATION FEED A 480VAC | 00-SDR-CPL-01 | 02-LVB-PPL-1218, BR 1 NE CORNER OF RO BLDG | 480 V CIRCUIT BREACKER | OPEN | CLOSED
4372 | WT DRAINS SUMP PMP CPL FEED A 480VAC | 00-DWT-CPL-01 | 02-LVB-PPL-1218, BR 2 NE CORNER OF RO BLDG | 480 V CIRCUIT BREACKER | OPEN | CLOSED
4373 | WTT RO CIP PWR DIST 480VAC | 00-DWT-CPL-05A | 02-LVB-PPL-1218, BR 5 NE CORNER OF RO BLDG | 480 V CIRCUIT BREACKER | OPEN | CLOSED
4374 | SWS CPL MAIN PWR FEED - PWR CABLE | 00-SWS-CPL-01 | 02-LVB-PPL-1218, BR 6 NE CORNER OF RO BLDG | 480 V CIRCUIT BREACKER | OPEN | CLOSED
4375 | WTT BLDG 480-208/120VAC XFR 12181 FEED | 02-LVB-XFR-12181 | 02-LVB-PPL-1218, BR 14 NE CORNER OF RO BLDG | 480 V CIRCUIT BREACKER | OPEN | CLOSED
4376 | INTERIOR LIGHTING |  | 02-LVD-PPL-1211, BR 1 INSIDE HRSG SWG ENCLOSURE | 208/120VAC CIRCUIT BREAKER | OPEN | CLOSED
4377 | EXTERIOR GFCI RECEPTACLES |  | 02-LVD-PPL-1211, BR 2 INSIDE HRSG SWG ENCLOSURE | 208/120VAC CIRCUIT BREAKER | OPEN | CLOSED
4378 | INTERIOR GFCI RECEPTACLES |  | 02-LVD-PPL-1211, BR 3 INSIDE HRSG SWG ENCLOSURE | 208/120VAC CIRCUIT BREAKER | OPEN | CLOSED
4379 | EXTERIOR LIGHTS HRSG ENCLOSURE 120VAC | 02-LTG-CNT-12111 | 02-LVD-PPL-1211, BR 4 INSIDE HRSG SWG ENCLOSURE | 208/120VAC CIRCUIT BREAKER | OPEN | CLOSED
4380 | MCC-121 SECTION HEATER SUPPLY #1 |  | 02-LVD-PPL-1211, BR 5 INSIDE HRSG SWG ENCLOSURE | 208/120VAC CIRCUIT BREAKER | OPEN | CLOSED
4381 | LIGHTING CONTACTOR 1 120VAC | 02-LTG-CNT-12111 | 02-LVD-PPL-1211, BR 6 INSIDE HRSG SWG ENCLOSURE | 208/120VAC CIRCUIT BREAKER | OPEN | CLOSED
4382 | MCC-221 SECTION HEATER SUPPLY #1 |  | 02-LVD-PPL-1211, BR 7 INSIDE HRSG SWG ENCLOSURE | 208/120VAC CIRCUIT BREAKER | OPEN | CLOSED
4383 | NSBD - 12 SPACE HEATER SUPPLY |  | 02-LVD-PPL-1211, BR 8 INSIDE HRSG SWG ENCLOSURE | 208/120VAC CIRCUIT BREAKER | OPEN | CLOSED
4384 | LV SWGR - 12/22 SECTION HEATER SUPPLY |  | 02-LVD-PPL-1211, BR 9 INSIDE HRSG SWG ENCLOSURE | 208/120VAC CIRCUIT BREAKER | OPEN | CLOSED
4385 | NSBD - 22 SPACE HEATER SUPPLY |  | 02-LVD-PPL-1211, BR 10 INSIDE HRSG SWG ENCLOSURE | 208/120VAC CIRCUIT BREAKER | OPEN | CLOSED
4386 | MCC-121 MSH BUS SUPPLY |  | 02-LVD-PPL-1211, BR 11 INSIDE HRSG SWG ENCLOSURE | 208/120VAC CIRCUIT BREAKER | OPEN | CLOSED
4387 | VIBRATION CAB UTILITY |  | 02-LVD-PPL-1211, BR 12 INSIDE HRSG SWG ENCLOSURE | 208/120VAC CIRCUIT BREAKER | OPEN | CLOSED
4388 | MCC-221 MSH BUS SUPPLY |  | 02-LVD-PPL-1211, BR 13 INSIDE HRSG SWG ENCLOSURE | 208/120VAC CIRCUIT BREAKER | OPEN | CLOSED
4389 | MCC-221 SECTION HEATER SUPPLY #2 |  | 02-LVD-PPL-1211, BR 14 INSIDE HRSG SWG ENCLOSURE | 208/120VAC CIRCUIT BREAKER | OPEN | CLOSED
4390 | NTW DCS CAB 80 UTILITY |  | 02-LVD-PPL-1211, BR 15 INSIDE HRSG SWG ENCLOSURE | 208/120VAC CIRCUIT BREAKER | OPEN | CLOSED
4391 | PRESSURIZATION MODULE POWER SUPPLY |  | 02-LVD-PPL-1211, BR 16 INSIDE HRSG SWG ENCLOSURE | 208/120VAC CIRCUIT BREAKER | OPEN | CLOSED
4392 | NTW DCS CAB 90 UTILITY |  | 02-LVD-PPL-1211, BR 17 INSIDE HRSG SWG ENCLOSURE | 208/120VAC CIRCUIT BREAKER | OPEN | CLOSED
4393 | HVAC#2 PRESSURIZATION POWER SUPPLY |  | 02-LVD-PPL-1211, BR 18 INSIDE HRSG SWG ENCLOSURE | 208/120VAC CIRCUIT BREAKER | OPEN | CLOSED
4394 | MCC-121 SECTION HEATER SUPPLY #2 |  | 02-LVD-PPL-1211, BR 19 INSIDE HRSG SWG ENCLOSURE | 208/120VAC CIRCUIT BREAKER | OPEN | CLOSED
4395 | HVAC#4 PRESSURIZATION POWER SUPPLY |  | 02-LVD-PPL-1211, BR 20 INSIDE HRSG SWG ENCLOSURE | 208/120VAC CIRCUIT BREAKER | OPEN | CLOSED
4396 | HVAC#1 PRESSURIZATION POWER SUPPLY |  | 02-LVD-PPL-1211, BR 21 INSIDE HRSG SWG ENCLOSURE | 208/120VAC CIRCUIT BREAKER | OPEN | CLOSED
4397 | HVAC#6 PRESSURIZATION POWER SUPPLY |  | 02-LVD-PPL-1211, BR 22 INSIDE HRSG SWG ENCLOSURE | 208/120VAC CIRCUIT BREAKER | OPEN | CLOSED
4398 | HVAC#3 PRESSURIZATION POWER SUPPLY |  | 02-LVD-PPL-1211, BR 23 INSIDE HRSG SWG ENCLOSURE | 208/120VAC CIRCUIT BREAKER | OPEN | CLOSED
4399 | HVAC#5 PRESSURIZATION POWER SUPPLY |  | 02-LVD-PPL-1211, BR 25 INSIDE HRSG SWG ENCLOSURE | 208/120VAC CIRCUIT BREAKER | OPEN | CLOSED
4400 | UNIT 2 PIPE RACK GROUND LEVEL LIGHTS 208VAC | 02-LTG-CNT-12111 | 02-LVD-PPL-1211, BR 30/32 INSIDE HRSG SWG ENCLOSURE | 208/120VAC CIRCUIT BREAKER | OPEN | CLOSED
4401 | UNIT 2 PIPE RACK GROUND LEVEL LIGHTS 208VAC | 02-LTG-CNT-12111 | 02-LVD-PPL-1211, BR 31/33 INSIDE HRSG SWG ENCLOSURE | 208/120VAC CIRCUIT BREAKER | OPEN | CLOSED
4402 | UNIT 2 ACHE & COMPR. AREA GRND LVL LTS 208VAC | 02-LTG-CNT-12111 | 02-LVD-PPL-1211, BR 34/36 INSIDE HRSG SWG ENCLOSURE | 208/120VAC CIRCUIT BREAKER | OPEN | CLOSED
4403 | UNIT 2 HRSG AREA GROUND LEVEL LIGHTS 208VAC | 02-LTG-CNT-12111 | 02-LVD-PPL-1211, BR 35/37 INSIDE HRSG SWG ENCLOSURE | 208/120VAC CIRCUIT BREAKER | OPEN | CLOSED
4404 | AUX BOILER BLDG. EXT.& STACK LIGHTS & 208VAC | 02-LTG-CNT-12111 | 02-LVD-PPL-1211, BR 38/40 INSIDE HRSG SWG ENCLOSURE | 208/120VAC CIRCUIT BREAKER | OPEN | CLOSED
4405 | HRSG 2 HP DRUM ENCLOSURE HTR PWR FEED 208VAC | 02-HRG-HTR-01 | 02-LVD-PPL-12121, BR 14/16/18 TOP OF HRSG HP DRUM | 208/120VAC CIRCUIT BREAKER | OPEN | CLOSED
4406 | HRSG 2 HP DRUM ENCL FAN/LOUVER/THRMSTT FEED | 02-HRG-ENC-02 | 02-LVD-PPL-12121, BR 19 TOP OF HRSG HP DRUM | 208/120VAC CIRCUIT BREAKER | OPEN | CLOSED
4407 | HRSG 2 IP LP DRUM ENCLOSURE HTR PWR FEED 208V | 02-HRG-HTR-02 | 02-LVD-PPL-12121, BR 20/22/24 TOP OF HRSG HP DRUM | 208/120VAC CIRCUIT BREAKER | OPEN | CLOSED
4408 | HRSG 2 IP/LP DRM ENCL FAN/LOUVER/THRMSTT FEED | 02-HRG-ENC-03 | 02-LVD-PPL-12121, BR 21 TOP OF HRSG HP DRUM | 208/120VAC CIRCUIT BREAKER | OPEN | CLOSED
4409 | HRSG 2 HP DRUM LVL GAUGE PWR FEED | 02-LG-HHS905A | 02-LVD-PPL-12121, BR 26 TOP OF HRSG HP DRUM | 208/120VAC CIRCUIT BREAKER | OPEN | CLOSED
4410 | CONVENIENCE RECPTS HRSG 2 PLATFORMS | 02-0301-R1 | 02-LVD-PPL-12121, BR 29 TOP OF HRSG HP DRUM | 208/120VAC CIRCUIT BREAKER | OPEN | CLOSED
4411 | HRSG 2 UPPER DECK/STAIRTOWER/STACK LIGHTS 1 | 02-LTG-CNT-12121 | 02-LVD-PPL-12121, BR 30/32 TOP OF HRSG HP DRUM | 208/120VAC CIRCUIT BREAKER | OPEN | CLOSED
4412 | HRSG 2 UPPER DECK/STAIRTOWER/STACK LIGHTS 2 | 02-LTG-CNT-12121 | 02-LVD-PPL-12121, BR 31/33 TOP OF HRSG HP DRUM | 208/120VAC CIRCUIT BREAKER | OPEN | CLOSED
4413 | UNIT 2 HRSG PLATFORMS LIGHTS 1 208VAC | 02-LTG-CNT-12121 | 02-LVD-PPL-12121, BR 34/36 TOP OF HRSG HP DRUM | 208/120VAC CIRCUIT BREAKER | OPEN | CLOSED
4414 | UNIT 2 HRSG PLATFORMS LIGHTS 2 208VAC | 02-LTG-CNT-12121 | 02-LVD-PPL-12121, BR 35/37 TOP OF HRSG HP DRUM | 208/120VAC CIRCUIT BREAKER | OPEN | CLOSED
4415 | ACC 2 LIGHTING CONTACTOR COIL 120VAC | 02-LTG-CNT-12121 | 02-LVD-PPL-12121, BR 42 TOP OF HRSG HP DRUM | 208/120VAC CIRCUIT BREAKER | OPEN | CLOSED
4416 | AUX BLR 120 VAC PWR | 00-AXS-CPL-01 | 02-LVD-PPL-12151, BR 1 AUX BOILER WEST WALL | 208/120VAC CIRCUIT BREAKER | OPEN | CLOSED
4417 | LIGHTING CONTACTOR COIL 120VAC | 02-LTG-CNT-12151 | 02-LVD-PPL-12151, BR 2 AUX BOILER WEST WALL | 208/120VAC CIRCUIT BREAKER | OPEN | CLOSED
4418 | AUX BOILER BUILDING HIGH BAY LIGHTS #1 208VAC | 02-LTG-CNT-12151 | 02-LVD-PPL-12151, BR 3/5 AUX BOILER WEST WALL | 208/120VAC CIRCUIT BREAKER | OPEN | CLOSED
4419 | AUX BOILER BUILDING HIGH BAY LIGHTS #2 208VAC | 02-LTG-CNT-12151 | 02-LVD-PPL-12151, BR 4/6 AUX BOILER WEST WALL | 208/120VAC CIRCUIT BREAKER | OPEN | CLOSED
4420 | CONVENIENCE RECPT AUX BOILER BLDG | 00-0601-R1 | 02-LVD-PPL-12151, BR 7 AUX BOILER WEST WALL | 208/120VAC CIRCUIT BREAKER | OPEN | CLOSED
4421 | AUX BOILER BLDG GAS HEATER FAN 1 120 VAC | 00-HVC-HTR-01 | 02-LVD-PPL-12151, BR 9 AUX BOILER WEST WALL | 208/120VAC CIRCUIT BREAKER | OPEN | CLOSED
4422 | AUX BOILER BLDG GAS HEATER FAN 2 120 VAC | 00-HVC-HTR-02 | 02-LVD-PPL-12151, BR 10 AUX BOILER WEST WALL | 208/120VAC CIRCUIT BREAKER | OPEN | CLOSED
4423 | AUX BOILER BLDG GAS HEATER FAN 3 120 VAC | 00-HVC-HTR-03 | 02-LVD-PPL-12151, BR 11 AUX BOILER WEST WALL | 208/120VAC CIRCUIT BREAKER | OPEN | CLOSED
4424 | AUX BOILER BLDG GAS HEATER FAN 4 120 VAC | 00-HVC-HTR-04 | 02-LVD-PPL-12151, BR 12 AUX BOILER WEST WALL | 208/120VAC CIRCUIT BREAKER | OPEN | CLOSED
4425 | AUX BOILER BLDG GAS HEATER FAN 5 120 VAC | 00-HVC-HTR-05 | 02-LVD-PPL-12151, BR 13 AUX BOILER WEST WALL | 208/120VAC CIRCUIT BREAKER | OPEN | CLOSED
4426 | AUX BOILER BLDG GAS HEATER FAN 6 120 VAC | 00-HVC-HTR-06 | 02-LVD-PPL-12151, BR 14 AUX BOILER WEST WALL | 208/120VAC CIRCUIT BREAKER | OPEN | CLOSED
4427 | AUX BOILER BLDG GAS HEATER FAN 7 120 VAC | 00-HVC-HTR-07 | 02-LVD-PPL-12151, BR 15 AUX BOILER WEST WALL | 208/120VAC CIRCUIT BREAKER | OPEN | CLOSED
4428 | AUX BOILER BLDG GAS HEATER FAN 8 120 VAC | 00-HVC-HTR-08 | 02-LVD-PPL-12151, BR 16 AUX BOILER WEST WALL | 208/120VAC CIRCUIT BREAKER | OPEN | CLOSED
4429 | AUX BOILER WEST WALL INTAKE LOUVER 3 120 VAC | 00-HVC-LVR-03 | 02-LVD-PPL-12151, BR 17 AUX BOILER WEST WALL | 208/120VAC CIRCUIT BREAKER | OPEN | CLOSED
4430 | AUX BOILER SOUTH WALL INTAKE LOUVER 2 120 VAC | 00-HVC-LVR-02 | 02-LVD-PPL-12151, BR 18 AUX BOILER WEST WALL | 208/120VAC CIRCUIT BREAKER | OPEN | CLOSED
4431 | AUX BOILER BLDG HVAC CPL 120 VAC | 00-HVC-CPL-01 | 02-LVD-PPL-12151, BR 19 AUX BOILER WEST WALL | 208/120VAC CIRCUIT BREAKER | OPEN | CLOSED
4432 | AUX BOILER BLDG EMERGENCY LIGHTING | 00-4001-E5 | 02-LVD-PPL-12151, BR 20 AUX BOILER WEST WALL | 208/120VAC CIRCUIT BREAKER | OPEN | CLOSED
4433 | AUX BLR BLDG & AMMONIA CONT. AREA LOCAL FIRE ALM CPL NODE #6 | 00-FPS-PNL-15 | 02-LVD-PPL-12151, BR 21 AUX BOILER WEST WALL | 208/120VAC CIRCUIT BREAKER | OPEN | CLOSED
4434 | WTT BLDG MAIN CPL 120VAC | 00-DWT-PNL-01 | 02-LVD-PPL-12181, BR 5 EAST WALL RO BLDG | 208/120VAC CIRCUIT BREAKER | OPEN | CLOSED
4435 | WTT RO CFD SODIUM BISULFITE 120VAC | 00-DWT-JBX-06 | 02-LVD-PPL-12181, BR 6 EAST WALL RO BLDG | 208/120VAC CIRCUIT BREAKER | OPEN | OPEN
4436 | WTT RO CFD ANTI SCALANT 120VAC | 00-DWT-JBX-05 | 02-LVD-PPL-12181, BR 8 EAST WALL RO BLDG | 208/120VAC CIRCUIT BREAKER | OPEN | CLOSED
4437 | WTT RO CFD CAUSTIC FEED 120VAC | 00-DWT-JBX-07 | 02-LVD-PPL-12181, BR 9 EAST WALL RO BLDG | 208/120VAC CIRCUIT BREAKER | OPEN | CLOSED
4438 | WTT SWS SODIUM HYPOCHLORITE FEED 120VAC | 00-DWT-JBX-08 | 02-LVD-PPL-12181, BR 10 EAST WALL RO BLDG | 208/120VAC CIRCUIT BREAKER | OPEN | CLOSED
4439 | CHLORINE ANALYZER SYS 120VAC | 00-AIT-DWT820 | 02-LVD-PPL-12181, BR 12 EAST WALL RO BLDG | 208/120VAC CIRCUIT BREAKER | OPEN | CLOSED
4440 | WTT BLDG SILICA ANALYZER 120 VAC | 00-DWT-PNL-10 | 02-LVD-PPL-12181, BR 13 EAST WALL RO BLDG | 208/120VAC CIRCUIT BREAKER | OPEN | CLOSED
4441 | WTT BLDG SODIUM ANALYZER 120 VAC | 00-DWT-PNL-10 | 02-LVD-PPL-12181, BR 15 EAST WALL RO BLDG | 208/120VAC CIRCUIT BREAKER | OPEN | CLOSED
4442 | LIGHTING CONTACTOR COIL 120VAC | 02-LTG-CNT-12181 | 02-LVD-PPL-12181, BR 29 EAST WALL RO BLDG | 208/120VAC CIRCUIT BREAKER | OPEN | CLOSED
4443 | CONVENIENCE RECPT AT DEMIN WATER TANK | 00-0801-R1 | 02-LVD-PPL-12181, BR 30 EAST WALL RO BLDG | 208/120VAC CIRCUIT BREAKER | OPEN | CLOSED
4444 | EXTERIOR LIGHTS DEMIN WATER TANK AREA 208VAC | 02-LTG-CNT-12181 | 02-LVD-PPL-12181, BR 31/33 EAST WALL RO BLDG | 208/120VAC CIRCUIT BREAKER | OPEN | CLOSED
4445 | EXTERIOR LIGHTS DEMIN WATER TANK AREA 208VAC | 02-LTG-CNT-12181 | 02-LVD-PPL-12181, BR 32/34 EAST WALL RO BLDG | 208/120VAC CIRCUIT BREAKER | OPEN | CLOSED
4446 | UNIT 2 TUR BLDG 480V/208-120V AC DIST XFR 1 | 02-LVB-XFR-22111 | 02-LVB-PPL-2211, BR 4 MAINTENANCE SHOP NW | 480 V CIRCUIT BREACKER | OPEN | CLOSED
4447 | UNIT 2 TURBINE BUILDING 480V PANELBOARD SE | 02-LVB-PPL-22112 | 02-LVB-PPL-2211, BR 5 MAINTENANCE SHOP NW | 480 V CIRCUIT BREACKER | OPEN | CLOSED
4448 | UNIT 2 TURBINE BUILDING 480V PANELBOARD SW | 02-LVB-PPL-22113 | 02-LVB-PPL-2211, BR 6 MAINTENANCE SHOP NW | 480 V CIRCUIT BREACKER | OPEN | CLOSED
4449 | 5 TON HVAC #4 |  | 02-LVB-PPL-2212, BR 1 INSIDE HRSG SWG ENCLOSURE | 480 V CIRCUIT BREACKER | OPEN | CLOSED
4450 | 5 TON HVAC #5 |  | 02-LVB-PPL-2212, BR 2 INSIDE HRSG SWG ENCLOSURE | 480 V CIRCUIT BREACKER | OPEN | CLOSED
4451 | 5 TON HVAC #6 |  | 02-LVB-PPL-2212, BR 3 INSIDE HRSG SWG ENCLOSURE | 480 V CIRCUIT BREACKER | OPEN | CLOSED
4452 | HRSG 2 HP ATTEMP COOLING WATER SHUTOFF VLV | 02-MOV-HRS914 | 02-LVB-PPL-2212, BR 5 INSIDE HRSG SWG ENCLOSURE | 480 V CIRCUIT BREACKER | OPEN | CLOSED
4453 | HRSG 2 REHEAT ATTEMP INLET SHUTOFF VLV FEED | 02-MOV-HRS912 | 02-LVB-PPL-2212, BR 6 INSIDE HRSG SWG ENCLOSURE | 480 V CIRCUIT BREACKER | OPEN | CLOSED
4454 | HRSG 2 REHEAT DRN MOV MAIN PWR FEED | 02-MOV-HRS914 | 02-LVB-PPL-2212, BR 7 INSIDE HRSG SWG ENCLOSURE | 480 V CIRCUIT BREACKER | OPEN | CLOSED
4455 | HRSG 2 HP BD MAINFOLD DRN MAIN PWR FEED | 02-MOV-HBD941 | 02-LVB-PPL-2212, BR 8 INSIDE HRSG SWG ENCLOSURE | 480 V CIRCUIT BREACKER | OPEN | CLOSED
4456 | HRSG 2 IP BD MAINFOLD DRN MAIN PWR FEED | 02-MOV-HBD942 | 02-LVB-PPL-2212, BR 9 INSIDE HRSG SWG ENCLOSURE | 480 V CIRCUIT BREACKER | OPEN | CLOSED
4457 | UNIT 2 CEMS DSW 02 480 VAC | 02-CEM-DSW-02 | 02-LVB-PPL-2212, BR 13 INSIDE HRSG SWG ENCLOSURE | 480 V CIRCUIT BREACKER | OPEN | CLOSED
4458 | UNIT 2 BFP A SOUND ENCLOSURE HEATER PWR FEED | 02-BFW-PNL-01A | 02-LVB-PPL-2213, BR 1 OUTSIDE HRSG SWG ENCLOSURE | 480 V CIRCUIT BREACKER | OPEN | CLOSED
4459 | UNIT 2 BFP B SOUND ENCLOSURE HEATER PWR FEED | 02-BFW-PNL-01B | 02-LVB-PPL-2213, BR 2 OUTSIDE HRSG SWG ENCLOSURE | 480 V CIRCUIT BREACKER | OPEN | CLOSED
4460 | HRSG 2 IP STEAM OUTLET MOV MAIN PWR FEED | 02-MOV-HIS902 | 02-LVB-PPL-2213, BR 3 OUTSIDE HRSG SWG ENCLOSURE | 480 V CIRCUIT BREACKER | OPEN | CLOSED
4461 | HRSG 2 LP FEEDWATER INLET STOP MAIN PWR FEED | 02-MOV-HLS931 | 02-LVB-PPL-2213, BR 4 OUTSIDE HRSG SWG ENCLOSURE | 480 V CIRCUIT BREACKER | OPEN | CLOSED
4462 | HRSG 2 IP FEEDWATER FGH STOP VLV MAIN PWR FEED | 02-MOV-HIS904 | 02-LVB-PPL-2213, BR 5 OUTSIDE HRSG SWG ENCLOSURE | 480 V CIRCUIT BREACKER | OPEN | CLOSED
4463 | HRSG 2 IP CONT BLOWDOWN STOP MAIN PWR FEED | 02-MOV-HIS905 | 02-LVB-PPL-2213, BR 6 OUTSIDE HRSG SWG ENCLOSURE | 480 V CIRCUIT BREACKER | OPEN | CLOSED
4464 | HRSG 2 HP INTERMITTENT BLOWDOWN STOP FEED | 02-MOV-HHS909 | 02-LVB-PPL-2213, BR 7 OUTSIDE HRSG SWG ENCLOSURE | 480 V CIRCUIT BREACKER | OPEN | CLOSED
4465 | HRSG 2 IP STEAM STOP MAIN PWR FEED | 02-MOV-HIS908 | 02-LVB-PPL-2213, BR 8 OUTSIDE HRSG SWG ENCLOSURE | 480 V CIRCUIT BREACKER | OPEN | CLOSED
4466 | HRSG 2 HP INTERMITTENT BLOWDOWN STOP FEED | 02-MOV-HHS912 | 02-LVB-PPL-2213, BR 9 OUTSIDE HRSG SWG ENCLOSURE | 480 V CIRCUIT BREACKER | OPEN | CLOSED
4467 | HRSG 2 GRADE W 480VAC PANELBOARD 2 MAIN FEED | 02-LVB-PPL-22131 | 02-LVB-PPL-2213, BR 10 OUTSIDE HRSG SWG ENCLOSURE | 480 V CIRCUIT BREACKER | OPEN | CLOSED
4468 | UNIT 2 ACHE AREA WELDING RECEPT | 02-LVB-RCP-02 | 02-LVB-PPL-2213, BR 11 OUTSIDE HRSG SWG ENCLOSURE | 480 V CIRCUIT BREACKER | OPEN | CLOSED
4469 | HRSG 2 IP SH MOV VENT VLV 480 VAC | 02-MOV-HIS946 | 02-LVB-PPL-2213, BR 12 OUTSIDE HRSG SWG ENCLOSURE | 480 V CIRCUIT BREACKER | OPEN | CLOSED
4470 | UNIT 2 HRSG STACK HOIST PWR FEED | 02-HRG-HST-01 | 02-LVB-PPL-2213, BR 13 OUTSIDE HRSG SWG ENCLOSURE | 480 V CIRCUIT BREACKER | OPEN | CLOSED
4471 | UNIT 2 BFW PUMP 01B HOIST 480VAC PWR FEED | 02-BFW-HST-01B | 02-LVB-PPL-2213, BR 14 OUTSIDE HRSG SWG ENCLOSURE | 480 V CIRCUIT BREACKER | OPEN | CLOSED
4472 | UNIT 2 HP STEAM BYPASS VALVE HOIST PWR FEED | 02-HPS-HST-01 | 02-LVB-PPL-2213, BR 15 OUTSIDE HRSG SWG ENCLOSURE | 480 V CIRCUIT BREACKER | OPEN | CLOSED
4473 | PIPERACK 2 WELDING RECEPT 9 480VAC | 02-LVB-RCP-09 | 02-LVB-PPL-2213, BR 16 OUTSIDE HRSG SWG ENCLOSURE | 480 V CIRCUIT BREACKER | OPEN | CLOSED
4474 | UNIT 2 BFW PUMP 01A HOIST 480VAC PWR FEED | 02-BFW-HST-01A | 02-LVB-PPL-2213, BR 17 OUTSIDE HRSG SWG ENCLOSURE | 480 V CIRCUIT BREACKER | OPEN | CLOSED
4475 | PIPERACK 2 WELDING RECEPT 11 480VAC | 02-LVB-RCP-11 | 02-LVB-PPL-2213, BR 18 OUTSIDE HRSG SWG ENCLOSURE | 480 V CIRCUIT BREACKER | OPEN | CLOSED
4476 | PIPERACK 2 WELDING RECEPT 10 480VAC | 02-LVB-RCP-10 | 02-LVB-PPL-2213, BR 19 OUTSIDE HRSG SWG ENCLOSURE | 480 V CIRCUIT BREACKER | OPEN | CLOSED
4477 | PIPERACK 2 WELDING RECEPT 13 480VAC | 02-LVB-RCP-13 | 02-LVB-PPL-2213, BR 20 OUTSIDE HRSG SWG ENCLOSURE | 480 V CIRCUIT BREACKER | OPEN | CLOSED
4478 | PIPERACK 2 WELDING RECEPT 12 480VAC | 02-LVB-RCP-12 | 02-LVB-PPL-2213, BR 21 OUTSIDE HRSG SWG ENCLOSURE | 480 V CIRCUIT BREACKER | OPEN | CLOSED
4479 | SDR CPL LIFT STATION FEED B 480VAC | 00-SDR-CPL-01 | 02-LVB-PPL-2214, BR 1 NE CORNER OF RO BLDG | 480 V CIRCUIT BREACKER | OPEN | CLOSED
4480 | WT DRAINS SUMP PMP CPL FEED B 480VAC | 00-DWT-CPL-01 | 02-LVB-PPL-2214, BR 2 NE CORNER OF RO BLDG | 480 V CIRCUIT BREACKER | OPEN | CLOSED
4481 | DWS CPL PWR FEED | 00-DWS-CPL-01 | 02-LVB-PPL-2214, BR 3 NE CORNER OF RO BLDG | 480 V CIRCUIT BREACKER | OPEN | CLOSED
4482 | ADMN BLDG 480-208/120VAC XFR | 02-LVB-PPL-22141 | 02-LVB-PPL-2214, BR 5 NE CORNER OF RO BLDG | 480 V CIRCUIT BREACKER | OPEN | CLOSED
4483 | ADMIN BLDG WELDING RECEPT | 00-LVB-RCP-01 | 02-LVB-PPL-2214, BR 7 NE CORNER OF RO BLDG | 480 V CIRCUIT BREACKER | OPEN | CLOSED
4484 | UNIT 2 TURBINE BLDG ROOF EXH FAN DSW 59 480V | 02-HVC-DSW-59 | 02-LVB-PPL-2215, BR1 NE CORNER TURBINE BLDG | 480 V CIRCUIT BREACKER | OPEN | CLOSED
4485 | UNIT 2 TURBINE BLDG ROOF EXH FAN DSW 60 480V | 02-HVC-DSW-60 | 02-LVB-PPL-2215, BR2 NE CORNER TURBINE BLDG | 480 V CIRCUIT BREACKER | OPEN | CLOSED
4486 | UNIT 2 TURBINE BLDG ROOF EXH FAN DSW 61 480V | 02-HVC-DSW-61 | 02-LVB-PPL-2215, BR3 NE CORNER TURBINE BLDG | 480 V CIRCUIT BREACKER | OPEN | CLOSED
4487 | UNIT 2 TURBINE BLDG ROOF EXH FAN DSW 62 480V | 02-HVC-DSW-62 | 02-LVB-PPL-2215, BR4 NE CORNER TURBINE BLDG | 480 V CIRCUIT BREACKER | OPEN | CLOSED
4488 | UNIT 2 TURBINE BLDG ROOF EXH FAN DSW 63 480V | 02-HVC-DSW-63 | 02-LVB-PPL-2215, BR5 NE CORNER TURBINE BLDG | 480 V CIRCUIT BREACKER | OPEN | CLOSED
4489 | UNIT 2 TURBINE BLDG ROOF EXH FAN DSW 64 480V | 02-HVC-DSW-64 | 02-LVB-PPL-2215, BR6 NE CORNER TURBINE BLDG | 480 V CIRCUIT BREACKER | OPEN | CLOSED
4490 | UNIT 2 TURBINE BLDG ROOF EXH FAN DSW 65 480V | 02-HVC-DSW-65 | 02-LVB-PPL-2215, BR7 NE CORNER TURBINE BLDG | 480 V CIRCUIT BREACKER | OPEN | CLOSED
4491 | UNIT 2 TURBINE BLDG ROOF EXH FAN DSW 66 480V | 02-HVC-DSW-66 | 02-LVB-PPL-2215, BR8 NE CORNER TURBINE BLDG | 480 V CIRCUIT BREACKER | OPEN | CLOSED
4492 | UNIT 2 TURBINE BLDG AHU 53 DSW 480 VAC | 02-HVC-DSW-69 | 02-LVB-PPL-2215, BR9 NE CORNER TURBINE BLDG | 480 V CIRCUIT BREACKER | OPEN | CLOSED
4493 | UNIT 2 TURBINE BLDG AHU 68 DSW 480 VAC | 02-HVC-DSW-68 | 02-LVB-PPL-2215, BR10 NE CORNER TURBINE BLDG | 480 V CIRCUIT BREACKER | OPEN | CLOSED
4494 | UNIT 2 TURBINE BLDG ROLL UP DOOR 2 480 VAC | 02-HVC-DOR-02 | 02-LVB-PPL-2215, BR11 NE CORNER TURBINE BLDG | 480 V CIRCUIT BREACKER | OPEN | CLOSED
4495 | CONVENIENCE RECPTS UNIT 2 PIPE RACK | 02-0401-R1 | 02-LVD-PPL-2211, BR2OUTSIDE HRSG SWG ENCLOSURE | 208/120VAC CIRCUIT BREAKER | OPEN | CLOSED
4496 | UNIT 2 CT WASH WTR DRAINS TANK CPL PWR 120VAC | 02-CTP-CPL-01 | 02-LVD-PPL-2211, BR3 OUTSIDE HRSG SWG ENCLOSURE | 208/120VAC CIRCUIT BREAKER | OPEN | CLOSED
4497 | CONVENIENCE RECPT UNIT 2 HRSG GROUND LEVEL | 02-0201-R1 | 02-LVD-PPL-2211, BR4OUTSIDE HRSG SWG ENCLOSURE | 208/120VAC CIRCUIT BREAKER | OPEN | CLOSED
4498 | HRSG 02 ELEC. ENCL. FIRE ALM CPL NODE #5 | 00-FPS-PNL-08 | 02-LVD-PPL-2211, BR5OUTSIDE HRSG SWG ENCLOSURE | 208/120VAC CIRCUIT BREAKER | OPEN | CLOSED
4499 | UNIT 2 BFP A SOUND ENCLOSURE EXHAUST FAN FEED | 02-BFW-PNL-01A | 02-LVD-PPL-2211, BR7 OUTSIDE HRSG SWG ENCLOSURE | 208/120VAC CIRCUIT BREAKER | OPEN | CLOSED
4500 | UNIT 2 BFP B SOUND ENCLOSURE EXHAUST FAN FEED | 02-BFW-PNL-01B | 02-LVD-PPL-2211, BR9 OUTSIDE HRSG SWG ENCLOSURE | 208/120VAC CIRCUIT BREAKER | OPEN | CLOSED
4501 | MVA XFR HRSG 2 B - SUS HEATERS | 02-MVA-XFR-22 | 02-LVD-PPL-2211, BR10OUTSIDE HRSG SWG ENCLOSURE | 208/120VAC CIRCUIT BREAKER | OPEN | CLOSED
4502 | FIRE WTR PMP BLD LOCAL FIRE ALM CPL NODE #4 | 00-FPS-PNL-12 | 02-LVD-PPL-2211, BR11OUTSIDE HRSG SWG ENCLOSURE | 208/120VAC CIRCUIT BREAKER | OPEN | CLOSED
4503 | UNIT 2 OIL/WATER SEPARATOR | 02-CTP-CPL-01 | 02-LVD-PPL-2211, BR16 OUTSIDE HRSG SWG ENCLOSURE | 208/120VAC CIRCUIT BREAKER | OPEN | CLOSED
4504 | UNIT 2 DUCT BURNER CONTROL PANEL MAIN POWER | 02-BUR-CPL-01 | 02-LVD-PPL-2211, BR16 OUTSIDE HRSG SWG ENCLOSURE | 208/120VAC CIRCUIT BREAKER | OPEN | CLOSED
4505 | AQA TNK AREA EAST SAFETY SHWR 120 VAC MAIN | 00-PWS-JBX-03 | 02-LVD-PPL-2211, BR20OUTSIDE HRSG SWG ENCLOSURE | 208/120VAC CIRCUIT BREAKER | OPEN | CLOSED
4506 | MVA XFR HRSG 2 A - SUS HEATERS | 02-MVA-XFR-12 | 02-LVD-PPL-2211, BR21OUTSIDE HRSG SWG ENCLOSURE | 208/120VAC CIRCUIT BREAKER | OPEN | CLOSED
4507 | AQA TNK AREA WEST SAFETY SHWR 120 VAC MAIN | 00-PWS-JBX-02 | 02-LVD-PPL-2211, BR22OUTSIDE HRSG SWG ENCLOSURE | 208/120VAC CIRCUIT BREAKER | OPEN | CLOSED
4508 | UNIT 2 BFP A SOUND ENCLOSURE HEATER PWR FEED | 02-BFW-JBX-06A | 02-LVD-PPL-2211, BR23 OUTSIDE HRSG SWG ENCLOSURE | 208/120VAC CIRCUIT BREAKER | OPEN | CLOSED
4509 | UNIT 2 SCR SKID SAFETY SHWR 120 VAC MAIN | 00-PWS-JBX-01 | 02-LVD-PPL-2211, BR24OUTSIDE HRSG SWG ENCLOSURE | 208/120VAC CIRCUIT BREAKER | OPEN | CLOSED
4510 | UNIT 2 BFP B SOUND ENCLOSURE HEATER PWR FEED | 02-BFW-JBX-06B | 02-LVD-PPL-2211, BR25 OUTSIDE HRSG SWG ENCLOSURE | 208/120VAC CIRCUIT BREAKER | OPEN | CLOSED
4511 | CONV. RECPTS UNIT 2 PIPE RACK GROUND LEVEL | 02-0101-R1 | 02-LVD-PPL-2211, BR27OUTSIDE HRSG SWG ENCLOSURE | 208/120VAC CIRCUIT BREAKER | OPEN | CLOSED
4512 | CONVENIENCE RECPT AT UNIT 2 ACHE 120VAC | 02-1201-R | 02-LVD-PPL-2211, BR28OUTSIDE HRSG SWG ENCLOSURE | 208/120VAC CIRCUIT BREAKER | OPEN | CLOSED
4513 | CONVENIENCE RECPT AT FIRE PUMP ENCLOSURE | 00-0920-R1 | 02-LVD-PPL-2211, BR29OUTSIDE HRSG SWG ENCLOSURE | 208/120VAC CIRCUIT BREAKER | OPEN | CLOSED
4514 | PIPE RACK PLATFORMS 208VAC | 02-LTG-CNT-2211 | 02-LVD-PPL-2211, BR30/32OUTSIDE HRSG SWG ENCLOSURE | 208/120VAC CIRCUIT BREAKER | OPEN | CLOSED
4515 | PIPE RACK PLATFORMS 208VAC | 02-LTG-CNT-2211 | 02-LVD-PPL-2211, BR31/33OUTSIDE HRSG SWG ENCLOSURE | 208/120VAC CIRCUIT BREAKER | OPEN | CLOSED
4516 | UNIT 2 ACHE UPPER DECK LIGHTING | 02-LTG-CNT-2211 | 02-LVD-PPL-2211, BR34/36 OUTSIDE HRSG SWG ENCLOSURE | 208/120VAC CIRCUIT BREAKER | OPEN | CLOSED
4517 | UNIT 2 ACHE UPPER DECK LIGHTING | 02-LTG-CNT-2211 | 02-LVD-PPL-2211, BR35/37 OUTSIDE HRSG SWG ENCLOSURE | 208/120VAC CIRCUIT BREAKER | OPEN | CLOSED
4518 | LIGHTING CONTACTOR COIL 120VAC | 02-LTG-CNT-2211 | 02-LVD-PPL-2211, BR42OUTSIDE HRSG SWG ENCLOSURE | 208/120VAC CIRCUIT BREAKER | OPEN | CLOSED
4519 | LIGHTING CONTACTOR COIL 120VAC | 02-LTG-CNT-22111 | 02-LVD-PPL-22111, BR1NE CORNER TURNBINE BLDG | 208/120VAC CIRCUIT BREAKER | OPEN | CLOSED
4520 | UNIT 2 TURBINE BLDG EAST WALL INTAKE LOUVER 59 | 02-HVC-LVR-59 | 02-LVD-PPL-22111, BR3 NE CORNER TURNBINE BLDG | 208/120VAC CIRCUIT BREAKER | OPEN | CLOSED
4521 | UNIT 2 TURBINE BLDG EAST WALL INTAKE LOUVER 58 | 02-HVC-LVR-58 | 02-LVD-PPL-22111, BR4 NE CORNER TURNBINE BLDG | 208/120VAC CIRCUIT BREAKER | OPEN | CLOSED
4522 | UNIT 2 TURBINE BLDG GAS HEATER FAN 54 120 VAC | 02-HVC-HTR-54 | 02-LVD-PPL-22111, BR5 NE CORNER TURNBINE BLDG | 208/120VAC CIRCUIT BREAKER | OPEN | CLOSED
4523 | UNIT 2 TURBINE BLDG GAS HEATER FAN 57 120 VAC | 02-HVC-HTR-57 | 02-LVD-PPL-22111, BR6 NE CORNER TURNBINE BLDG | 208/120VAC CIRCUIT BREAKER | OPEN | CLOSED
4524 | UNIT 2 TURBINE BLDG GAS HEATER FAN 55 120 VAC | 02-HVC-HTR-55 | 02-LVD-PPL-22111, BR7 NE CORNER TURNBINE BLDG | 208/120VAC CIRCUIT BREAKER | OPEN | CLOSED
4525 | UNIT 2 TURBINE BLDG GAS HEATER FAN 58 120 VAC | 02-HVC-HTR-58 | 02-LVD-PPL-22111, BR8 NE CORNER TURNBINE BLDG | 208/120VAC CIRCUIT BREAKER | OPEN | CLOSED
4526 | UNIT 2 TURBINE BLDG GAS HEATER FAN 56 120 VAC | 02-HVC-HTR-56 | 02-LVD-PPL-22111, BR9 NE CORNER TURNBINE BLDG | 208/120VAC CIRCUIT BREAKER | OPEN | CLOSED
4527 | UNIT 2 TURBINE BLDG GAS HEATER FAN 59 120 VAC | 02-HVC-HTR-59 | 02-LVD-PPL-22111, BR10 NE CORNER TURNBINE BLDG | 208/120VAC CIRCUIT BREAKER | OPEN | CLOSED
4528 | UNIT 2 TURBINE BLDG HVAC CONTROL PANEL 52 | 02-HVC-CPL-52 | 02-LVD-PPL-22111, BR11 NE CORNER TURNBINE BLDG | 208/120VAC CIRCUIT BREAKER | OPEN | CLOSED
4529 | UNIT 2 TURBINE BLDG GAS HEATER FAN 60 120 VAC | 02-HVC-HTR-60 | 02-LVD-PPL-22111, BR12 NE CORNER TURNBINE BLDG | 208/120VAC CIRCUIT BREAKER | OPEN | CLOSED
4530 | UNIT 2 TURBINE BLDG HVAC CONTROL PANEL 51 | 02-HVC-CPL-51 | 02-LVD-PPL-22111, BR13 NE CORNER TURNBINE BLDG | 208/120VAC CIRCUIT BREAKER | OPEN | CLOSED
4531 | ST 2 DRNS SUMP PMP CTRL PNL REDUNDANT 2 | 02-PDR-CPL-01 | 02-LVD-PPL-22111, BR15NE CORNER TURNBINE BLDG | 208/120VAC CIRCUIT BREAKER | OPEN | CLOSED
4532 | UNIT 1 TURBINE BLDG VENT FAN PLATFORM LIGHTS | 02-3001-W2 | 02-LVD-PPL-22111, BR28NE CORNER TURNBINE BLDG | 208/120VAC CIRCUIT BREAKER | OPEN | CLOSED
4533 | CONVENIENCE RECPTS UNIT 2 TURBINE BLDG | 02-1001-R1 | 02-LVD-PPL-22111, BR29NE CORNER TURNBINE BLDG | 208/120VAC CIRCUIT BREAKER | OPEN | CLOSED
4534 | CONVENIENCE RECPTS UNIT 2 TURBINE BLDG | 02-1101-R1 | 02-LVD-PPL-22111, BR30NE CORNER TURNBINE BLDG | 208/120VAC CIRCUIT BREAKER | OPEN | CLOSED
4535 | UNIT 2 TURBINE BLDG HIGH BAY 208VAC | 02-LTG-CNT-22111 | 02-LVD-PPL-22111, BR31/33 NE CORNER TURNBINE BLDG | 208/120VAC CIRCUIT BREAKER | OPEN | CLOSED
4536 | UNIT 2 TURBINE BLDG HIGH BAY 208VAC | 02-LTG-CNT-22111 | 02-LVD-PPL-22111, BR32/34 NE CORNER TURNBINE BLDG | 208/120VAC CIRCUIT BREAKER | OPEN | CLOSED
4537 | UNIT 2 TURBINE BLDG PIT LIGHT 208VAC | 02-LTG-CNT-22111 | 02-LVD-PPL-22111, BR36/38 NE CORNER TURNBINE BLDG | 208/120VAC CIRCUIT BREAKER | OPEN | CLOSED
4538 | UNIT 2 TURBINE BLDG PIT LIGHT 208VAC | 02-LTG-CNT-22111 | 02-LVD-PPL-22111, BR39/41 NE CORNER TURNBINE BLDG | 208/120VAC CIRCUIT BREAKER | OPEN | CLOSED
4539 | UNIT 2 TURBINE BLDG ROOF EXH FAN DSW 51 480V | 02-HVC-DSW-51 | 02-LVB-PPL-22112, BR1 SE TURBINE DECK | 480 V CIRCUIT BREACKER | OPEN | CLOSED
4540 | UNIT 2 TURBINE BLDG ROOF EXH FAN DSW 52 480V | 02-HVC-DSW-52 | 02-LVB-PPL-22112, BR2 SE TURBINE DECK | 480 V CIRCUIT BREACKER | OPEN | CLOSED
4541 | UNIT 2 TURBINE BLDG ROOF EXH FAN DSW 53 480V | 02-HVC-DSW-53 | 02-LVB-PPL-22112, BR3 SE TURBINE DECK | 480 V CIRCUIT BREACKER | OPEN | CLOSED
4542 | UNIT 2 TURBINE BLDG ROOF EXH FAN DSW 54 480V | 02-HVC-DSW-54 | 02-LVB-PPL-22112, BR4 SE TURBINE DECK | 480 V CIRCUIT BREACKER | OPEN | CLOSED
4543 | UNIT 2 TURBINE BLDG ROOF EXH FAN DSW 55 480V | 02-HVC-DSW-55 | 02-LVB-PPL-22112, BR5 SE TURBINE DECK | 480 V CIRCUIT BREACKER | OPEN | CLOSED
4544 | UNIT 2 TURBINE BLDG ROOF EXH FAN DSW 56 480V | 02-HVC-DSW-56 | 02-LVB-PPL-22112, BR6 SE TURBINE DECK | 480 V CIRCUIT BREACKER | OPEN | CLOSED
4545 | UNIT 2 TURBINE BLDG ROOF EXH FAN DSW 57 480V | 02-HVC-DSW-57 | 02-LVB-PPL-22112, BR7 SE TURBINE DECK | 480 V CIRCUIT BREACKER | OPEN | CLOSED
4546 | UNIT 2 TURBINE BLDG ROOF EXH FAN DSW 58 480V | 02-HVC-DSW-58 | 02-LVB-PPL-22112, BR8 SE TURBINE DECK | 480 V CIRCUIT BREACKER | OPEN | CLOSED
4547 | UNIT 2 TURBINE BLDG AHU 67 DSW 480 VAC | 02-HVC-DSW-67 | 02-LVB-PPL-22112, BR9 SE TURBINE DECK | 480 V CIRCUIT BREACKER | OPEN | CLOSED
4548 | UNIT 2 TURBINE BLDG AHU 54 DSW 480 VAC | 02-HVC-DSW-70 | 02-LVB-PPL-22112, BR10 SE TURBINE DECK | 480 V CIRCUIT BREACKER | OPEN | CLOSED
4549 | UNIT 2 TURBINE BLDG ROLL UP DOOR 1 480 VAC | 02-HVC-DOR-01 | 02-LVB-PPL-22112, BR11 SE TURBINE DECK | 480 V CIRCUIT BREACKER | OPEN | CLOSED
4550 | TUR BLD 02 LOCAL FIRE ALARM CPL NODE #3 | 00-FPS-PNL-14 | 02-LVB-PPL-22113, BR5SW TURBINE DECK | 480 V CIRCUIT BREACKER | OPEN | CLOSED
4551 | UNIT 2 WTT CALCITE FILTER 120VAC RECEP | 02-DWS-CPL-06 | 02-LVB-PPL-22113, BR6SW TURBINE DECK | 480 V CIRCUIT BREACKER | OPEN | CLOSED
4552 | ST 2 DRNS SUMP PMP CTRL PNL REDUNDANT 1 120V | 02-PDR-CPL-01 | 02-LVB-PPL-22113, BR7SW TURBINE DECK | 480 V CIRCUIT BREACKER | OPEN | CLOSED
4553 | UNIT 2 DRAINS TANK AREA DECK LIGHTS 120VAC | 02-2701-W2 | 02-LVB-PPL-22113, BR8 SW TURBINE DECK | 480 V CIRCUIT BREACKER | OPEN | CLOSED
4554 | UNIT 2 SFC XFMR S.HTR 120 VAC MAIN | 02MKE01GT101 | 02-LVB-PPL-22113, BR9 SW TURBINE DECK | 480 V CIRCUIT BREACKER | OPEN | CLOSED
4555 | UNIT 2 DRAINS TANK AREA CONVENIENCE RECP | 02-1301-R1 | 02-LVB-PPL-22113, BR10 SW TURBINE DECK | 480 V CIRCUIT BREACKER | OPEN | CLOSED
4556 | UNIT 2 TURB CTRL PKG SAFETY SHWR 120 VAC MAIN | 00-PWS-JBX-06 | 02-LVB-PPL-22113, BR11 SW TURBINE DECK | 480 V CIRCUIT BREACKER | OPEN | CLOSED
4557 | UNIT 2 IPBD VTSC MAIN PWR 208VAC | 02-IPB-CPL-03 | 02-LVB-PPL-22113, BR12/14/16SW TURBINE DECK | 480 V CIRCUIT BREACKER | OPEN | CLOSED
4558 | UNIT 2 CALCITE FILTER CO2 INJECT MODULE CTRL PNL | 02-DWS-CPL-07 | 02-LVB-PPL-22113, BR13SW TURBINE DECK | 480 V CIRCUIT BREACKER | OPEN | CLOSED
4559 | UNIT 1 GCB PLATFORM LIGHTS | 02-3301-M1 | 02-LVB-PPL-22113, BR15SW TURBINE DECK | 480 V CIRCUIT BREACKER | OPEN | CLOSED
4560 | UNIT 2 IPBD DCT/UAT DSW HTRS 208VAC | 02-IPB-CPL-02 | 02-LVB-PPL-22113, BR18/20/22SW TURBINE DECK | 480 V CIRCUIT BREACKER | OPEN | CLOSED
4561 | UNIT 2 TURBINE BLDG WEST WALL INTAKE LOUVER 77 | 02-HVC-LVR-77 | 02-LVB-PPL-22113, BR23 SW TURBINE DECK | 480 V CIRCUIT BREACKER | OPEN | CLOSED
4562 | UNIT 2 TURBINE BLDG WEST WALL INTAKE LOUVER 74 | 02-HVC-LVR-74 | 02-LVB-PPL-22113, BR24 SW TURBINE DECK | 480 V CIRCUIT BREACKER | OPEN | CLOSED
4563 | UNIT 2 TURBINE BLDG GAS HEATER FAN 51 120 VAC | 02-HVC-HTR-51 | 02-LVB-PPL-22113, BR25 SW TURBINE DECK | 480 V CIRCUIT BREACKER | OPEN | CLOSED
4564 | UNIT 2 TURBINE BLDG GAS HEATER FAN 61 120 VAC | 02-HVC-HTR-61 | 02-LVB-PPL-22113, BR26 SW TURBINE DECK | 480 V CIRCUIT BREACKER | OPEN | CLOSED
4565 | UNIT 2 TURBINE BLDG GAS HEATER FAN 52 120 VAC | 02-HVC-HTR-52 | 02-LVB-PPL-22113, BR27 SW TURBINE DECK | 480 V CIRCUIT BREACKER | OPEN | CLOSED
4566 | UNIT 2 TURBINE BLDG GAS HEATER FAN 62 120 VAC | 02-HVC-HTR-62 | 02-LVB-PPL-22113, BR28 SW TURBINE DECK | 480 V CIRCUIT BREACKER | OPEN | CLOSED
4567 | UNIT 2 TURBINE BLDG GAS HEATER FAN 53 120 VAC | 02-HVC-HTR-53 | 02-LVB-PPL-22113, BR29 SW TURBINE DECK | 480 V CIRCUIT BREACKER | OPEN | CLOSED
4568 | UNIT 2 TURBINE BLDG GAS HEATER FAN 63 120 VAC | 02-HVC-HTR-63 | 02-LVB-PPL-22113, BR30 SW TURBINE DECK | 480 V CIRCUIT BREACKER | OPEN | CLOSED
4569 | UNIT 2 TURBINE BLDG EMERGENCY LIGHTING | 02-4001-E2 | 02-LVB-PPL-22113, BR31 SW TURBINE DECK | 480 V CIRCUIT BREACKER | OPEN | CLOSED
4570 | UNIT 2 TURBINE BLDG EMERGENCY LIGHTING | 02-4101-E5 | 02-LVB-PPL-22113, BR32 SW TURBINE DECK | 480 V CIRCUIT BREACKER | OPEN | CLOSED
4571 | HRSG 2 BFW LOL HTR A 480VAC | 02-BFW-HTR-02A | 02-LVB-PPL-22131, BR4OUTSIDE HRSG SWG ENCLOSURE | 480 V CIRCUIT BREACKER | OPEN | CLOSED
4572 | HRSG 2 IP SPARGING STEAM STOP MAIN PWR FEED | 02-MOV-HIS909 | 02-LVB-PPL-22131, BR5OUTSIDE HRSG SWG ENCLOSURE | 480 V CIRCUIT BREACKER | OPEN | CLOSED
4573 | HRSG 2 IP INTERMITTENT BLOWDOWN STOP FEED | 02-MOV-HIS916 | 02-LVB-PPL-22131, BR6OUTSIDE HRSG SWG ENCLOSURE | 480 V CIRCUIT BREACKER | OPEN | CLOSED
4574 | HRSG 2 LP ECON VENT MAIN PWR FEED | 02-MOV-HLS907 | 02-LVB-PPL-22131, BR7OUTSIDE HRSG SWG ENCLOSURE | 480 V CIRCUIT BREACKER | OPEN | CLOSED
4575 | HRSG 2 IP INTERMITTENT BLOWDOWN STOP FEED | 02-MOV-HIS917 | 02-LVB-PPL-22131, BR8OUTSIDE HRSG SWG ENCLOSURE | 480 V CIRCUIT BREACKER | OPEN | CLOSED
4576 | HRSG 2 HP ECON VENT MAIN PWR FEED | 02-MOV-HHS942 | 02-LVB-PPL-22131, BR9OUTSIDE HRSG SWG ENCLOSURE | 480 V CIRCUIT BREACKER | OPEN | CLOSED
4577 | HRSG 2 HP CASCADING BLOWDOWN ISOLATION FEED | 02-MOV-HHS943 | 02-LVB-PPL-22131, BR10OUTSIDE HRSG SWG ENCLOSURE | 480 V CIRCUIT BREACKER | OPEN | CLOSED
4578 | HRSG 2 HP SPARGING STEAM MOV MAIN PWR FEED | 02-MOV-HHS904 | 02-LVB-PPL-22131, BR11OUTSIDE HRSG SWG ENCLOSURE | 480 V CIRCUIT BREACKER | OPEN | CLOSED
4579 | HRSG 2 IP ECON VENT STOP MAIN PWR FEED | 02-MOV-HIS943 | 02-LVB-PPL-22131, BR12OUTSIDE HRSG SWG ENCLOSURE | 480 V CIRCUIT BREACKER | OPEN | CLOSED
4580 | HRSG 2 ATTEMP DRN POT STOP MOV MAIN PWR FEED | 02-MOV-HHS911 | 02-LVB-PPL-22131, BR13OUTSIDE HRSG SWG ENCLOSURE | 480 V CIRCUIT BREACKER | OPEN | CLOSED
4581 | HRSG 2 BFW LOL HTR B 480VAC | 02-BFW-HTR-02B | 02-LVB-PPL-22131, BR14OUTSIDE HRSG SWG ENCLOSURE | 480 V CIRCUIT BREACKER | OPEN | CLOSED
4582 | GEN ON-LINE MNTRNG SYS MEDIA CONVERTER HUB | 00MKA01GH002 | 02-LVD-PPL-22141, BR9SERVER ROOM EAST WALL | 208/120VAC CIRCUIT BREAKER | OPEN | CLOSED
4583 | GEN ON-LINE MONITORING SYS PC 120 VAC | 00MKA01GH005 | 02-LVD-PPL-22141, BR10SERVER ROOM EAST WALL | 208/120VAC CIRCUIT BREAKER | OPEN | CLOSED
4584 | GEN ON-LINE MNTRNG SYS ETHERNET SWITCH HUB | 00MKA01GH004 | 02-LVD-PPL-22141, BR11SERVER ROOM EAST WALL | 208/120VAC CIRCUIT BREAKER | OPEN | CLOSED
4585 | GEN ON-LINE MONITORING SYS MONITOR 120 VAC | 00MKA01GH006 | 02-LVD-PPL-22141, BR12SERVER ROOM EAST WALL | 208/120VAC CIRCUIT BREAKER | OPEN | CLOSED
4586 | ADM BLD MAIN FIRE ALARM CPL NODE #1 | 00-FPS-PNL-04 | 02-LVD-PPL-22141, BR13SERVER ROOM EAST WALL | 208/120VAC CIRCUIT BREAKER | OPEN | CLOSED
4587 | ADM BLD LOCAL FIRE ALARM CPL NODE #2 | 00-FPS-PNL-05 | 02-LVD-PPL-22141, BR14SERVER ROOM EAST WALL | 208/120VAC CIRCUIT BREAKER | OPEN | CLOSED
4588 | SDR SUMP MPM 2 120VAC | 00-SDR-MPM-02 | 02-LVD-PPL-22141, BR15SERVER ROOM EAST WALL | 208/120VAC CIRCUIT BREAKER | OPEN | CLOSED
4589 | DCS ADM BLG VMS CAB 02 UTILITY 120VAC | 00-VMS-CPL-02 | 02-LVD-PPL-22141, BR16SERVER ROOM EAST WALL | 208/120VAC CIRCUIT BREAKER | OPEN | CLOSED
4590 | ACC 1 PDC XFMR | 01-LVB-XFR-1311 | 01-ACC-MCC-131, CUBICLE 2FG(L) | 480 V MOLDED CASE BREAKER | OPEN | CLOSED
4591 | UNIT 1 ACC FINTUBE CLEANING SYS | 01-CND-RCP-983 | 01-ACC-MCC-131, CUBICLE 2FJ(L) | 480 V MOLDED CASE BREAKER | OPEN | CLOSED
4592 | MAIN BREAKER 1 CONTROL POWER TRANSFORMER |  | 01-ACC-MCC-131, CUBICLE | 480 V MOLDED CASE BREAKER | OPEN | CLOSED
4593 | MAIN SUPPLY FEED FROM 01-MVA-XFR-13 |  | 01-ACC-MCC-131, CUBICLE 3FM | 480 V MOLDED CASE BREAKER | OPEN | CLOSED
4594 | UNIT 1 ACC FAN 01A | 01-ACC-MFN-01A | 01-ACC-MCC-131, CUBICLE 4FM | 480 V MOLDED CASE BREAKER | OPEN | CLOSED
4595 | UNIT 1 ACC FAN 01C | 01-ACC-MFN-01C | 01-ACC-MCC-131, CUBICLE 5FM | 480 V MOLDED CASE BREAKER | OPEN | CLOSED
4596 | UNIT 1 ACC FAN 01E | 01-ACC-MFN-01E | 01-ACC-MCC-131, CUBICLE 6FM | 480 V MOLDED CASE BREAKER | OPEN | CLOSED
4597 | UNIT 1 ACC FAN 02B | 01-ACC-MFN-02B | 01-ACC-MCC-131, CUBICLE 7FM | 480 V MOLDED CASE BREAKER | OPEN | CLOSED
4598 | UNIT 1 ACC FAN 02D | 01-ACC-MFN-02D | 01-ACC-MCC-131, CUBICLE 8FM | 480 V MOLDED CASE BREAKER | OPEN | CLOSED
4599 | UNIT 1 ACC FAN 02F | 01-ACC-MFN-02F | 01-ACC-MCC-131, CUBICLE 9FM | 480 V MOLDED CASE BREAKER | OPEN | CLOSED
4600 | ACC 1 LRVP 01A | 01-ARM-MPM-01A | 01-ACC-MCC-131, CUBICLE 10FM | 480 V MOLDED CASE BREAKER | OPEN | CLOSED
4602 | ACC 1 GLYCOL RECIRC PMP 03A | 01-ARM-MPM-03A | 01-ACC-MCC-131, CUBICLE 12FD | 480 V MOLDED CASE BREAKER | OPEN | CLOSED
4603 | ACC 1 GLYCOL RECIRC PMP 03C | 01-ARM-MPM-03C | 01-ACC-MCC-131, CUBICLE 12FF | 480 V MOLDED CASE BREAKER | OPEN | CLOSED
4604 | ACC 1 PDC PANELBOARD 480VAC | 01-LVB-PPL-1311 | 01-ACC-MCC-131, CUBICLE 16FM | 480 V MOLDED CASE BREAKER | OPEN | CLOSED
4605 | ACC 1 GLYCOL HX FAN 01 | 01-ARM-MFN-01 | 01-ACC-MCC-131, CUBICLE 13FD | 480 V MOLDED CASE BREAKER | OPEN | CLOSED
4606 | ACC 1 GLYCOL HX FAN 02 | 01-ARM-MFN-02 | 01-ACC-MCC-131, CUBICLE 13FF | 480 V MOLDED CASE BREAKER | OPEN | CLOSED
4607 | ACC 1 GLYCOL HX FAN 03 | 01-ARM-MFN-03 | 01-ACC-MCC-131, CUBICLE 13FH | 480 V MOLDED CASE BREAKER | OPEN | CLOSED
4608 | ACC 1 SEAL WTR PMP 02A | 01-ARM-MPM-02A | 01-ACC-MCC-131, CUBICLE 13FK | 480 V MOLDED CASE BREAKER | OPEN | CLOSED
4609 | MAIN BREAKER 2 CONTROL POWER TRANSFORMER |  | 01-ACC-MCC-131, CUBICLE | 480 V MOLDED CASE BREAKER | OPEN | CLOSED
4610 | SECONDARY SUPPLY FEED FROM 01-MVA-XFR-23 |  | 01-ACC-MCC-131, CUBICLE 15FM | 480 V MOLDED CASE BREAKER | OPEN | CLOSED
4611 | UNIT 1 ACC FAN GEARBOX OIL COOLER 01A | 01-ACC-HEX-01A | 01-ACC-MCC-131, CUBICLE 17FB | 480 V MOLDED CASE BREAKER | OPEN | CLOSED
4612 | UNIT 1 ACC FAN GEARBOX OIL COOLER 01C | 01-ACC-HEX-01C | 01-ACC-MCC-131, CUBICLE 17FD | 480 V MOLDED CASE BREAKER | OPEN | CLOSED
4613 | UNIT 1 ACC FAN GEARBOX OIL COOLER 01E | 01-ACC-HEX-01E | 01-ACC-MCC-131, CUBICLE 17FF | 480 V MOLDED CASE BREAKER | OPEN | CLOSED
4614 | UNIT 1 ACC FAN GEARBOX OIL COOLER 02B | 01-ACC-HEX-02B | 01-ACC-MCC-131, CUBICLE 17FH | 480 V MOLDED CASE BREAKER | OPEN | CLOSED
4615 | UNIT 1 ACC FAN GEARBOX OIL COOLER 02D | 01-ACC-HEX-02D | 01-ACC-MCC-131, CUBICLE 17FK | 480 V MOLDED CASE BREAKER | OPEN | CLOSED
4616 | UNIT 1 ACC FAN GEARBOX OIL COOLER 02F | 01-ACC-HEX-02F | 01-ACC-MCC-131, CUBICLE 17FM | 480 V MOLDED CASE BREAKER | OPEN | CLOSED
4617 | UNIT 1 ACC FAN GEARBOX OIL COOLER 02A | 01-ACC-HEX-02A | 01-ACC-MCC-231, CUBICLE2FB | 480 V MOLDED CASE BREAKER | OPEN | CLOSED
4618 | UNIT 1 ACC FAN GEARBOX OIL COOLER 02C | 01-ACC-HEX-02C | 01-ACC-MCC-231, CUBICLE2FD | 480 V MOLDED CASE BREAKER | OPEN | CLOSED
4619 | UNIT 1 ACC FAN GEARBOX OIL COOLER 02E | 01-ACC-HEX-02E | 01-ACC-MCC-231, CUBICLE2FF | 480 V MOLDED CASE BREAKER | OPEN | CLOSED
4620 | UNIT 1 ACC FAN GEARBOX OIL COOLER 01B | 01-ACC-HEX-01B | 01-ACC-MCC-231, CUBICLE2FH | 480 V MOLDED CASE BREAKER | OPEN | CLOSED
4621 | UNIT 1 ACC FAN GEARBOX OIL COOLER 01D | 01-ACC-HEX-01D | 01-ACC-MCC-231, CUBICLE2FK | 480 V MOLDED CASE BREAKER | OPEN | CLOSED
4622 | UNIT 1 ACC FAN GEARBOX OIL COOLER 01F | 01-ACC-HEX-01F | 01-ACC-MCC-231, CUBICLE2FM | 480 V MOLDED CASE BREAKER | OPEN | CLOSED
4623 | MAIN BREAKER 1 CONTROL POWER TRANSFORMER |  | 01-ACC-MCC-231, CUBICLE | 480 V MOLDED CASE BREAKER | OPEN | CLOSED
4624 | MAIN SUPPLY FEED FROM 01-MVA-XFR-23 |  | 01-ACC-MCC-231, CUBICLE5FM | 480 V MOLDED CASE BREAKER | OPEN | CLOSED
4625 | UNIT 1 ACC FAN 02A | 01-ACC-MFN-02A | 01-ACC-MCC-231, CUBICLE6FM | 480 V MOLDED CASE BREAKER | OPEN | CLOSED
4626 | UNIT 1 ACC FAN 02C | 01-ACC-MFN-02C | 01-ACC-MCC-231, CUBICLE7FM | 480 V MOLDED CASE BREAKER | OPEN | CLOSED
4627 | UNIT 1 ACC FAN 02E | 01-ACC-MFN-02E | 01-ACC-MCC-231, CUBICLE8FM | 480 V MOLDED CASE BREAKER | OPEN | CLOSED
4628 | UNIT 1 ACC FAN 01B | 01-ACC-MFN-01B | 01-ACC-MCC-231, CUBICLE9FM | 480 V MOLDED CASE BREAKER | OPEN | CLOSED
4629 | UNIT 1 ACC FAN 01D | 01-ACC-MFN-01D | 01-ACC-MCC-231, CUBICLE10FM | 480 V MOLDED CASE BREAKER | OPEN | CLOSED
4630 | UNIT 1 ACC FAN 01F | 01-ACC-MFN-01F | 01-ACC-MCC-231, CUBICLE11FM | 480 V MOLDED CASE BREAKER | OPEN | CLOSED
4633 | ACC 1 GLYCOL HX FAN 04 | 01-ARM-MFN-04 | 01-ACC-MCC-231, CUBICLE15FB | 480 V MOLDED CASE BREAKER | OPEN | CLOSED
4634 | ACC 1 GLYCOL HX FAN 05 | 01-ARM-MFN-05 | 01-ACC-MCC-231, CUBICLE15FD | 480 V MOLDED CASE BREAKER | OPEN | CLOSED
4635 | ACC 1 GLYCOL RECIRC PMP 03B | 01-ARM-MPM-03B | 01-ACC-MCC-231, CUBICLE15FF | 480 V MOLDED CASE BREAKER | OPEN | CLOSED
4636 | ACC 1 SEAL WTR PMP 02B | 01-ARM-MPM-02B | 01-ACC-MCC-231, CUBICLE15FH | 480 V MOLDED CASE BREAKER | OPEN | CLOSED
4637 | MAIN BREAKER 2 CONTROL POWER TRANSFORMER |  | 01-ACC-MCC-231, CUBICLE | 480 V MOLDED CASE BREAKER | OPEN | CLOSED
4638 | SECONDARY SUPPLY FEED FROM 01-MVA-XFR-13 |  | 01-ACC-MCC-231, CUBICLE17FM | 480 V MOLDED CASE BREAKER | OPEN | CLOSED
4639 | INTERIOR LIGHTING |  | 01-LVD-PPL-1311, BR1ACC MCC ENCLOSURE | 208/120VAC CIRCUIT BREAKER | OPEN | CLOSED
4640 | INTERIOR GFCI RECEPTACLES |  | 01-LVD-PPL-1311, BR3ACC MCC ENCLOSURE | 208/120VAC CIRCUIT BREAKER | OPEN | CLOSED
4641 | EXTERIOR GFCI RECEPTACLES |  | 01-LVD-PPL-1311, BR5ACC MCC ENCLOSURE | 208/120VAC CIRCUIT BREAKER | OPEN | CLOSED
4642 | MCC-131 SECTION HEATER SUPPLY #1 | 01-ACC-MCC-131 | 01-LVD-PPL-1311, BR7ACC MCC ENCLOSURE | 208/120VAC CIRCUIT BREAKER | OPEN | CLOSED
4643 | MCC-131 SECTION HEATER SUPPLY #2 | 01-ACC-MCC-131 | 01-LVD-PPL-1311, BR9ACC MCC ENCLOSURE | 208/120VAC CIRCUIT BREAKER | OPEN | CLOSED
4644 | MCC-231 MOTOR SPACE HEATER SUPPLY | 01-ACC-MCC-231 | 01-LVD-PPL-1311, BR11ACC MCC ENCLOSURE | 208/120VAC CIRCUIT BREAKER | OPEN | CLOSED
4645 | ACC 1 LRVP SEP TNK SEAL WTR HTR 888 120VAC | 01-ARM-HTR-888 | 01-LVD-PPL-1311, BR13ACC MCC ENCLOSURE | 208/120VAC CIRCUIT BREAKER | OPEN | CLOSED
4646 | UNIT 1 ACC FAN GRBX OIL HTR 04B | 01-ACC-HTR-04B | 01-LVD-PPL-1311, BR15ACC MCC ENCLOSURE | 208/120VAC CIRCUIT BREAKER | OPEN | CLOSED
4647 | UTILITY POWER-LIGHT/ 120VAC | 00-DCS-CAB-10 | 01-LVD-PPL-1311, BR17ACC MCC ENCLOSURE | 208/120VAC CIRCUIT BREAKER | OPEN | CLOSED
4648 | HVAC 3 PRESSURIZATION MODULE |  | 01-LVD-PPL-1311, BR21ACC MCC ENCLOSURE | 208/120VAC CIRCUIT BREAKER | OPEN | CLOSED
4649 | HVAC 5 PRESSURIZATION MODULE |  | 01-LVD-PPL-1311, BR23ACC MCC ENCLOSURE | 208/120VAC CIRCUIT BREAKER | OPEN | CLOSED
4650 | CONVENIENCE RECPTS UNIT 1 ACC GROUND LEVEL | 01-0501-R1 | 01-LVD-PPL-1311, BR29ACC MCC ENCLOSURE | 208/120VAC CIRCUIT BREAKER | OPEN | CLOSED
4651 | ACC 1 LIGHTING - GROUND LEVEL 208VAC | 01-LTG-CNT-1311 | 01-LVD-PPL-1311, BR31/33ACC MCC ENCLOSURE | 208/120VAC CIRCUIT BREAKER | OPEN | CLOSED
4652 | ACC 1 LIGHTING - GROUND LEVEL 208VAC | 01-LTG-CNT-1311 | 01-LVD-PPL-1311, BR35/37ACC MCC ENCLOSURE | 208/120VAC CIRCUIT BREAKER | OPEN | CLOSED
4653 | EXTERIOR LIGHTS ACC ENCLOSURE 120VAC | 01-LTG-CNT-1311 | 01-LVD-PPL-1311, BR2ACC MCC ENCLOSURE | 208/120VAC CIRCUIT BREAKER | OPEN | CLOSED
4654 | ACC 1 LIGHTING CONTACTOR COIL | 01-LTG-CNT-1311 | 01-LVD-PPL-1311, BR4ACC MCC ENCLOSURE | 208/120VAC CIRCUIT BREAKER | OPEN | CLOSED
4655 | ACC 1 LRVP SEP TNK SEAL WTR HTR 895 120VAC | 01-ARM-HTR-895 | 01-LVD-PPL-1311, BR6ACC MCC ENCLOSURE | 208/120VAC CIRCUIT BREAKER | OPEN | CLOSED
4656 | MCC-131 MOTOR SPACE HEATER SUPPLY | 01-ACC-MCC-131 | 01-LVD-PPL-1311, BR8ACC MCC ENCLOSURE | 208/120VAC CIRCUIT BREAKER | OPEN | CLOSED
4657 | MCC-231 HEATER BUS. | 01-ACC-MCC-231 | 01-LVD-PPL-1311, BR10ACC MCC ENCLOSURE | 208/120VAC CIRCUIT BREAKER | OPEN | CLOSED
4658 | MCC-231 HEATER BUS. | 01-ACC-MCC-231 | 01-LVD-PPL-1311, BR12ACC MCC ENCLOSURE | 208/120VAC CIRCUIT BREAKER | OPEN | CLOSED
4659 | NON-SEG SPACE HTR MCC-231, M1 | 01-LVB-NSB-23 | 01-LVD-PPL-1311, BR14ACC MCC ENCLOSURE | 208/120VAC CIRCUIT BREAKER | OPEN | CLOSED
4660 | NON-SEG SPACE HTR MCC-231, M2 | 01-LVB-NSB-23 | 01-LVD-PPL-1311, BR16ACC MCC ENCLOSURE | 208/120VAC CIRCUIT BREAKER | OPEN | CLOSED
4661 | HVAC 2 PRESSURIZATION MODULE |  | 01-LVD-PPL-1311, BR18ACC MCC ENCLOSURE | 208/120VAC CIRCUIT BREAKER | OPEN | CLOSED
4662 | UNIT 1 ACC FAN GRBX OIL HTR 04C | 01-ACC-HTR-04C | 01-LVD-PPL-1311, BR20ACC MCC ENCLOSURE | 208/120VAC CIRCUIT BREAKER | OPEN | CLOSED
4663 | ACC 1 LRVP SEP TNK SEAL WTR HTR 901 120VAC | 01-ARM-HTR-901 | 01-LVD-PPL-1311, BR22ACC MCC ENCLOSURE | 208/120VAC CIRCUIT BREAKER | OPEN | CLOSED
4664 | ACC 1 LRVP SEP TNK SEAL WTR HTR 911 120VAC | 01-ARM-HTR-911 | 01-LVD-PPL-1311, BR24ACC MCC ENCLOSURE | 208/120VAC CIRCUIT BREAKER | OPEN | CLOSED
4665 | ACC 1 LRVP SEP TNK SEAL WTR HTR 919 120VAC | 01-ARM-HTR-919 | 01-LVD-PPL-1311, BR26ACC MCC ENCLOSURE | 208/120VAC CIRCUIT BREAKER | OPEN | CLOSED
4666 | ACC 1 LIGHTING - GROUND LEVEL 208VAC | 01-LTG-CNT-1311 | 01-LVD-PPL-1311, BR30/32ACC MCC ENCLOSURE | 208/120VAC CIRCUIT BREAKER | OPEN | CLOSED
4667 | ACC 1 LIGHTING - GROUND LEVEL 208VAC | 01-LTG-CNT-1311 | 01-LVD-PPL-1311, BR34/36ACC MCC ENCLOSURE | 208/120VAC CIRCUIT BREAKER | OPEN | CLOSED
4668 | ACC PDC HVAC#3 |  | 01-LVB--PPL-1311, BR1ACC MCC ENCLOSURE | 480 V CIRCUIT BREACKER | OPEN | CLOSED
4669 | ACC PDC HVAC#5 |  | 01-LVB--PPL-1311, BR3ACC MCC ENCLOSURE | 480 V CIRCUIT BREACKER | OPEN | CLOSED
4670 | UNIT 1 COND TO COND IRON FLTR 01A VLV PWR 480VAC | 01-MOV-CND201 | 01-LVB--PPL-1311, BR5ACC MCC ENCLOSURE | 480 V CIRCUIT BREACKER | OPEN | CLOSED
4671 | UNIT 1 COND IRON FLTR BYP VLV PWR 480VAC | 01-MOV-CND221 | 01-LVB--PPL-1311, BR7ACC MCC ENCLOSURE | 480 V CIRCUIT BREACKER | OPEN | CLOSED
4672 | ACC PDC HVAC#2 |  | 01-LVB--PPL-1311, BR2ACC MCC ENCLOSURE | 480 V CIRCUIT BREACKER | OPEN | CLOSED
4673 | WELDING RECEPTACLE |  | 01-LVB--PPL-1311, BR4ACC MCC ENCLOSURE | 480 V CIRCUIT BREACKER | OPEN | CLOSED
4674 | UNIT 1 COND TO COND IRON FLTR 01B VLV PWR 480V | 01-MOV-CND211 | 01-LVB--PPL-1311, BR6ACC MCC ENCLOSURE | 480 V CIRCUIT BREACKER | OPEN | CLOSED
4675 | UNIT 1 ACC STM VLV ROW 1 PWR 480VAC | 01-MOV-CND814 | 01-LVB--PPL-1311, BR10ACC MCC ENCLOSURE | 480 V CIRCUIT BREACKER | OPEN | CLOSED
4676 | UNIT 1 ACC STM VLV ROW 2 PWR 480VAC | 01-MOV-CND815 | 01-LVB--PPL-1311, BR12ACC MCC ENCLOSURE | 480 V CIRCUIT BREACKER | OPEN | CLOSED
4677 | UNIT 1 ACC FAN GEARBOX OIL COOLER 03A | 01-ACC-HEX-03A | 01-ACC-MCC-151, CUBICLE2FB | 480 V MOLDED CASE BREAKER | OPEN | CLOSED
4678 | UNIT 1 ACC FAN GEARBOX OIL COOLER 03C | 01-ACC-HEX-03C | 01-ACC-MCC-151, CUBICLE2FD | 480 V MOLDED CASE BREAKER | OPEN | CLOSED
4679 | UNIT 1 ACC FAN GEARBOX OIL COOLER 03E | 01-ACC-HEX-03E | 01-ACC-MCC-151, CUBICLE2FF | 480 V MOLDED CASE BREAKER | OPEN | CLOSED
4680 | UNIT 1 ACC FAN GEARBOX OIL COOLER 04B | 01-ACC-HEX-04B | 01-ACC-MCC-151, CUBICLE2FH | 480 V MOLDED CASE BREAKER | OPEN | CLOSED
4681 | UNIT 1 ACC FAN GEARBOX OIL COOLER 04D | 01-ACC-HEX-04D | 01-ACC-MCC-151, CUBICLE2FK | 480 V MOLDED CASE BREAKER | OPEN | CLOSED
4682 | UNIT 1 ACC FAN GEARBOX OIL COOLER 04F | 01-ACC-HEX-04F | 01-ACC-MCC-151, CUBICLE2FM | 480 V MOLDED CASE BREAKER | OPEN | CLOSED
4683 | MAIN BREAKER 1 CONTROL POWER TRANSFORMER |  | 01-ACC-MCC-151, CUBICLE4FM | 480 V MOLDED CASE BREAKER | OPEN | CLOSED
4684 | MAIN SUPPLY FEED FROM 01-MVA-XFR-15 |  | 01-ACC-MCC-151, CUBICLE4FM | 480 V MOLDED CASE BREAKER | OPEN | CLOSED
4685 | UNIT 1 ACC FAN 03A | 01-ACC-MFN-03A | 01-ACC-MCC-151, CUBICLE5FM | 480 V MOLDED CASE BREAKER | OPEN | CLOSED
4686 | UNIT 1 ACC FAN 03C | 01-ACC-MFN-03C | 01-ACC-MCC-151, CUBICLE6FM | 480 V MOLDED CASE BREAKER | OPEN | CLOSED
4687 | UNIT 1 ACC FAN 03E | 01-ACC-MFN-03E | 01-ACC-MCC-151, CUBICLE7FM | 480 V MOLDED CASE BREAKER | OPEN | CLOSED
4688 | UNIT 1 ACC FAN 04B | 01-ACC-MFN-04B | 01-ACC-MCC-151, CUBICLE8FM | 480 V MOLDED CASE BREAKER | OPEN | CLOSED
4689 | UNIT 1 ACC FAN 04D | 01-ACC-MFN-04D | 01-ACC-MCC-151, CUBICLE9FM | 480 V MOLDED CASE BREAKER | OPEN | CLOSED
4690 | UNIT 1 ACC FAN 04F | 01-ACC-MFN-04F | 01-ACC-MCC-151, CUBICLE10FM | 480 V MOLDED CASE BREAKER | OPEN | CLOSED
4692 | ACC 1 PDC PANELBOARD 480VAC | 01-LVB-PPL-1511 | 01-ACC-MCC-151, CUBICLE12FC | 480 V MOLDED CASE BREAKER | OPEN | CLOSED
4693 | ACC 1 SEAL WTR PMP 02C | 01-ARM-MPM-02C | 01-ACC-MCC-151, CUBICLE14FB | 480 V MOLDED CASE BREAKER | OPEN | CLOSED
4694 | MAIN BREAKER 2 CONTROL POWER TRANSFORMER |  | 01-ACC-MCC-151 | 480 V MOLDED CASE BREAKER | OPEN | CLOSED
4695 | SECONDARY SUPPLY FEED FROM 01-MVA-XFR-25 |  | 01-ACC-MCC-151 | 480 V MOLDED CASE BREAKER | OPEN | CLOSED
4696 | UNIT 1 ACC FAN GEARBOX OIL COOLER 04A | 01-ACC-HEX-04A | 01-ACC-MCC-251, CUBICLE2FB | 480 V MOLDED CASE BREAKER | OPEN | CLOSED
4697 | UNIT 1 ACC FAN GEARBOX OIL COOLER 04C | 01-ACC-HEX-04C | 01-ACC-MCC-251, CUBICLE2FD | 480 V MOLDED CASE BREAKER | OPEN | CLOSED
4698 | UNIT 1 ACC FAN GEARBOX OIL COOLER 04E | 01-ACC-HEX-04E | 01-ACC-MCC-251, CUBICLE2FF | 480 V MOLDED CASE BREAKER | OPEN | CLOSED
4699 | UNIT 1 ACC FAN GEARBOX OIL COOLER 03B | 01-ACC-HEX-03B | 01-ACC-MCC-251, CUBICLE2FH | 480 V MOLDED CASE BREAKER | OPEN | CLOSED
4700 | UNIT 1 ACC FAN GEARBOX OIL COOLER 03D | 01-ACC-HEX-03D | 01-ACC-MCC-251, CUBICLE2FK | 480 V MOLDED CASE BREAKER | OPEN | CLOSED
4701 | UNIT 1 ACC FAN GEARBOX OIL COOLER 03F | 01-ACC-HEX-03F | 01-ACC-MCC-251, CUBICLE2FM | 480 V MOLDED CASE BREAKER | OPEN | CLOSED
4702 | MAIN BREAKER 1 CONTROL POWER TRANSFORMER |  | 01-ACC-MCC-251, CUBICLE4FM | 480 V MOLDED CASE BREAKER | OPEN | CLOSED
4703 | MAIN SUPPLY FEED FROM 01-MVA-XFR-25 |  | 01-ACC-MCC-251, CUBICLE4FM | 480 V MOLDED CASE BREAKER | OPEN | CLOSED
4704 | UNIT 1 ACC FAN 04A | 01-ACC-MFN-04A | 01-ACC-MCC-251, CUBICLE6FM | 480 V MOLDED CASE BREAKER | OPEN | CLOSED
4705 | UNIT 1 ACC FAN 04C | 01-ACC-MFN-04C | 01-ACC-MCC-251, CUBICLE7FM | 480 V MOLDED CASE BREAKER | OPEN | CLOSED
4706 | UNIT 1 ACC FAN 04E | 01-ACC-MFN-04E | 01-ACC-MCC-251, CUBICLE8FM | 480 V MOLDED CASE BREAKER | OPEN | CLOSED
4707 | UNIT 1 ACC FAN 03B | 01-ACC-MFN-03B | 01-ACC-MCC-251, CUBICLE9FM | 480 V MOLDED CASE BREAKER | OPEN | CLOSED
4708 | UNIT 1 ACC FAN 03D | 01-ACC-MFN-03D | 01-ACC-MCC-251, CUBICLE10FM | 480 V MOLDED CASE BREAKER | OPEN | CLOSED
4709 | UNIT 1 ACC FAN 03F | 01-ACC-MFN-03F | 01-ACC-MCC-251, CUBICLE11FM | 480 V MOLDED CASE BREAKER | OPEN | CLOSED
4711 | ACC 1 PDC XFMR 480-120/208VAC | 01-LVB-XFR-2511 | 01-ACC-MCC-251, CUBICLE13FC(L) | 480 V MOLDED CASE BREAKER | OPEN | CLOSED
4713 | ACC 1 SEAL WTR PMP 02D | 01-ARM-MPM-02D | 01-ACC-MCC-251, CUBICLE15FB | 480 V MOLDED CASE BREAKER | OPEN | CLOSED
4714 | ACC 1 SEAL WTR PMP 02E | 01-ARM-MPM-02E | 01-ACC-MCC-251, CUBICLE15FD | 480 V MOLDED CASE BREAKER | OPEN | CLOSED
4715 | MAIN BREAKER 2 CONTROL POWER TRANSFORMER |  | 01-ACC-MCC-251, CUBICLE16FM | 480 V MOLDED CASE BREAKER | OPEN | CLOSED
4716 | SECONDARY SUPPLY FEED FROM 01-MVA-XFR-15 |  | 01-ACC-MCC-251, CUBICLE16FM | 480 V MOLDED CASE BREAKER | OPEN | CLOSED
4717 | UNIT 1 ACC HEAT TRACE XFMR 480-120/208VAC | 01-HTT-XFR-2511 | 01-ACC-MCC-251, CUBICLE17FJ(R) | 480 V MOLDED CASE BREAKER | OPEN | CLOSED
4718 | ACC PDC HVAC#1 |  | 01-LVB-PPL-1511, BR1ACC MCC ENCLOSURE | 480 V CIRCUIT BREACKER | OPEN | CLOSED
4719 | UNIT 1 ACC UPPER DECK WELDING RECEPT 4 | 01-LVB-RCP-04 | 01-LVB-PPL-1511, BR3ACC MCC ENCLOSURE | 480 V CIRCUIT BREACKER | OPEN | CLOSED
4720 | UNIT 1 ACC UPPER DECK WELDING RECEPT 5 | 01-LVB-RCP-05 | 01-LVB-PPL-1511, BR5ACC MCC ENCLOSURE | 480 V CIRCUIT BREACKER | OPEN | CLOSED
4721 | UNIT 1 ACC UPPER DECK WELDING RECEPT 6 | 01-LVB-RCP-06 | 01-LVB-PPL-1511, BR7ACC MCC ENCLOSURE | 480 V CIRCUIT BREACKER | OPEN | CLOSED
4722 | UNIT 1 ACC UPPER DECK WELDING RECEPT 7 | 01-LVB-RCP-07 | 01-LVB-PPL-1511, BR9ACC MCC ENCLOSURE | 480 V CIRCUIT BREACKER | OPEN | CLOSED
4723 | UNIT 1 ACC GRADE WELDING RECEPT 8 | 01-LVB-RCP-08 | 01-LVB-PPL-1511, BR11ACC MCC ENCLOSURE | 480 V CIRCUIT BREACKER | OPEN | CLOSED
4724 | ACC PDC HVAC#4 |  | 01-LVB-PPL-1511, BR2ACC MCC ENCLOSURE | 480 V CIRCUIT BREACKER | OPEN | CLOSED
4725 | UNIT 1 ACC CND TNK IMMERSION HTR | 01-CND-HTR-869 | 01-LVB-PPL-1511, BR4ACC MCC ENCLOSURE | 480 V CIRCUIT BREACKER | OPEN | CLOSED
4726 | MCC-151 SECTION HEATER SUPPLY #1 |  | 01-LVD-PPL-2511, BR7ACC MCC ENCLOSURE | 208/120VAC CIRCUIT BREAKER | OPEN | CLOSED
4727 | MCC-151 SECTION HEATER SUPPLY #2 |  | 01-LVD-PPL-2511, BR9ACC MCC ENCLOSURE | 208/120VAC CIRCUIT BREAKER | OPEN | CLOSED
4728 | MCC-251 MOTOR SPACE HEATER SUPPLY #1 |  | 01-LVD-PPL-2511, BR11ACC MCC ENCLOSURE | 208/120VAC CIRCUIT BREAKER | OPEN | CLOSED
4729 | NON-SEG SPACE HTR MCC-151, M1 | 01-LVB-NSB-15 | 01-LVD-PPL-2511, BR13ACC MCC ENCLOSURE | 208/120VAC CIRCUIT BREAKER | OPEN | CLOSED
4730 | NON-SEG SPACE HTR MCC-151, M2 | 01-LVB-NSB-15 | 01-LVD-PPL-2511, BR15ACC MCC ENCLOSURE | 208/120VAC CIRCUIT BREAKER | OPEN | CLOSED
4731 | NTW DCS CAB 12 UTILITY |  | 01-LVD-PPL-2511, BR17ACC MCC ENCLOSURE | 208/120VAC CIRCUIT BREAKER | OPEN | CLOSED
4732 | HVAC 4 PRESSURIZATION MODULE |  | 01-LVD-PPL-2511, BR19ACC MCC ENCLOSURE | 208/120VAC CIRCUIT BREAKER | OPEN | CLOSED
4733 | UNIT 1 ACC FAN GRBX OIL HTR 04D | 01-ACC-HTR-04D | 01-LVD-PPL-2511, BR25ACC MCC ENCLOSURE | 208/120VAC CIRCUIT BREAKER | OPEN | CLOSED
4734 | CONVENIENCE RECPTS UNIT 1 ACC UPPER DECK | 01-0701-R1 | 01-LVD-PPL-2511, BR27ACC MCC ENCLOSURE | 208/120VAC CIRCUIT BREAKER | OPEN | CLOSED
4735 | CONVENIENCE RECPTS UNIT 1 ACC UPPER DECK | 01-0901-R1 | 01-LVD-PPL-2511, BR29ACC MCC ENCLOSURE | 208/120VAC CIRCUIT BREAKER | OPEN | CLOSED
4736 | ACC 1 LIGHTING - UPPER DECK 208VAC | 01-LTG-CNT-2511 | 01-LVD-PPL-2511, BR31/33ACC MCC ENCLOSURE | 208/120VAC CIRCUIT BREAKER | OPEN | CLOSED
4737 | ACC 1 LIGHTING - UPPER DECK 208VAC | 01-LTG-CNT-2511 | 01-LVD-PPL-2511, BR35/37ACC MCC ENCLOSURE | 208/120VAC CIRCUIT BREAKER | OPEN | CLOSED
4738 | ACC 1 LIGHTING - SOUTH PLATFORM 208VAC | 01-LTG-CNT-2511 | 01-LVD-PPL-2511, BR39/41ACC MCC ENCLOSURE | 208/120VAC CIRCUIT BREAKER | OPEN | CLOSED
4739 | SECURITY PANEL |  | 01-LVD-PPL-2511, BR2ACC MCC ENCLOSURE | 208/120VAC CIRCUIT BREAKER | OPEN | CLOSED
4740 | FIRE PANEL |  | 01-LVD-PPL-2511, BR4ACC MCC ENCLOSURE | 208/120VAC CIRCUIT BREAKER | OPEN | CLOSED
4741 | MCC-151 MOTOR SPACE HEATER SUPPLY #1 |  | 01-LVD-PPL-2511, BR8ACC MCC ENCLOSURE | 208/120VAC CIRCUIT BREAKER | OPEN | CLOSED
4742 | MCC-251 SECTION HEATER SUPPLY #1 |  | 01-LVD-PPL-2511, BR10ACC MCC ENCLOSURE | 208/120VAC CIRCUIT BREAKER | OPEN | CLOSED
4743 | MCC-251 SECTION HEATER SUPPLY #2 |  | 01-LVD-PPL-2511, BR12ACC MCC ENCLOSURE | 208/120VAC CIRCUIT BREAKER | OPEN | CLOSED
4744 | UNIT 1 ACC FAN GRBX OIL HTR 04E | 01-ACC-HTR-04E | 01-LVD-PPL-2511, BR16ACC MCC ENCLOSURE | 208/120VAC CIRCUIT BREAKER | OPEN | CLOSED
4745 | HVAC 1 PRESSURIZATION MODULE |  | 01-LVD-PPL-2511, BR18ACC MCC ENCLOSURE | 208/120VAC CIRCUIT BREAKER | OPEN | CLOSED
4746 | UNIT 1 ACC FAN GRBX OIL HTR 04F | 01-ACC-HTR-04F | 01-LVD-PPL-2511, BR20ACC MCC ENCLOSURE | 208/120VAC CIRCUIT BREAKER | OPEN | CLOSED
4747 | CONVENIENCE RECPTS UNIT 1 ACC UPPER DECK | 01-0601-R1 | 01-LVD-PPL-2511, BR26ACC MCC ENCLOSURE | 208/120VAC CIRCUIT BREAKER | OPEN | CLOSED
4748 | CONVENIENCE RECPTS UNIT 1 ACC UPPER DECK | 01-0801-R1 | 01-LVD-PPL-2511, BR28ACC MCC ENCLOSURE | 208/120VAC CIRCUIT BREAKER | OPEN | CLOSED
4749 | ACC 1 LIGHTING - UPPER DECK 208VAC | 01-LTG-CNT-2511 | 01-LVD-PPL-2511, BR30/32ACC MCC ENCLOSURE | 208/120VAC CIRCUIT BREAKER | OPEN | CLOSED
4750 | ACC 1 LIGHTING - NORTH PLATFORM & STAIR TOWER | 01-LTG-CNT-2511 | 01-LVD-PPL-2511, BR34/36ACC MCC ENCLOSURE | 208/120VAC CIRCUIT BREAKER | OPEN | CLOSED
4751 | ACC 1 LIGHTING - UPPER DECK 208VAC | 01-LTG-CNT-2511 | 01-LVD-PPL-2511, BR38/40ACC MCC ENCLOSURE | 208/120VAC CIRCUIT BREAKER | OPEN | CLOSED
4752 | ENCLOSURE PRESSURIZATION MODULE |  | 01-LVD-PPL-2511, BR42ACC MCC ENCLOSURE | 208/120VAC CIRCUIT BREAKER | OPEN | CLOSED
4753 | UNIT 2 ACC FINTUBE CLEANING SYS | 02-CND-RCP-983 | 02-ACC-MCC-141, CUBICLE2FJ(L) | 480 V MOLDED CASE BREAKER | OPEN | CLOSED
4754 | ACC 2 PDC PANELBOARD 480VAC | 02-LVB-PPL-1411 | 02-ACC-MCC-141, CUBICLE2FM | 480 V MOLDED CASE BREAKER | OPEN | CLOSED
4755 | MAIN BREAKER 1 CONTROL POWER TRANSFORMER |  | 02-ACC-MCC-141, CUBICLE3FM | 480 V MOLDED CASE BREAKER | OPEN | CLOSED
4756 | MAIN SUPPLY FEED FROM 02-MVA-XFR-14 |  | 02-ACC-MCC-141, CUBICLE3FM | 480 V MOLDED CASE BREAKER | OPEN | CLOSED
4757 | UNIT 2 ACC FAN 01A | 02-ACC-MFN-01A | 02-ACC-MCC-141, CUBICLE4FM | 480 V MOLDED CASE BREAKER | OPEN | CLOSED
4758 | UNIT 2 ACC FAN 01C | 02-ACC-MFN-01C | 02-ACC-MCC-141, CUBICLE5FM | 480 V MOLDED CASE BREAKER | OPEN | CLOSED
4759 | UNIT 2 ACC FAN 01E | 02-ACC-MFN-01E | 02-ACC-MCC-141, CUBICLE6FM | 480 V MOLDED CASE BREAKER | OPEN | CLOSED
4760 | UNIT 2 ACC FAN 02B | 02-ACC-MFN-02B | 02-ACC-MCC-141, CUBICLE7FM | 480 V MOLDED CASE BREAKER | OPEN | CLOSED
4761 | UNIT 2 ACC FAN 02D | 02-ACC-MFN-02D | 02-ACC-MCC-141, CUBICLE8FM | 480 V MOLDED CASE BREAKER | OPEN | CLOSED
4762 | UNIT 2 ACC FAN 02F | 02-ACC-MFN-02F | 02-ACC-MCC-141, CUBICLE9FM | 480 V MOLDED CASE BREAKER | OPEN | CLOSED
4764 | UNIT 2 LP DRAINS TANK PUMP MTR A | 02-STP-MPM-01A | 02-ACC-MCC-141, CUBICLE12FB | 480 V MOLDED CASE BREAKER | OPEN | CLOSED
4765 | ACC 2 GLYCOL RECIRC PMP 03A | 02-ARM-MPM-03A | 02-ACC-MCC-141, CUBICLE12FM | 480 V MOLDED CASE BREAKER | OPEN | CLOSED
4766 | ACC 2 GLYCOL RECIRC PMP 03C | 02-ARM-MPM-03C | 02-ACC-MCC-141, CUBICLE13FB | 480 V MOLDED CASE BREAKER | OPEN | CLOSED
4767 | ACC 2 GLYCOL HX FAN 01 | 02-ARM-MFN-01 | 02-ACC-MCC-141, CUBICLE13FD | 480 V MOLDED CASE BREAKER | OPEN | CLOSED
4768 | ACC 2 GLYCOL HX FAN 02 | 02-ARM-MFN-02 | 02-ACC-MCC-141, CUBICLE13FF | 480 V MOLDED CASE BREAKER | OPEN | CLOSED
4769 | ACC 2 GLYCOL HX FAN 03 | 02-ARM-MFN-03 | 02-ACC-MCC-141, CUBICLE13FH | 480 V MOLDED CASE BREAKER | OPEN | CLOSED
4771 | MAIN BREAKER 2 CONTROL POWER TRANSFORMER |  | 02-ACC-MCC-141, CUBICLE15FM | 480 V MOLDED CASE BREAKER | OPEN | CLOSED
4772 | SECONDARY SUPPLY FEED FROM 02-LVB-NSB-24 |  | 02-ACC-MCC-141, CUBICLE15FM | 480 V MOLDED CASE BREAKER | OPEN | CLOSED
4773 | ACC 2 PDC XFMR 480-120/208VAC | 02-LVB-XFR-1412 | 02-ACC-MCC-141, CUBICLE16FJ | 480 V MOLDED CASE BREAKER | OPEN | CLOSED
4774 | UNIT 2 ACC FAN GEARBOX OIL COOLER 01A | 02-ACC-HEX-01A | 02-ACC-MCC-141, CUBICLE17FB | 480 V MOLDED CASE BREAKER | OPEN | CLOSED
4775 | UNIT 2 ACC FAN GEARBOX OIL COOLER 01C | 02-ACC-HEX-01C | 02-ACC-MCC-141, CUBICLE17FD | 480 V MOLDED CASE BREAKER | OPEN | CLOSED
4776 | UNIT 2 ACC FAN GEARBOX OIL COOLER 01E | 02-ACC-HEX-01E | 02-ACC-MCC-141, CUBICLE17FF | 480 V MOLDED CASE BREAKER | OPEN | CLOSED
4777 | UNIT 2 ACC FAN GEARBOX OIL COOLER 02B | 02-ACC-HEX-02B | 02-ACC-MCC-141, CUBICLE17FH | 480 V MOLDED CASE BREAKER | OPEN | CLOSED
4778 | UNIT 2 ACC FAN GEARBOX OIL COOLER 02D | 02-ACC-HEX-02D | 02-ACC-MCC-141 | 480 V MOLDED CASE BREAKER | OPEN | CLOSED
4779 | UNIT 2 ACC FAN GEARBOX OIL COOLER 02F | 02-ACC-HEX-02F | 02-ACC-MCC-141 | 480 V MOLDED CASE BREAKER | OPEN | CLOSED
4780 | UNIT 2 ACC FAN GEARBOX OIL COOLER 02A | 02-ACC-HEX-02A | 02-ACC-MCC-241, BR2FB | 480 V MOLDED CASE BREAKER | OPEN | CLOSED
4781 | UNIT 2 ACC FAN GEARBOX OIL COOLER 02C | 02-ACC-HEX-02C | 02-ACC-MCC-241, BR2FD | 480 V MOLDED CASE BREAKER | OPEN | CLOSED
4782 | UNIT 2 ACC FAN GEARBOX OIL COOLER 02E | 02-ACC-HEX-02E | 02-ACC-MCC-241, BR2FF | 480 V MOLDED CASE BREAKER | OPEN | CLOSED
4783 | UNIT 2 ACC FAN GEARBOX OIL COOLER 01B | 02-ACC-HEX-01B | 02-ACC-MCC-241, BR2FH | 480 V MOLDED CASE BREAKER | OPEN | CLOSED
4784 | UNIT 2 ACC FAN GEARBOX OIL COOLER 01D | 02-ACC-HEX-01D | 02-ACC-MCC-241, BR2FK | 480 V MOLDED CASE BREAKER | OPEN | CLOSED
4785 | UNIT 2 ACC FAN GEARBOX OIL COOLER 01F | 02-ACC-HEX-01F | 02-ACC-MCC-241, BR2FM | 480 V MOLDED CASE BREAKER | OPEN | CLOSED
4786 | MAIN BREAKER 1 CONTROL POWER TRANSFORMER |  | 02-ACC-MCC-241, BR5FM | 480 V MOLDED CASE BREAKER | OPEN | CLOSED
4787 | MAIN SUPPLY FEED FROM 02-MVA-XFR-24 |  | 02-ACC-MCC-241, BR5FM | 480 V MOLDED CASE BREAKER | OPEN | CLOSED
4788 | UNIT 2 ACC FAN 02A | 02-ACC-MFN-02A | 02-ACC-MCC-241, BR6FM | 480 V MOLDED CASE BREAKER | OPEN | CLOSED
4789 | UNIT 2 ACC FAN 02C | 02-ACC-MFN-02C | 02-ACC-MCC-241, BR7FM | 480 V MOLDED CASE BREAKER | OPEN | CLOSED
4790 | UNIT 2 ACC FAN 02E | 02-ACC-MFN-02E | 02-ACC-MCC-241, BR8FM | 480 V MOLDED CASE BREAKER | OPEN | CLOSED
4791 | UNIT 2 ACC FAN 01B | 02-ACC-MFN-01B | 02-ACC-MCC-241, BR9FM | 480 V MOLDED CASE BREAKER | OPEN | CLOSED
4792 | UNIT 2 ACC FAN 01D | 02-ACC-MFN-01D | 02-ACC-MCC-241, BR10FM | 480 V MOLDED CASE BREAKER | OPEN | CLOSED
4793 | UNIT 2 ACC FAN 01F | 02-ACC-MFN-01F | 02-ACC-MCC-241, BR11FM | 480 V MOLDED CASE BREAKER | OPEN | CLOSED
4795 | UNIT 2 LP DRAINS TANK PUMP MTR B | 02-STP-MPM-01B | 02-ACC-MCC-241, BR14FB | 480 V MOLDED CASE BREAKER | OPEN | CLOSED
4796 | ACC 2 GLYCOL HX FAN 04 | 02-ARM-MFN-04 | 02-ACC-MCC-241 | 480 V MOLDED CASE BREAKER | OPEN | CLOSED
4797 | ACC 2 GLYCOL HX FAN 05 | 02-ARM-MFN-05 | 02-ACC-MCC-241 | 480 V MOLDED CASE BREAKER | OPEN | CLOSED
4798 | ACC 2 GLYCOL RECIRC PMP 03B | 02-ARM-MPM-03B | 02-ACC-MCC-241 | 480 V MOLDED CASE BREAKER | OPEN | CLOSED
4799 | ACC 2 SEAL WTR PMP 02B | 02-ARM-MPM-02B | 02-ACC-MCC-241 | 480 V MOLDED CASE BREAKER | OPEN | CLOSED
4800 | MAIN BREAKER 2 CONTROL POWER TRANSFORMER |  | 02-ACC-MCC-241 | 480 V MOLDED CASE BREAKER | OPEN | CLOSED
4801 | SECONDARY SUPPLY FEED FROM 02-LVB-NSB-14 |  | 02-ACC-MCC-241 | 480 V MOLDED CASE BREAKER | OPEN | CLOSED
4802 | 5 TON HVAC #3 |  | 02-LVB-PPL-1411, BR1ACC MCC ENCLOSURE | 480 V CIRCUIT BREACKER | OPEN | CLOSED
4803 | 5 TON HVAC #5 |  | 02-LVB-PPL-1411, BR3ACC MCC ENCLOSURE | 480 V CIRCUIT BREACKER | OPEN | CLOSED
4804 | UNIT 2 COND TO COND IRON FLTR 01A VLV PWR 480V | 02-MOV-CND201 | 02-LVB-PPL-1411, BR5 ACC MCC ENCLOSURE | 480 V CIRCUIT BREACKER | OPEN | CLOSED
4805 | UNIT 2 COND IRON FLTR BYP VLV PWR 480VAC | 02-MOV-CND221 | 02-LVB-PPL-1411, BR7 ACC MCC ENCLOSURE | 480 V CIRCUIT BREACKER | OPEN | CLOSED
4806 | 5 TON HVAC #2 |  | 02-LVB-PPL-1411, BR2ACC MCC ENCLOSURE | 480 V CIRCUIT BREACKER | OPEN | CLOSED
4807 | WELDING RECEPTACLE |  | 02-LVB-PPL-1411, BR4ACC MCC ENCLOSURE | 480 V CIRCUIT BREACKER | OPEN | CLOSED
4808 | UNIT 2 COND TO COND IRON FLTR 01B VLV PWR 480V | 02-MOV-CND211 | 02-LVB-PPL-1411, BR6 ACC MCC ENCLOSURE | 480 V CIRCUIT BREACKER | OPEN | CLOSED
4809 | UNIT 2 ACC STM VLV ROW 1 PWR 480VAC | 02-MOV-CND814 | 02-LVB-PPL-1411, BR10ACC MCC ENCLOSURE | 480 V CIRCUIT BREACKER | OPEN | CLOSED
4810 | UNIT 2 ACC STM VLV ROW 2 PWR 480VAC | 02-MOV-CND815 | 02-LVB-PPL-1411, BR12ACC MCC ENCLOSURE | 480 V CIRCUIT BREACKER | OPEN | CLOSED
4811 | INTERIOR LIGHTING |  | 02-LVD-PPL-1412, BR1ACC MCC ENCLOSURE | 208/120VAC CIRCUIT BREAKER | OPEN | CLOSED
4812 | INTERIOR GFCI RECEPTACLES |  | 02-LVD-PPL-1412, BR3ACC MCC ENCLOSURE | 208/120VAC CIRCUIT BREAKER | OPEN | CLOSED
4813 | EXTERIOR GFCI RECEPTACLES |  | 02-LVD-PPL-1412, BR5ACC MCC ENCLOSURE | 208/120VAC CIRCUIT BREAKER | OPEN | CLOSED
4814 | MCC-141 SECTION HEATER SUPPLY #1 |  | 02-LVD-PPL-1412, BR7ACC MCC ENCLOSURE | 208/120VAC CIRCUIT BREAKER | OPEN | CLOSED
4815 | MCC-141 SECTION HEATER SUPPLY #2 |  | 02-LVD-PPL-1412, BR9ACC MCC ENCLOSURE | 208/120VAC CIRCUIT BREAKER | OPEN | CLOSED
4816 | MCC-241 MOTOR SPACE HEATER SUPPLY #1 |  | 02-LVD-PPL-1412, BR11ACC MCC ENCLOSURE | 208/120VAC CIRCUIT BREAKER | OPEN | CLOSED
4817 | ACC 2 LRVP SEP TNK SEAL WTR HTR 919 120VAC | 02-ARM-HTR-919 | 02-LVD-PPL-1412, BR13ACC MCC ENCLOSURE | 208/120VAC CIRCUIT BREAKER | OPEN | CLOSED
4818 | UNIT 2 ACC FAN GRBX OIL HTR 04B | 02-ACC-HTR-04B | 02-LVD-PPL-1412, BR15ACC MCC ENCLOSURE | 208/120VAC CIRCUIT BREAKER | OPEN | CLOSED
4819 | NTW DCS CAB 20 UTILITY |  | 02-LVD-PPL-1412, BR17ACC MCC ENCLOSURE | 208/120VAC CIRCUIT BREAKER | OPEN | CLOSED
4820 | HVAC 3 PRESSURIZATION MODULE |  | 02-LVD-PPL-1412, BR21ACC MCC ENCLOSURE | 208/120VAC CIRCUIT BREAKER | OPEN | CLOSED
4821 | HVAC 5 PRESSURIZATION MODULE |  | 02-LVD-PPL-1412, BR23ACC MCC ENCLOSURE | 208/120VAC CIRCUIT BREAKER | OPEN | CLOSED
4822 | ACC 2 LRVP SEP TNK SEAL WTR HTR 901 120VAC | 02-ARM-HTR-901 | 02-LVD-PPL-1412, BR25ACC MCC ENCLOSURE | 208/120VAC CIRCUIT BREAKER | OPEN | CLOSED
4823 | ACC 2 LRVP SEP TNK SEAL WTR HTR 888 120VAC | 02-ARM-HTR-888 | 02-LVD-PPL-1412, BR27ACC MCC ENCLOSURE | 208/120VAC CIRCUIT BREAKER | OPEN | CLOSED
4824 | ACC 2 LIGHTING - GROUND LEVEL 208VAC | 02-LTG-CNT-1412 | 02-LVD-PPL-1412, BR31/33ACC MCC ENCLOSURE | 208/120VAC CIRCUIT BREAKER | OPEN | CLOSED
4825 | ACC 2 LIGHTING - GROUND LEVEL 208VAC | 02-LTG-CNT-1412 | 02-LVD-PPL-1412, BR35/37ACC MCC ENCLOSURE | 208/120VAC CIRCUIT BREAKER | OPEN | CLOSED
4826 | EXTERIOR LIGHTS ACC ENCLOSURE 120VAC | 02-LTG-CNT-1412 | 02-LVD-PPL-1412, BR2ACC MCC ENCLOSURE | 208/120VAC CIRCUIT BREAKER | OPEN | CLOSED
4827 | ACC 2 LIGHTING CONTACTOR COIL120VAC | 02-LTG-CNT-1412 | 02-LVD-PPL-1412, BR4ACC MCC ENCLOSURE | 208/120VAC CIRCUIT BREAKER | OPEN | CLOSED
4828 | MCC-141 MOTOR SPACE HEATER SUPPLY #1 |  | 02-LVD-PPL-1412, BR8ACC MCC ENCLOSURE | 208/120VAC CIRCUIT BREAKER | OPEN | CLOSED
4829 | MCC-241 SECTION HEATER SUPPLY #1 |  | 02-LVD-PPL-1412, BR10ACC MCC ENCLOSURE | 208/120VAC CIRCUIT BREAKER | OPEN | CLOSED
4830 | MCC-241 SECTION HEATER SUPPLY #2 |  | 02-LVD-PPL-1412, BR12ACC MCC ENCLOSURE | 208/120VAC CIRCUIT BREAKER | OPEN | CLOSED
4831 | NON-SEG SPACE HTR MCC-241, M1 | 02-LVB-NSB-24 | 02-LVD-PPL-1412, BR14ACC MCC ENCLOSURE | 208/120VAC CIRCUIT BREAKER | OPEN | CLOSED
4832 | NON-SEG SPACE HTR MCC-241, M2 | 02-LVB-NSB-24 | 02-LVD-PPL-1412, BR16ACC MCC ENCLOSURE | 208/120VAC CIRCUIT BREAKER | OPEN | CLOSED
4833 | HVAC 2 PRESSURIZATION MODULE |  | 02-LVD-PPL-1412, BR18ACC MCC ENCLOSURE | 208/120VAC CIRCUIT BREAKER | OPEN | CLOSED
4834 | UNIT 2 ACC FAN GRBX OIL HTR 04C | 02-ACC-HTR-04C | 02-LVD-PPL-1412, BR20ACC MCC ENCLOSURE | 208/120VAC CIRCUIT BREAKER | OPEN | CLOSED
4835 | ENCLOSURE PRESSURIZATION MODULE |  | 02-LVD-PPL-1412, BR22ACC MCC ENCLOSURE | 208/120VAC CIRCUIT BREAKER | OPEN | CLOSED
4836 | ACC 2 LRVP SEP TNK SEAL WTR HTR 895 120VAC | 02-ARM-HTR-895 | 02-LVD-PPL-1412, BR24ACC MCC ENCLOSURE | 208/120VAC CIRCUIT BREAKER | OPEN | CLOSED
4837 | ACC 2 LRVP SEP TNK SEAL WTR HTR 911 120VAC | 02-ARM-HTR-911 | 02-LVD-PPL-1412, BR26ACC MCC ENCLOSURE | 208/120VAC CIRCUIT BREAKER | OPEN | CLOSED
4838 | ACC 2 LIGHTING - GROUND LEVEL | 02-LTG-CNT-1412 | 02-LVD-PPL-1412, BR30/32ACC MCC ENCLOSURE | 208/120VAC CIRCUIT BREAKER | OPEN | CLOSED
4839 | ACC 2 LIGHTING - GROUND LEVEL 208VAC | 02-LTG-CNT-1412 | 02-LVD-PPL-1412, BR34/36ACC MCC ENCLOSURE | 208/120VAC CIRCUIT BREAKER | OPEN | CLOSED
4840 | UNIT 2 ACC FAN GEARBOX OIL COOLER 03A | 02-ACC-HEX-03A | 02-ACC-MCC-161, CUBICLE2FB | 480 V MOLDED CASE BREAKER | OPEN | CLOSED
4841 | UNIT 2 ACC FAN GEARBOX OIL COOLER 03C | 02-ACC-HEX-03C | 02-ACC-MCC-161, CUBICLE2FD | 480 V MOLDED CASE BREAKER | OPEN | CLOSED
4842 | UNIT 2 ACC FAN GEARBOX OIL COOLER 03E | 02-ACC-HEX-03E | 02-ACC-MCC-161, CUBICLE2FF | 480 V MOLDED CASE BREAKER | OPEN | CLOSED
4843 | UNIT 2 ACC FAN GEARBOX OIL COOLER 04B | 02-ACC-HEX-04B | 02-ACC-MCC-161, CUBICLE2FH | 480 V MOLDED CASE BREAKER | OPEN | CLOSED
4844 | UNIT 2 ACC FAN GEARBOX OIL COOLER 04D | 02-ACC-HEX-04D | 02-ACC-MCC-161, CUBICLE2FK | 480 V MOLDED CASE BREAKER | OPEN | CLOSED
4845 | UNIT 2 ACC FAN GEARBOX OIL COOLER 04F | 02-ACC-HEX-04F | 02-ACC-MCC-161, CUBICLE2FM | 480 V MOLDED CASE BREAKER | OPEN | CLOSED
4846 | ACC 2 PDC PANELBOARD 480VAC | 02-LVB-PPL-1611 | 02-ACC-MCC-161, CUBICLE3FM | 480 V MOLDED CASE BREAKER | OPEN | CLOSED
4847 | MAIN BREAKER 1 CONTROL POWER TRANSFORMER |  | 02-ACC-MCC-161, CUBICLE4FM | 480 V MOLDED CASE BREAKER | OPEN | CLOSED
4848 | MAIN SUPPLY FEED FROM 02-MVA-XFR-14 |  | 02-ACC-MCC-161, CUBICLE4FM | 480 V MOLDED CASE BREAKER | OPEN | CLOSED
4849 | UNIT 2 ACC FAN 3A | 02-ACC-MFN-03A | 02-ACC-MCC-161, CUBICLE5FM | 480 V MOLDED CASE BREAKER | OPEN | CLOSED
4850 | UNIT 2 ACC FAN 3C | 02-ACC-MFN-03C | 02-ACC-MCC-161, CUBICLE6FM | 480 V MOLDED CASE BREAKER | OPEN | CLOSED
4851 | UNIT 2 ACC FAN 3E | 02-ACC-MFN-03E | 02-ACC-MCC-161, CUBICLE7FM | 480 V MOLDED CASE BREAKER | OPEN | CLOSED
4852 | UNIT 2 ACC FAN 4B | 02-ACC-MFN-04B | 02-ACC-MCC-161, CUBICLE8FM | 480 V MOLDED CASE BREAKER | OPEN | CLOSED
4853 | UNIT 2 ACC FAN 4D | 02-ACC-MFN-04D | 02-ACC-MCC-161, CUBICLE9FM | 480 V MOLDED CASE BREAKER | OPEN | CLOSED
4854 | UNIT 2 ACC FAN 4F | 02-ACC-MFN-04F | 02-ACC-MCC-161, CUBICLE10FM | 480 V MOLDED CASE BREAKER | OPEN | CLOSED
4855 | ACC 2 LRVP 01C | 02-ARM-MPM-01C | 02-ACC-MCC-161, CUBICLE11FM | 480 V MOLDED CASE BREAKER | OPEN | CLOSED
4856 | ACC 2 SEAL WTR PMP 02C | 02-ARM-MPM-02C | 02-ACC-MCC-161, CUBICLE14FB | 480 V MOLDED CASE BREAKER | OPEN | CLOSED
4857 | MAIN BREAKER 2 CONTROL POWER TRANSFORMER |  | 02-ACC-MCC-161, CUBICLE16FM | 480 V MOLDED CASE BREAKER | OPEN | CLOSED
4858 | SECONDARY SUPPLY FEED FROM 02-LVB-NSB-26 |  | 02-ACC-MCC-161, CUBICLE16FM | 480 V MOLDED CASE BREAKER | OPEN | CLOSED
4859 | UNIT 2 ACC FAN GEARBOX OIL COOLER 04A | 02-ACC-HEX-04A | 02-ACC-MCC-261, CUBICLE2FB | 480 V MOLDED CASE BREAKER | OPEN | CLOSED
4860 | UNIT 2 ACC FAN GEARBOX OIL COOLER 04C | 02-ACC-HEX-04C | 02-ACC-MCC-261, CUBICLE2FD | 480 V MOLDED CASE BREAKER | OPEN | CLOSED
4861 | UNIT 2 ACC FAN GEARBOX OIL COOLER 04E | 02-ACC-HEX-04E | 02-ACC-MCC-261, CUBICLE2FF | 480 V MOLDED CASE BREAKER | OPEN | CLOSED
4862 | UNIT 2 ACC FAN GEARBOX OIL COOLER 03B | 02-ACC-HEX-03B | 02-ACC-MCC-261, CUBICLE2FH | 480 V MOLDED CASE BREAKER | OPEN | CLOSED
4863 | UNIT 2 ACC FAN GEARBOX OIL COOLER 03D | 02-ACC-HEX-03D | 02-ACC-MCC-261, CUBICLE2FK | 480 V MOLDED CASE BREAKER | OPEN | CLOSED
4864 | UNIT 2 ACC FAN GEARBOX OIL COOLER 03F | 02-ACC-HEX-03F | 02-ACC-MCC-261, CUBICLE2FM | 480 V MOLDED CASE BREAKER | OPEN | CLOSED
4865 | MAIN BREAKER 1 CONTROL POWER TRANSFORMER |  | 02-ACC-MCC-261, CUBICLE4FM | 480 V MOLDED CASE BREAKER | OPEN | CLOSED
4866 | MAIN SUPPLY FEED FROM 02-MVA-XFR-26 |  | 02-ACC-MCC-261, CUBICLE4FM | 480 V MOLDED CASE BREAKER | OPEN | CLOSED
4867 | ACC 2 PDC XFMR 480-120/208VAC | 02-LVB-XFR-2611 | 02-ACC-MCC-261, CUBICLE5FJ(L) | 480 V MOLDED CASE BREAKER | OPEN | CLOSED
4868 | UNIT 2 ACC HEAT TRACE XFMR 480-120/208VAC | 02-HTT-XFR-2611 | 02-ACC-MCC-261, CUBICLE5FJ(R) | 480 V MOLDED CASE BREAKER | OPEN | CLOSED
4869 | UNIT 2 ACC FAN 4A | 02-ACC-MFN-04A | 02-ACC-MCC-261, CUBICLE6FM | 480 V MOLDED CASE BREAKER | OPEN | CLOSED
4870 | UNIT 2 ACC FAN 4C | 02-ACC-MFN-04C | 02-ACC-MCC-261, CUBICLE7FM | 480 V MOLDED CASE BREAKER | OPEN | CLOSED
4871 | UNIT 2 ACC FAN 4E | 02-ACC-MFN-04E | 02-ACC-MCC-261, CUBICLE8FM | 480 V MOLDED CASE BREAKER | OPEN | CLOSED
4872 | UNIT 2 ACC FAN 3B | 02-ACC-MFN-03B | 02-ACC-MCC-261, CUBICLE9FM | 480 V MOLDED CASE BREAKER | OPEN | CLOSED
4873 | UNIT 2 ACC FAN 3D | 02-ACC-MFN-03D | 02-ACC-MCC-261, CUBICLE10FM | 480 V MOLDED CASE BREAKER | OPEN | CLOSED
4874 | UNIT 2 ACC FAN 3F | 02-ACC-MFN-03F | 02-ACC-MCC-261, CUBICLE11FM | 480 V MOLDED CASE BREAKER | OPEN | CLOSED
4878 | ACC 2 SEAL WTR PMP 02E | 02-ARM-MPM-02E | 02-ACC-MCC-261, CUBICLE15FD | 480 V MOLDED CASE BREAKER | OPEN | CLOSED
4879 | MAIN BREAKER 2 CONTROL POWER TRANSFORMER |  | 02-ACC-MCC-261, CUBICLE16FM | 480 V MOLDED CASE BREAKER | OPEN | CLOSED
4880 | SECONDARY SUPPLY FEED FROM 02-LVB-NSB-16 |  | 02-ACC-MCC-261, CUBICLE16FM | 480 V MOLDED CASE BREAKER | OPEN | CLOSED
4881 | 5 TON HVAC #1 |  | 02-LVB-PPL-1611, BR1ACC MCC ENCLOSURE | 480 V CIRCUIT BREACKER | OPEN | CLOSED
4882 | UNIT 2 CND TNK IMMERSION HTR | 02-CND-HTR-869 | 02-LVB-PPL-1611, BR5 ACC MCC ENCLOSURE | 480 V CIRCUIT BREACKER | OPEN | CLOSED
4883 | UNIT 2 ACC UPPER DECK WELDING RECEPT 4 | 02-LVB-RCP-04 | 02-LVB-PPL-1611, BR7ACC MCC ENCLOSURE | 480 V CIRCUIT BREACKER | OPEN | CLOSED
4884 | UNIT 2 ACC UPPER DECK WELDING RECEPT 5 | 02-LVB-RCP-05 | 02-LVB-PPL-1611, BR9ACC MCC ENCLOSURE | 480 V CIRCUIT BREACKER | OPEN | CLOSED
4885 | UNIT 2 ACC UPPER DECK WELDING RECEPT 6 | 02-LVB-RCP-06 | 02-LVB-PPL-1611, BR11ACC MCC ENCLOSURE | 480 V CIRCUIT BREACKER | OPEN | CLOSED
4886 | 5 TON HVAC #4 |  | 02-LVB-PPL-1611, BR2ACC MCC ENCLOSURE | 480 V CIRCUIT BREACKER | OPEN | CLOSED
4887 | UNIT 2 ACC UPPER DECK WELDING RECEPT 7 | 02-LVB-RCP-07 | 02-LVB-PPL-1611, BR10ACC MCC ENCLOSURE | 480 V CIRCUIT BREACKER | OPEN | CLOSED
4888 | UNIT 2 ACC GRADE WELDING RECEPT 8 | 02-LVB-RCP-08 | 02-LVB-PPL-1611, BR12ACC MCC ENCLOSURE | 480 V CIRCUIT BREACKER | OPEN | CLOSED
4889 | MCC-161 SECTION HEATER SUPPLY #1 |  | 02-LVD-PPL-261, BR7ACC MCC ENCLOSURE | 208/120VAC CIRCUIT BREAKER | OPEN | CLOSED
4890 | MCC-161 SECTION HEATER SUPPLY #2 |  | 02-LVD-PPL-261, BR9ACC MCC ENCLOSURE | 208/120VAC CIRCUIT BREAKER | OPEN | CLOSED
4891 | MCC-261 MOTOR SPACE HEATER SUPPLY #1 |  | 02-LVD-PPL-261, BR11ACC MCC ENCLOSURE | 208/120VAC CIRCUIT BREAKER | OPEN | CLOSED
4892 | MCC-161 NSBD SPACE HEATER SUPPLY #1 |  | 02-LVD-PPL-261, BR13ACC MCC ENCLOSURE | 208/120VAC CIRCUIT BREAKER | OPEN | CLOSED
4893 | MCC-161 NSBD SPACE HEATER SUPPLY #2 |  | 02-LVD-PPL-261, BR15ACC MCC ENCLOSURE | 208/120VAC CIRCUIT BREAKER | OPEN | CLOSED
4894 | NTW DCS CAB 22 UTILITY |  | 02-LVD-PPL-261, BR17ACC MCC ENCLOSURE | 208/120VAC CIRCUIT BREAKER | OPEN | CLOSED
4895 | HVAC 1 PRESSURIZATION MODULE |  | 02-LVD-PPL-261, BR19ACC MCC ENCLOSURE | 208/120VAC CIRCUIT BREAKER | OPEN | CLOSED
4896 | UNIT 2 ACC FAN GRBX OIL HTR 04D | 02-ACC-HTR-04D | 02-LVD-PPL-261, BR25ACC MCC ENCLOSURE | 208/120VAC CIRCUIT BREAKER | OPEN | CLOSED
4897 | CONVENIENCE RECPTS UNIT 2 ACC UPPER DECK | 02-0701-R1 | 02-LVD-PPL-261, BR27ACC MCC ENCLOSURE | 208/120VAC CIRCUIT BREAKER | OPEN | CLOSED
4898 | CONVENIENCE RECPTS UNIT 2 ACC UPPER DECK | 02-0901-R1 | 02-LVD-PPL-261, BR29ACC MCC ENCLOSURE | 208/120VAC CIRCUIT BREAKER | OPEN | CLOSED
4899 | ACC 2 LIGHTING - UPPER DECK 208VAC | 02-LTG-CNT-2611 | 02-LVD-PPL-261, BR31/33ACC MCC ENCLOSURE | 208/120VAC CIRCUIT BREAKER | OPEN | CLOSED
4900 | ACC 2 LIGHTING - UPPER DECK 208VAC | 02-LTG-CNT-2611 | 02-LVD-PPL-261, BR35/37ACC MCC ENCLOSURE | 208/120VAC CIRCUIT BREAKER | OPEN | CLOSED
4901 | ACC 2 LIGHTING - SOUTH PLATFORM 208VAC | 02-LTG-CNT-2611 | 02-LVD-PPL-261, BR39/41ACC MCC ENCLOSURE | 208/120VAC CIRCUIT BREAKER | OPEN | CLOSED
4902 | SECURITY PANEL |  | 02-LVD-PPL-261, BR2ACC MCC ENCLOSURE | 208/120VAC CIRCUIT BREAKER | OPEN | CLOSED
4903 | FIRE PANEL |  | 02-LVD-PPL-261, BR4ACC MCC ENCLOSURE | 208/120VAC CIRCUIT BREAKER | OPEN | CLOSED
4904 | MCC-161 MOTOR SPACE HEATER SUPPLY #1 |  | 02-LVD-PPL-261, BR8ACC MCC ENCLOSURE | 208/120VAC CIRCUIT BREAKER | OPEN | CLOSED
4905 | MCC-261 SECTION HEATER SUPPLY #1 |  | 02-LVD-PPL-261, BR10ACC MCC ENCLOSURE | 208/120VAC CIRCUIT BREAKER | OPEN | CLOSED
4906 | MCC-261 SECTION HEATER SUPPLY #2 |  | 02-LVD-PPL-261, BR12ACC MCC ENCLOSURE | 208/120VAC CIRCUIT BREAKER | OPEN | CLOSED
4907 | UNIT 2 ACC FAN GRBX OIL HTR 04E | 02-ACC-HTR-04E | 02-LVD-PPL-261, BR16ACC MCC ENCLOSURE | 208/120VAC CIRCUIT BREAKER | OPEN | CLOSED
4908 | HVAC 4 PRESSURIZATION MODULE |  | 02-LVD-PPL-261, BR18ACC MCC ENCLOSURE | 208/120VAC CIRCUIT BREAKER | OPEN | CLOSED
4909 | UNIT 2 ACC FAN GRBX OIL HTR 04F | 02-ACC-HTR-04F | 02-LVD-PPL-261, BR20ACC MCC ENCLOSURE | 208/120VAC CIRCUIT BREAKER | OPEN | CLOSED
4910 | CONVENIENCE RECPTS UNIT 2 ACC UPPER DECK | 02-0601-R1 | 02-LVD-PPL-261, BR26ACC MCC ENCLOSURE | 208/120VAC CIRCUIT BREAKER | OPEN | CLOSED
4911 | CONVENIENCE RECPTS UNIT 2 ACC UPPER DECK | 02-0801-R1 | 02-LVD-PPL-261, BR28ACC MCC ENCLOSURE | 208/120VAC CIRCUIT BREAKER | OPEN | CLOSED
4912 | ACC 2 LIGHTING - UPPER DECK 208VAC | 02-LTG-CNT-2611 | 02-LVD-PPL-261, BR30/32ACC MCC ENCLOSURE | 208/120VAC CIRCUIT BREAKER | OPEN | CLOSED
4913 | ACC 2 LIGHTING- NORTH PLATFORM & STAIR TOWER | 02-LTG-CNT-2611 | 02-LVD-PPL-261, BR34/36ACC MCC ENCLOSURE | 208/120VAC CIRCUIT BREAKER | OPEN | CLOSED
4914 | ACC 2 LIGHTING - UPPER DECK 208VAC | 02-LTG-CNT-2611 | 02-LVD-PPL-261, BR38/40ACC MCC ENCLOSURE | 208/120VAC CIRCUIT BREAKER | OPEN | CLOSED
4915 | CONVENIENCE RECPTS UNIT 1 ACC GROUND LEVEL | 02-0501-R1 | 02-LVD-PPL-261, BR42ACC MCC ENCLOSURE | 208/120VAC CIRCUIT BREAKER | OPEN | CLOSED
4916 | U1 BOP ESS SWITCHBOARD | 01-LVB-SWB-171 | MV BLDG, 01-LVB-SWG-17, CUBICLE02A | 480 V RACK OUT BREAKER | OPEN | CLOSED
4917 | U1 MHI MCC | 01BFJ01 | MV BLDG, 01-LVB-SWG-17, CUBICLE02D | 480 V RACK OUT BREAKER | OPEN | CLOSED
4918 | U1 MHI ESS MCC | 01BMC01 | MV BLDG, 01-LVB-SWG-17, CUBICLE02B | 480 V RACK OUT BREAKER | OPEN | CLOSED
4919 | U2 MHI ESS MCC | 02BMC01 | MV BLDG, 01-LVB-SWG-17, CUBICLE03A | 480 V RACK OUT BREAKER | OPEN | CLOSED
4920 | EDG TO SWG-17 | 00-GEN-NSB-01 | MV BLDG, 01-LVB-SWG-17, CUBICLE04A | 480 V RACK OUT BREAKER | OPEN | CLOSED
4921 | TIE BREAKER SWG 17 AND 27 |  | MV BLDG, 01-LVB-SWG-17 | 480 V RACK OUT BREAKER | OPEN | CLOSED
4922 | U2 BOP ESS SWITCHBOARD | 02-LVB-SWB-271 | MV BLDG, 02-LVB-SWG-27, CUBICLE07A | 480 V RACK OUT BREAKER | OPEN | CLOSED
4923 | U2 MHI MCC | 02BFJ01 | MV BLDG, 02-LVB-SWG-27, CUBICLE08D | 480 V RACK OUT BREAKER | OPEN | CLOSED
4924 | U1 MHI ESS MCC | 01BMC01 | MV BLDG, 02-LVB-SWG-27, CUBICLE07B | 480 V RACK OUT BREAKER | OPEN | CLOSED
4925 | U2 MHI ESS MCC | 02BMC01 | MV BLDG, 02-LVB-SWG-27, CUBICLE08A | 480 V RACK OUT BREAKER | OPEN | CLOSED
4926 | EDG TO SWG-27 | 00-GEN-NSB-01 | MV BLDG, 02-LVB-SWG-27, CUBICLE06A | 480 V RACK OUT BREAKER | OPEN | CLOSED
4927 | MCC FEEDER BREAKER |  | TCP | 480 V MOLDED CASE BREAKER | OPEN | CLOSED
4928 | TURNING GEAR MOTOR | 01MAK11AE101-M01 | TCP | 480 V MOLDED CASE BREAKER | OPEN | CLOSED
4929 | GT PACKAGE VENTILATION FAN A | 01MBA11AN101-M01 | TCP | 480 V MOLDED CASE BREAKER | OPEN | CLOSED
4930 | GT PACKAGE VENTILATION FAN B | 01MBA11AN102-M01 | TCP | 480 V MOLDED CASE BREAKER | OPEN | CLOSED
4931 | MAIN SEAL OIL PUMP | 01MKW01AP101-M01 | TCP | 480 V MOLDED CASE BREAKER | OPEN | CLOSED
4932 | LUBE OIL VAPOR EXTRACTOR A | 01MPV01AN101-M01 | TCP | 480 V MOLDED CASE BREAKER | OPEN | CLOSED
4933 | LUBE OIL VAPOR EXTRACTOR B | 01MPV01AN102-M01 | TCP | 480 V MOLDED CASE BREAKER | OPEN | CLOSED
4934 | JACKING OIL PUMP A | 01MKV05AP201-M01 | TCP | 480 V MOLDED CASE BREAKER | OPEN | CLOSED
4935 | JACKING OIL PUMP B | 01MKV05AP202-M01 | TCP | 480 V MOLDED CASE BREAKER | OPEN | CLOSED
4936 | GT CASING COOLING AIR FAN | 01QEF13AN101-M01 | TCP | 480 V MOLDED CASE BREAKER | OPEN | CLOSED
4937 | GT ECA COMPRESSOR A AUX OIL | 01MBH06AP401-M01 | TCP | 480 V MOLDED CASE BREAKER | OPEN | CLOSED
4938 | GT ECA COMPRESSOR B AUX OIL | 01MBH06AP402-M01 | TCP | 480 V MOLDED CASE BREAKER | OPEN | CLOSED
4939 | GT ECA COMPRESSOR A VAPOR | 01MBH06AN104-M01 | TCP | 480 V MOLDED CASE BREAKER | OPEN | CLOSED
4940 | GT ECA COMPRESSOR B VAPOR | 01MBH06AN106-M01 | TCP | 480 V MOLDED CASE BREAKER | OPEN | CLOSED
4941 | 125VDC BATTERY CHARGER B | 01BTM03 | TCP | 480 V MOLDED CASE BREAKER | OPEN | CLOSED
4942 | 208-120VAC ESSENTIAL DISTRIBUTION PANEL | 01BME01 | TCP | 480 V MOLDED CASE BREAKER | OPEN | CLOSED
4943 | CO2 TANK CONTROL PANEL | 01SGJ02BB101 | TCP | 480 V MOLDED CASE BREAKER | OPEN | CLOSED
4944 | CO2 TANK HEATER | 01SGJ02AH001 | TCP | 480 V MOLDED CASE BREAKER | OPEN | CLOSED
4945 | 220V DC RECTIFIER PANEL | 01BTL01 | TCP | 480 V MOLDED CASE BREAKER | OPEN | CLOSED
4946 | CONTROL PACKAGE AIR CONDITIONER-1 | 01UCA51AH101 | TCP | 480 V MOLDED CASE BREAKER | OPEN | CLOSED
4947 | CONTROL PACKAGE AIR CONDITIONER-3 | 01UCA51AH201 | TCP | 480 V MOLDED CASE BREAKER | OPEN | CLOSED
4948 | CONTROL PACKAGE AIR CONDITIONER-5 | 01UCA51AH103 | TCP | 480 V MOLDED CASE BREAKER | OPEN | CLOSED
4949 | CONTROL PACKAGE PRESSURIZATION UNIT | 01UCA51AH401 | TCP | 480 V MOLDED CASE BREAKER | OPEN | CLOSED
4950 | CONTROL PACKAGE BATTERY ROOM AC-1 | 01UCA51AH301 | TCP | 480 V MOLDED CASE BREAKER | OPEN | CLOSED
4951 | STHP TURBINE STEAM INLET PIPE DRAIN MOV | 01MAL02AA901 | TCP | 480 V MOLDED CASE BREAKER | OPEN | CLOSED
4952 | ST IP TURBINE STEAM INLET PIPE DRAIN MOV | 01MAL06AA901 | TCP | 480 V MOLDED CASE BREAKER | OPEN | CLOSED
4953 | MAIN FEED TO ESSENTIAL DISTRIBUTION PANEL | 01BMT01 | TCP | no data | OPEN | CLOSED
4954 | TURBINE CONTROL PANEL | 01MBY01GH001\10 | TCP | no data | OPEN | CLOSED
4955 | TURBINE SUPERVISORY INSTRUMENT PANEL | 01MBY01GH016\10 | TCP | no data | OPEN | CLOSED
4956 | LOCAL FIRE ALARM CONTROL PANEL | 01SGY03GH001 | TCP | no data | OPEN | CLOSED
4957 | TURBINE PROTECTION PANEL | 01MBY01GH010\10 | TCP | no data | OPEN | CLOSED
4958 | TURBINE REMOTE I/O PANEL A | 01MBY93GH001\10 | TCP | no data | OPEN | CLOSED
4959 | TURBINE REMOTE I/O PANEL B | 01MBY93GH002\10 | TCP | no data | OPEN | CLOSED
4960 | CONTROL PACKAGE INTERIOR LIGHTING - 1 | 01UCA51GP101 | TCP | no data | OPEN | CLOSED
4961 | CONTROL PACKAGE INTERIOR LIGHTING - 2 | 01UCA51GP201 | TCP | no data | OPEN | CLOSED
4962 | CONTROL PACKAGE EXTERIOR LIGHTING - 1 | 01UCA51GP102 | TCP | no data | OPEN | CLOSED
4963 | CONTROL PACKAGE EXTERIOR LIGHTING - 2 | 01UCA51GP202 | TCP | no data | OPEN | CLOSED
4964 | BATTERY ROOM EXHAUST FAN | 01UCA51AN301 | TCP | no data | OPEN | CLOSED
4965 | CONTROL PACKAGE LOCAL FIRE ALARM PANEL | 01SGY01GH001 | TCP | no data | OPEN | CLOSED
4966 | CONTROL PACKAGE HVAC CONTROLLER | 01UCA51AH101-N01 | TCP | no data | OPEN | CLOSED
4967 | TURNING GEAR MOTOR | 02MAK11AE101-M01 | TCP | 480 V MOLDED CASE BREAKER | OPEN | CLOSED
4968 | GT PACKAGE VENTILATION FAN A | 02MBA11AN101-M01 | TCP | 480 V MOLDED CASE BREAKER | OPEN | CLOSED
4969 | GT PACKAGE VENTILATION FAN B | 02MBA11AN102-M01 | TCP | 480 V MOLDED CASE BREAKER | OPEN | CLOSED
4970 | MAIN SEAL OIL PUMP | 02MKW01AP101-M01 | TCP | 480 V MOLDED CASE BREAKER | OPEN | CLOSED
4971 | LUBE OIL VAPOR EXTRACTOR A | 02MPV01AN101-M01 | TCP | 480 V MOLDED CASE BREAKER | OPEN | CLOSED
4972 | LUBE OIL VAPOR EXTRACTOR B | 02MPV01AN102-M01 | TCP | 480 V MOLDED CASE BREAKER | OPEN | CLOSED
4973 | JACKING OIL PUMP A | 02MKV05AP201-M01 | TCP | 480 V MOLDED CASE BREAKER | OPEN | CLOSED
4974 | JACKING OIL PUMP B | 02MKV05AP202-M01 | TCP | 480 V MOLDED CASE BREAKER | OPEN | CLOSED
4975 | GT CASING COOLING AIR FAN | 02QEF13AN101-M01 | TCP | 480 V MOLDED CASE BREAKER | OPEN | CLOSED
4977 | GT ECA COMPRESSOR B AUX OIL | 02MBH06AP402-M01 | TCP | 480 V MOLDED CASE BREAKER | OPEN | CLOSED
4978 | GT ECA COMPRESSOR A VAPOR | 02MBH06AN104-M01 | TCP | 480 V MOLDED CASE BREAKER | OPEN | CLOSED
4979 | GT ECA COMPRESSOR B VAPOR | 02MBH06AN106-M01 | TCP | 480 V MOLDED CASE BREAKER | OPEN | CLOSED
4980 | 125VDC BATTERY CHARGER B | 02BTM03 | TCP | 480 V MOLDED CASE BREAKER | OPEN | CLOSED
4981 | 208-120VAC ESSENTIAL DISTRIBUTION PANEL | 02BME01 | TCP | 480 V MOLDED CASE BREAKER | OPEN | CLOSED
4982 | CO2 TANK CONTROL PANEL | 02SGJ02BB101 | TCP | 480 V MOLDED CASE BREAKER | OPEN | CLOSED
4983 | CO2 TANK HEATER | 02SGJ02AH001 | TCP | 480 V MOLDED CASE BREAKER | OPEN | CLOSED
4984 | 220V DC RECTIFIER PANEL | 02BTL01 | TCP | 480 V MOLDED CASE BREAKER | OPEN | CLOSED
4985 | CONTROL PACKAGE AIR CONDITIONER-1 | 02UCA51AH101 | TCP | 480 V MOLDED CASE BREAKER | OPEN | CLOSED
4986 | CONTROL PACKAGE AIR CONDITIONER-3 | 02UCA51AH201 | TCP | 480 V MOLDED CASE BREAKER | OPEN | CLOSED
4987 | CONTROL PACKAGE AIR CONDITIONER-5 | 02UCA51AH103 | TCP | 480 V MOLDED CASE BREAKER | OPEN | CLOSED
4988 | CONTROL PACKAGE PRESSURIZATION UNIT | 02UCA51AH401 | TCP | 480 V MOLDED CASE BREAKER | OPEN | CLOSED
4989 | CONTROL PACKAGE BATTERY ROOM AC-1 | 02UCA51AH301 | TCP | 480 V MOLDED CASE BREAKER | OPEN | CLOSED
4990 | STHP TURBINE STEAM INLET PIPE DRAIN MOV | 02MAL02AA901 | TCP | 480 V MOLDED CASE BREAKER | OPEN | CLOSED
4991 | ST IP TURBINE STEAM INLET PIPE DRAIN MOV | 02MAL06AA901 | TCP | 480 V MOLDED CASE BREAKER | OPEN | CLOSED
4992 | MAIN FEED TO ESSENTIAL DISTRIBUTION PANEL | 02BMT01 | TCP | no data | OPEN | CLOSED
4993 | TURBINE CONTROL PANEL | 02MBY01GH001\10 | TCP | no data | OPEN | CLOSED
4994 | TURBINE SUPERVISORY INSTRUMENT PANEL | 02MBY01GH016\10 | TCP | no data | OPEN | CLOSED
4995 | LOCAL FIRE ALARM CONTROL PANEL | 02SGY03GH001 | TCP | no data | OPEN | CLOSED
4996 | TURBINE PROTECTION PANEL | 02MBY01GH010\10 | TCP | no data | OPEN | CLOSED
4997 | TURBINE REMOTE I/O PANEL A | 02MBY93GH001\10 | TCP | no data | OPEN | CLOSED
4998 | TURBINE REMOTE I/O PANEL B | 02MBY93GH002\10 | TCP | no data | OPEN | CLOSED
4999 | CONTROL PACKAGE INTERIOR LIGHTING - 1 | 02UCA51GP101 | TCP | no data | OPEN | CLOSED
5000 | CONTROL PACKAGE INTERIOR LIGHTING - 2 | 02UCA51GP201 | TCP | no data | OPEN | CLOSED
5001 | CONTROL PACKAGE EXTERIOR LIGHTING - 1 | 02UCA51GP102 | TCP | no data | OPEN | CLOSED
5002 | CONTROL PACKAGE EXTERIOR LIGHTING - 2 | 02UCA51GP202 | TCP | no data | OPEN | CLOSED
5003 | BATTERY ROOM EXHAUST FAN | 02UCA51AN301 | TCP | no data | OPEN | CLOSED
5004 | CONTROL PACKAGE LOCAL FIRE ALARM PANEL | 02SGY01GH001 | TCP | no data | OPEN | CLOSED
5005 | CONTROL PACKAGE HVAC CONTROLLER | 02UCA51AH101-N01 | TCP | no data | OPEN | CLOSED
5006 | MAIN FEEDER BREAKER TO MHI MCC | 01BFJ01 | TCP | 480 V MOLDED CASE BREAKER | OPEN | CLOSED
5007 | GT 4S COOLER FAN MOTOR (A | 01MBH01AN101-M01 | TCP | 480 V MOLDED CASE BREAKER | OPEN | CLOSED
5008 | GT 4S COOLER FAN MOTOR (B) | 01MBH01AN102-M01 | TCP | 480 V MOLDED CASE BREAKER | OPEN | CLOSED
5009 | GT 4S COOLER FAN MOTOR (C) | 01MBH01AN103-M01 | TCP | 480 V MOLDED CASE BREAKER | OPEN | CLOSED
5010 | CONTROL OIL PUMP MOTOR (A) | 01MPX01AP101-M01 | TCP | 480 V MOLDED CASE BREAKER | OPEN | CLOSED
5011 | CONTROL OIL PUMP MOTOR (B) | 01MPX01AP102-M01 | TCP | 480 V MOLDED CASE BREAKER | OPEN | CLOSED
5014 | CONTROL OIL POLISHING PUMP | 01MPX11AP101-M01 | TCP | 480 V MOLDED CASE BREAKER | OPEN | CLOSED
5015 | GLAND STEAM CONDENSER EXHAUST FAN (A) | 01MAW01AN101-M01 | TCP | 480 V MOLDED CASE BREAKER | OPEN | CLOSED
5016 | GLAND STEAM CONDENSER EXHAUST FAN (B) | 01MAW01AN102-M01 | TCP | 480 V MOLDED CASE BREAKER | OPEN | CLOSED
5017 | LUBE OIL PURIFIER PUMP MOTOR | 01MPV21AP101-M01 | TCP | 480 V MOLDED CASE BREAKER | OPEN | CLOSED
5018 | SEAL OIL VACUUM PUMP MOTOR(A) | 01MKW05AP201-M01 | TCP | 480 V MOLDED CASE BREAKER | OPEN | CLOSED
5019 | SEAL OIL VACUUM PUMP MOTOR(B) | 01MKW05AP202-M01 | TCP | 480 V MOLDED CASE BREAKER | OPEN | CLOSED
5020 | GT ECA COMPRESSOR A ENCLOSURE | 01MBH06AN107-M01 | TCP | 480 V MOLDED CASE BREAKER | OPEN | CLOSED
5021 | GT ECA COMPRESSOR B ENCLOSURE | 01MBH06AN110-M01 | TCP | 480 V MOLDED CASE BREAKER | OPEN | CLOSED
5022 | GT ECA COMPRESSOR A ENCLOSURE | 01MBH06AN108-M01 | TCP | 480 V MOLDED CASE BREAKER | OPEN | CLOSED
5023 | GT ECA COMPRESSOR B ENCLOSURE | 01MBH06AN109-M01 | TCP | 480 V MOLDED CASE BREAKER | OPEN | CLOSED
5024 | ECA RECIRC PUP (A) SEAL COOLER | 01LCA14AP101-M02 | TCP | 480 V MOLDED CASE BREAKER | OPEN | CLOSED
5025 | ECA RECIRC PUP (B) SEAL COOLER | 01LCA14AP102-M02 | TCP | 480 V MOLDED CASE BREAKER | OPEN | CLOSED
5026 | GT ECA COMPRESSOR B VAPOR EXTRACTOR (A) | 01MBH06AN105-M01 | TCP | 480 V MOLDED CASE BREAKER | OPEN | CLOSED
5027 | GT ECA COMPRESSOR A VAPOR EXTRACTOR (A) | 01MBH06AN103-M01 | TCP | 480 V MOLDED CASE BREAKER | OPEN | CLOSED
5028 | GENERATOR VAPOR EXTRACTOR MOTOR | 01MKV04AN101-M01 | TCP | 480 V MOLDED CASE BREAKER | OPEN | CLOSED
5029 | LUBE OIL HEATER (A) | 01MPV01AH101 | TCP | 480 V MOLDED CASE BREAKER | OPEN | CLOSED
5030 | LUBE OIL HEATER (B) | 01MPV01AH102 | TCP | 480 V MOLDED CASE BREAKER | OPEN | CLOSED
5031 | LUBE OIL HEATER (C) | 01MPV01AH103 | TCP | 480 V MOLDED CASE BREAKER | OPEN | CLOSED
5032 | LUBE OIL HEATER (D) | 01MPV01AH104 | TCP | 480 V MOLDED CASE BREAKER | OPEN | CLOSED
5033 | GT ECA COMPRESSOR A OIL HEATER | 01MBH06AH101 | TCP | 480 V MOLDED CASE BREAKER | OPEN | CLOSED
5034 | GT ECA COMPRESSOR B OIL HEATER | 01MBH06AH102 | TCP | 480 V MOLDED CASE BREAKER | OPEN | CLOSED
5035 | CONTROL OIL HEATER | 01MPX01AH101 | TCP | 480 V MOLDED CASE BREAKER | OPEN | CLOSED
5036 | GT IGNITION EXCITER | 01MBM01GU001 | TCP | 480 V MOLDED CASE BREAKER | OPEN | CLOSED
5037 | GENERATOR COLLECTOR HOUSING SPACE HEATER | 01MKA01AH001 | TCP | 480 V MOLDED CASE BREAKER | OPEN | CLOSED
5038 | 125V DC BATTERY CHARGER A | 01BTM01 | TCP | 480 V MOLDED CASE BREAKER | OPEN | CLOSED
5039 | 208-120V AC DISTRIBUTION PANEL | 01BJA01 | TCP | 480 V MOLDED CASE BREAKER | OPEN | CLOSED
5040 | GT AIR INTAKE SYSTEM | 01MBL30GH001 | TCP | 480 V MOLDED CASE BREAKER | OPEN | CLOSED
5041 | ST BOLT HEATER DB (A) | 01MAA31AH101 | TCP | 480 V MOLDED CASE BREAKER | OPEN | CLOSED
5042 | ST BOLT HEATER DB (B) | 01MAA31AH102 | TCP | 480 V MOLDED CASE BREAKER | OPEN | CLOSED
5043 | GT FUEL GAS MANIFOLD HEAT TRACE | 01CZA00GH001 | TCP | 480 V MOLDED CASE BREAKER | OPEN | CLOSED
5044 | ST VENTILATOR VALVE | 01LBC01AA103 | TCP | 480 V MOLDED CASE BREAKER | OPEN | CLOSED
5045 | 220V DC RECTIFIER PANE | 01BTL01 | TCP | 480 V MOLDED CASE BREAKER | OPEN | CLOSED
5046 | CONTROL PACKAGE AIR CONDITIONER-4 | 01UCA51AH202 | TCP | 480 V MOLDED CASE BREAKER | OPEN | CLOSED
5047 | CONTROL PACKAGE AIR CONDITIONER-2 | 01UCA51AH102 | TCP | 480 V MOLDED CASE BREAKER | OPEN | CLOSED
5048 | CONTROL PACKAGE BATTERY ROOM AC-2 | 01UCA51AH302 | TCP | 480 V MOLDED CASE BREAKER | OPEN | CLOSED
5049 | CMV STEAM LEAK DRAIN VALVE | 01MAM30AA102 | TCP | 480 V MOLDED CASE BREAKER | OPEN | CLOSED
5050 | CMV SEAT DRAIN MOTOR VALVE | 01MAL01AA901 | TCP | 480 V MOLDED CASE BREAKER | OPEN | CLOSED
5051 | CRV SEAT DRAIN MOTOR VALVE | 01MAL04AA901 | TCP | 480 V MOLDED CASE BREAKER | OPEN | CLOSED
5052 | CMV STEM LEAK RECOVERY MOTOR VALVE | 01MAM30AA101 | TCP | 480 V MOLDED CASE BREAKER | OPEN | CLOSED
5053 | HYDROGEN GAS DRYER | 01MKG03AT001 | TCP | 480 V MOLDED CASE BREAKER | OPEN | CLOSED
5054 | MAIN FEEDER BREAKER TO MHI MCC | 02BFJ01 | TCP | 480 V MOLDED CASE BREAKER | OPEN | CLOSED
5055 | GT 4S COOLER FAN MOTOR (A | 02MBH01AN101-M01 | TCP | 480 V MOLDED CASE BREAKER | OPEN | CLOSED
5056 | GT 4S COOLER FAN MOTOR (B) | 02MBH01AN102-M01 | TCP | 480 V MOLDED CASE BREAKER | OPEN | CLOSED
5057 | GT 4S COOLER FAN MOTOR (C) | 02MBH01AN103-M01 | TCP | 480 V MOLDED CASE BREAKER | OPEN | CLOSED
5058 | CONTROL OIL PUMP MOTOR (A) | 02MPX01AP101-M01 | TCP | 480 V MOLDED CASE BREAKER | OPEN | CLOSED
5059 | CONTROL OIL PUMP MOTOR (B) | 02MPX01AP102-M01 | TCP | 480 V MOLDED CASE BREAKER | OPEN | CLOSED
5060 | GT 2C/ECA RECIRCULATION PUMP (B) | 02LCA14AP102 | TCP | 480 V MOLDED CASE BREAKER | OPEN | CLOSED
5061 | GT 2C/ECA RECIRCULATION PUMP (A) | 02LCA14AP101 | TCP | 480 V MOLDED CASE BREAKER | OPEN | CLOSED
5062 | CONTROL OIL POLISHING PUMP | 02MPX11AP101-M01 | TCP | 480 V MOLDED CASE BREAKER | OPEN | CLOSED
5063 | GLAND STEAM CONDENSER EXHAUST FAN (A) | 02MAW01AN101-M01 | TCP | 480 V MOLDED CASE BREAKER | OPEN | CLOSED
5064 | GLAND STEAM CONDENSER EXHAUST FAN (B) | 02MAW01AN102-M01 | TCP | 480 V MOLDED CASE BREAKER | OPEN | CLOSED
5065 | LUBE OIL PURIFIER PUMP MOTOR | 02MPV21AP101-M01 | TCP | 480 V MOLDED CASE BREAKER | OPEN | CLOSED
5066 | SEAL OIL VACUUM PUMP MOTOR(A) | 02MKW05AP201-M01 | TCP | 480 V MOLDED CASE BREAKER | OPEN | CLOSED
5067 | SEAL OIL VACUUM PUMP MOTOR(B) | 02MKW05AP202-M01 | TCP | 480 V MOLDED CASE BREAKER | OPEN | CLOSED
5068 | GT ECA COMPRESSOR A ENCLOSURE | 02MBH06AN107-M01 | TCP | 480 V MOLDED CASE BREAKER | OPEN | CLOSED
5069 | GT ECA COMPRESSOR B ENCLOSURE | 02MBH06AN110-M01 | TCP | 480 V MOLDED CASE BREAKER | OPEN | CLOSED
5070 | GT ECA COMPRESSOR A ENCLOSURE | 02MBH06AN108-M01 | TCP | 480 V MOLDED CASE BREAKER | OPEN | CLOSED
5071 | GT ECA COMPRESSOR B ENCLOSURE | 02MBH06AN109-M01 | TCP | 480 V MOLDED CASE BREAKER | OPEN | CLOSED
5072 | ECA RECIRC PUP (A) SEAL COOLER | 02LCA14AP101-M02 | TCP | 480 V MOLDED CASE BREAKER | OPEN | CLOSED
5073 | ECA RECIRC PUP (B) SEAL COOLER | 02LCA14AP102-M02 | TCP | 480 V MOLDED CASE BREAKER | OPEN | CLOSED
5074 | GT ECA COMPRESSOR B VAPOR EXTRACTOR (A) | 02MBH06AN105-M01 | TCP | 480 V MOLDED CASE BREAKER | OPEN | CLOSED
5075 | GT ECA COMPRESSOR A VAPOR EXTRACTOR (A) | 02MBH06AN103-M01 | TCP | 480 V MOLDED CASE BREAKER | OPEN | CLOSED
5076 | GENERATOR VAPOR EXTRACTOR MOTOR | 02MKV04AN101-M01 | TCP | 480 V MOLDED CASE BREAKER | OPEN | CLOSED
5077 | LUBE OIL HEATER (A) | 02MPV01AH101 | TCP | 480 V MOLDED CASE BREAKER | OPEN | CLOSED
5078 | LUBE OIL HEATER (B) | 02MPV01AH102 | TCP | 480 V MOLDED CASE BREAKER | OPEN | CLOSED
5079 | LUBE OIL HEATER (C) | 02MPV01AH103 | TCP | 480 V MOLDED CASE BREAKER | OPEN | CLOSED
5080 | LUBE OIL HEATER (D) | 02MPV01AH104 | TCP | 480 V MOLDED CASE BREAKER | OPEN | CLOSED
5081 | GT ECA COMPRESSOR A OIL HEATER | 02MBH06AH101 | TCP | 480 V MOLDED CASE BREAKER | OPEN | CLOSED
5082 | GT ECA COMPRESSOR B OIL HEATER | 02MBH06AH102 | TCP | 480 V MOLDED CASE BREAKER | OPEN | CLOSED
5083 | CONTROL OIL HEATER | 02MPX01AH101 | TCP | 480 V MOLDED CASE BREAKER | OPEN | CLOSED
5084 | GT IGNITION EXCITER | 02MBM01GU001 | TCP | 480 V MOLDED CASE BREAKER | OPEN | CLOSED
5085 | GENERATOR COLLECTOR HOUSING SPACE HEATER | 02MKA01AH001 | TCP | 480 V MOLDED CASE BREAKER | OPEN | CLOSED
5086 | 125V DC BATTERY CHARGER A | 02BTM01 | TCP | 480 V MOLDED CASE BREAKER | OPEN | CLOSED
5087 | 208-120V AC DISTRIBUTION PANEL | 02BJA01 | TCP | 480 V MOLDED CASE BREAKER | OPEN | CLOSED
5088 | GT AIR INTAKE SYSTEM | 02MBL30GH001 | TCP | 480 V MOLDED CASE BREAKER | OPEN | CLOSED
5089 | ST BOLT HEATER DB (A) | 02MAA31AH101 | TCP | 480 V MOLDED CASE BREAKER | OPEN | CLOSED
5090 | ST BOLT HEATER DB (B) | 02MAA31AH102 | TCP | 480 V MOLDED CASE BREAKER | OPEN | CLOSED
5091 | GT FUEL GAS MANIFOLD HEAT TRACE | 02CZA00GH001 | TCP | 480 V MOLDED CASE BREAKER | OPEN | CLOSED
5092 | ST VENTILATOR VALVE | 02LBC01AA103 | TCP | 480 V MOLDED CASE BREAKER | OPEN | CLOSED
5093 | 220V DC RECTIFIER PANE | 02BTL01 | TCP | 480 V MOLDED CASE BREAKER | OPEN | CLOSED
5094 | CONTROL PACKAGE AIR CONDITIONER-4 | 02UCA51AH202 | TCP | 480 V MOLDED CASE BREAKER | OPEN | CLOSED
5095 | CONTROL PACKAGE AIR CONDITIONER-2 | 02UCA51AH102 | TCP | 480 V MOLDED CASE BREAKER | OPEN | CLOSED
5096 | CONTROL PACKAGE BATTERY ROOM AC-2 | 02UCA51AH302 | TCP | 480 V MOLDED CASE BREAKER | OPEN | CLOSED
5097 | CMV STEAM LEAK DRAIN VALVE | 02MAM30AA102 | TCP | 480 V MOLDED CASE BREAKER | OPEN | CLOSED
5098 | CMV SEAT DRAIN MOTOR VALVE | 02MAL01AA901 | TCP | 480 V MOLDED CASE BREAKER | OPEN | CLOSED
5099 | CRV SEAT DRAIN MOTOR VALVE | 02MAL04AA901 | TCP | 480 V MOLDED CASE BREAKER | OPEN | CLOSED
5100 | CMV STEM LEAK RECOVERY MOTOR VALVE | 02MAM30AA101 | TCP | 480 V MOLDED CASE BREAKER | OPEN | CLOSED
5101 | HYDROGEN GAS DRYER | 02MKG03AT001 | TCP | 480 V MOLDED CASE BREAKER | OPEN | CLOSED
5102 | EXCITATION TRANSFORMER (SPACE HEATER) | 01MKC01GT101\00 | TCP | no data | OPEN | CLOSED
5103 | NEUTRAL GROUND CUBICLE FOR GEN | 01BAW11GH001\00 | TCP | no data | OPEN | CLOSED
5104 | EXCITATION TRANSFORMER (UTILITY CIRCUIT) | 01MKC01GT101\01 | TCP | no data | OPEN | CLOSED
5105 | EXCITATION DC BUSDUCT (SPACE HEATER) | 01MKC01GA401 | TCP | no data | OPEN | CLOSED
5106 | GT PACKAGE LIGHTING 1 | 01MBA11GP101 | TCP | no data | OPEN | CLOSED
5107 | GT PACKAGE LIGHTING 2 | 01MBA11GP102 | TCP | no data | OPEN | CLOSED
5108 | 120V FEED TO 480V AC MCC | 01BFJ01 | TCP | no data | OPEN | CLOSED
5109 | 120V FEED TO 480V AC ESSENTIAL MCC | 01BMC01 | TCP | no data | OPEN | CLOSED
5110 | TURBINE REMOTE I/O PANEL B | 01MBY93GH002\00 | TCP | no data | OPEN | CLOSED
5111 | TURBINE REMOTE I/O PANEL A | 01MBY93GH001\00 | TCP | no data | OPEN | CLOSED
5112 | TURBINE PROTECTION PANEL | 01MBY01GH010\00 | TCP | no data | OPEN | CLOSED
5113 | TURBINE SUPERVISORY INSTRUMENT PANEL | 01MBY01GH016\00 | TCP | no data | OPEN | CLOSED
5114 | EXCITATION AC BUSDUCT (SPACE HEATER) | 01MKC01GA301 | TCP | no data | OPEN | CLOSED
5115 | CONTROL PACKAGE EXTERIOR RECEPTACLES - 1 | 01UCA51GQ102 | TCP | no data | OPEN | CLOSED
5116 | CONTROL PACKAGE EXTERIOR RECEPTACLES - 2 | 01UCA51GQ202 | TCP | no data | OPEN | CLOSED
5117 | TURBINE CONTROL PANEL | 01MBY01GH001\00 | TCP | no data | OPEN | CLOSED
5118 | CONTROL PACKAGE INTERIOR RECEPTACLES - 1 | 01UCA51GQ101 | TCP | no data | OPEN | CLOSED
5119 | CONTROL PACKAGE INTERIOR RECEPTACLES - 2 | 01UCA51GQ201 | TCP | no data | OPEN | CLOSED
5120 | GCRP (MAINTENANCE) | 01CHC00GH001\00 | TCP | no data | OPEN | CLOSED
5121 | 125V DC BATTERY CHARGER (A) (SPACE HEATER) | 01BTM01\00 | TCP | no data | OPEN | CLOSED
5122 | 125V DC BATTERY CHARGER (B) (SPACE HEATER) | 01BTM02\00 | TCP | no data | OPEN | CLOSED
5123 | 220V DC RECTIFIER PANEL | 01BTL01 | TCP | no data | OPEN | CLOSED
5124 | 25V DC STARTER PANEL | 01BVR01 | TCP | no data | OPEN | CLOSED
5125 | GT FUEL GAS SYSTEM DVP PANEL (SPACE HEATER) | 01MBP02GH001\00 | TCP | no data | OPEN | CLOSED
5126 | GENERATOR COLLECTOR HOUSING LIGHTING | 01MKA01GP001 | TCP | no data | OPEN | CLOSED
5127 | GENERATOR ON-LINE MONITORING SYSTEM | 01MKA01GH001 | TCP | no data | OPEN | CLOSED
5128 | GT ECA COMPRESSOR B ENCLOSURE LIGHTING | 01MBH06GP102 | TCP | no data | OPEN | CLOSED
5129 | GT ECA COMPRESSOR A ENCLOSURE LIGHTING | 01MBH06GP101 | TCP | no data | OPEN | CLOSED
5130 | ST HP STEAM INLET PIPE DRAIN MOV (SPACE HEATER) | 01MAL02AA901-H01 | TCP | no data | OPEN | CLOSED
5131 | CMV STEAM LEAK DRAIN VALVE (SPACE HEATER) | 01MAM30AA102-H01 | TCP | no data | OPEN | CLOSED
5132 | CMV STEM LEAK RECOVERY MOV (SPACE HEATER) | 01MAM30AA101-H01 | TCP | no data | OPEN | CLOSED
5133 | ST IP STEAM INLET PIPE DRAIN MOV (SPACE HEATER) | 01MAL06AA901-H01 | TCP | no data | OPEN | CLOSED
5134 | CRV SEAT DRAIN MOTOR VALVE (SPACE HEATER) | 01MAL04AA901-H01 | TCP | no data | OPEN | CLOSED
5135 | CMV SEAT DRAIN MOTOR VALVE (SPACE HEATER) | 01MAL01AA901-H01 | TCP | no data | OPEN | CLOSED
5136 | ST VENTILATOR VALVE (SPACE HEATER) | 01LBC01AA103-H01 | TCP | no data | OPEN | CLOSED
5137 | ST VACUUM BREAKER NO.2 (SPACE HEATER | 01MAC11AA902-H01 | TCP | no data | OPEN | CLOSED
5138 | ST VACUUM BREAKER NO.1 (SPACE HEATER) | 01MAC11AA901-H01 | TCP | no data | OPEN | CLOSED
5139 | HEATER (GT PACKAGE GAS DETECTORS) | 01MBY91GZ100 | TCP | no data | OPEN | CLOSED
5140 | ECA RECIRCULATION PUMP (A) (BEARING HEATER) | 01LCA14AH101 | TCP | no data | OPEN | CLOSED
5141 | ECA RECIRCULATION PUMP (B) (BEARING HEATER) | 01LCA14AH102 | TCP | no data | OPEN | CLOSED
5142 | EXCITATION TRANSFORMER (SPACE HEATER) | 02MKC01GT101\00 | TCP | no data | OPEN | CLOSED
5143 | NEUTRAL GROUND CUBICLE FOR GEN | 02BAW11GH001\00 | TCP | no data | OPEN | CLOSED
5144 | EXCITATION TRANSFORMER (UTILITY CIRCUIT) | 02MKC01GT101\01 | TCP | no data | OPEN | CLOSED
5145 | EXCITATION DC BUSDUCT (SPACE HEATER) | 02MKC01GA401 | TCP | no data | OPEN | CLOSED
5146 | GT PACKAGE LIGHTING 1 | 02MBA11GP101 | TCP | no data | OPEN | CLOSED
5147 | GT PACKAGE LIGHTING 2 | 02MBA11GP102 | TCP | no data | OPEN | CLOSED
5148 | 120V FEED TO 480V AC MCC | 02BFJ01 | TCP | no data | OPEN | CLOSED
5149 | 120V FEED TO 480V AC ESSENTIAL MCC | 02BMC01 | TCP | no data | OPEN | CLOSED
5150 | TURBINE REMOTE I/O PANEL B | 02MBY93GH002\00 | TCP | no data | OPEN | CLOSED
5151 | TURBINE REMOTE I/O PANEL A | 02MBY93GH001\00 | TCP | no data | OPEN | CLOSED
5152 | TURBINE PROTECTION PANEL | 02MBY01GH010\00 | TCP | no data | OPEN | CLOSED
5153 | TURBINE SUPERVISORY INSTRUMENT PANEL | 02MBY01GH016\00 | TCP | no data | OPEN | CLOSED
5154 | EXCITATION AC BUSDUCT (SPACE HEATER) | 02MKC01GA301 | TCP | no data | OPEN | CLOSED
5155 | CONTROL PACKAGE EXTERIOR RECEPTACLES - 1 | 02UCA51GQ102 | TCP | no data | OPEN | CLOSED
5156 | CONTROL PACKAGE EXTERIOR RECEPTACLES - 2 | 02UCA51GQ202 | TCP | no data | OPEN | CLOSED
5157 | TURBINE CONTROL PANEL | 02MBY01GH001\00 | TCP | no data | OPEN | CLOSED
5158 | CONTROL PACKAGE INTERIOR RECEPTACLES - 1 | 02UCA51GQ101 | TCP | no data | OPEN | CLOSED
5159 | CONTROL PACKAGE INTERIOR RECEPTACLES - 2 | 02UCA51GQ201 | TCP | no data | OPEN | CLOSED
5160 | GCRP (MAINTENANCE) | 02CHC00GH001\00 | TCP | no data | OPEN | CLOSED
5161 | 125V DC BATTERY CHARGER (A) (SPACE HEATER) | 02BTM01\00 | TCP | no data | OPEN | CLOSED
5162 | 125V DC BATTERY CHARGER (B) (SPACE HEATER) | 02BTM02\00 | TCP | no data | OPEN | CLOSED
5163 | 220V DC RECTIFIER PANEL | 02BTL01 | TCP | no data | OPEN | CLOSED
5164 | 25V DC STARTER PANEL | 02BVR01 | TCP | no data | OPEN | CLOSED
5165 | GT FUEL GAS SYSTEM DVP PANEL (SPACE HEATER) | 02MBP02GH001\00 | TCP | no data | OPEN | CLOSED
5166 | GENERATOR COLLECTOR HOUSING LIGHTING | 02MKA01GP001 | TCP | no data | OPEN | CLOSED
5167 | GENERATOR ON-LINE MONITORING SYSTEM | 02MKA01GH001 | TCP | no data | OPEN | CLOSED
5168 | GT ECA COMPRESSOR B ENCLOSURE LIGHTING | 02MBH06GP102 | TCP | no data | OPEN | CLOSED
5169 | GT ECA COMPRESSOR A ENCLOSURE LIGHTING | 02MBH06GP101 | TCP | no data | OPEN | CLOSED
5170 | ST HP STEAM INLET PIPE DRAIN MOV (SPACE HEATER) | 02MAL02AA901-H01 | TCP | no data | OPEN | CLOSED
5171 | CMV STEAM LEAK DRAIN VALVE (SPACE HEATER) | 02MAM30AA102-H01 | TCP | no data | OPEN | CLOSED
5172 | CMV STEM LEAK RECOVERY MOV (SPACE HEATER) | 02MAM30AA101-H01 | TCP | no data | OPEN | CLOSED
5173 | ST IP STEAM INLET PIPE DRAIN MOV (SPACE HEATER) | 02MAL06AA901-H01 | TCP | no data | OPEN | CLOSED
5174 | CRV SEAT DRAIN MOTOR VALVE (SPACE HEATER) | 02MAL04AA901-H01 | TCP | no data | OPEN | CLOSED
5175 | CMV SEAT DRAIN MOTOR VALVE (SPACE HEATER) | 02MAL01AA901-H01 | TCP | no data | OPEN | CLOSED
5176 | ST VENTILATOR VALVE (SPACE HEATER) | 02LBC01AA103-H01 | TCP | no data | OPEN | CLOSED
5177 | ST VACUUM BREAKER NO.2 (SPACE HEATER | 02MAC11AA902-H01 | TCP | no data | OPEN | CLOSED
5178 | ST VACUUM BREAKER NO.1 (SPACE HEATER) | 02MAC11AA901-H01 | TCP | no data | OPEN | CLOSED
5179 | HEATER (GT PACKAGE GAS DETECTORS) | 02MBY91GZ100 | TCP | no data | OPEN | CLOSED
5180 | ECA RECIRCULATION PUMP (A) (BEARING HEATER) | 02LCA14AH101 | TCP | no data | OPEN | CLOSED
5181 | ECA RECIRCULATION PUMP (B) (BEARING HEATER) | 02LCA14AH102 | TCP | no data | OPEN | CLOSED
5182 | TURBINE CONTROL PANEL | 01MBY01GH001\80 | TCP | no data | OPEN | CLOSED
5183 | DC POWER SUPPLY FOR EXCITATION SYSTEM | 01MKC01GU101\80 | TCP | no data | OPEN | CLOSED
5184 | DC POWER SUPPLY FOR EXCITATION SYSTEM | 01MKC01GU101\81 | TCP | no data | OPEN | CLOSED
5185 | TURBINE SUPERVISORY INSTRUMENT PANEL | 01MBY01GH016\80 | TCP | no data | OPEN | CLOSED
5186 | TURBINE PROTECTION PANEL | 01MBY01GH010\80 | TCP | no data | OPEN | CLOSED
5187 | LOCAL OPS AND EMS DESK AND TURBINE CONTROL | 01CKC00GH001 | TCP | no data | OPEN | CLOSED
5188 | TURBINE REMOTE I/O PANEL A | 01MBY93GH001\80 | TCP | no data | OPEN | CLOSED
5189 | TURBINE REMOTE I/O PANEL B | 01MBY93GH002\80 | TCP | no data | OPEN | CLOSED
5190 | GCRP (GEN. CONTROL AND PROTEC. RELAY PANEL) | 01CHC00GH001\80 | TCP | no data | OPEN | CLOSED
5191 | GCRP | 01CHC00GH001\81 | TCP | no data | OPEN | CLOSED
5192 | NEUTRAL GROUND CUBICLE FOR GEN | 01BAW11GH001\80 | TCP | no data | OPEN | CLOSED
5193 | ST VACUUM BREAKER NO.1 | 01MAC11AA901 | TCP | no data | OPEN | CLOSED
5194 | LUBE OIL PUMP DISCONNECT | 01MPV01AP401-M01 | TCP | no data | OPEN | CLOSED
5195 | SEAL OIL PUMP DISCONNECT | 01MKW04AP101-M01 | TCP | no data | OPEN | CLOSED
5196 | ST VACUUM BREAKER NO.2 | 01MAC11AA902 | TCP | no data | OPEN | CLOSED
5197 | TURBINE CONTROL PANEL | 02MBY01GH001\80 | TCP | no data | OPEN | CLOSED
5198 | DC POWER SUPPLY FOR EXCITATION SYSTEM | 02MKC01GU101\80 | TCP | no data | OPEN | CLOSED
5199 | DC POWER SUPPLY FOR EXCITATION SYSTEM | 02MKC01GU101\81 | TCP | no data | OPEN | CLOSED
5200 | TURBINE SUPERVISORY INSTRUMENT PANEL | 02MBY01GH016\80 | TCP | no data | OPEN | CLOSED
5201 | TURBINE PROTECTION PANEL | 02MBY01GH010\80 | TCP | no data | OPEN | CLOSED
5202 | LOCAL OPS AND EMS DESK AND TURBINE CONTROL | 02CKC00GH001 | TCP | no data | OPEN | CLOSED
5203 | TURBINE REMOTE I/O PANEL A | 02MBY93GH001\80 | TCP | no data | OPEN | CLOSED
5204 | TURBINE REMOTE I/O PANEL B | 02MBY93GH002\80 | TCP | no data | OPEN | CLOSED
5205 | GCRP (GEN. CONTROL AND PROTEC. RELAY PANEL) | 02CHC00GH001\80 | TCP | no data | OPEN | CLOSED
5206 | GCRP | 02CHC00GH001\81 | TCP | no data | OPEN | CLOSED
5207 | NEUTRAL GROUND CUBICLE FOR GEN | 02BAW11GH001\80 | TCP | no data | OPEN | CLOSED
5208 | ST VACUUM BREAKER NO.1 | 02MAC11AA901 | TCP | no data | OPEN | CLOSED
5209 | LUBE OIL PUMP DISCONNECT | 02MPV01AP401-M01 | TCP | no data | OPEN | CLOSED
5210 | SEAL OIL PUMP DISCONNECT | 02MKW04AP101-M01 | TCP | no data | OPEN | CLOSED
5211 | ST VACUUM BREAKER NO.2 | 02MAC11AA902 | TCP | no data | OPEN | CLOSED
5212 | SWYD PPL 1 480VAC MAIN | 01-LVB-PPL-1711 | MVB, 01-LVB-SWB-171, BR 2 | 480 V CIRCUIT BREACKER | OPEN | CLOSED
5213 | UPS SYSTEM UNIT 01 | 01-LVF-UPS-01 | MVB, 01-LVB-SWB-171, BR 4 | 480 V CIRCUIT BREACKER | OPEN | CLOSED
5214 | UNIT 1 GSU CTRL PNL 480 VAC PWR MAIN 1 | 01-GSU-CPL-01 | MVB, 01-LVB-SWB-171, BR 6 | 480 V CIRCUIT BREACKER | OPEN | CLOSED
5215 | 10 TON HVAC UNIT - MAIN ROOM HVAC #5 |  | MVB, 01-LVB-SWB-171, BR 8 | 480 V CIRCUIT BREACKER | OPEN | CLOSED
5216 | WELDING RECEPTACLE #1 |  | MVB, 01-LVB-SWB-171, BR 10 | 480 V CIRCUIT BREACKER | OPEN | CLOSED
5217 | WELDING RECEPTACLE #2 |  | MVB, 01-LVB-SWB-171, BR 12 | 480 V CIRCUIT BREACKER | OPEN | CLOSED
5218 | UNIT 1 125VDC BATTERY CHARGER A (MVB) | 01-LVE-CHG-01A | MVB, 01-LVB-SWB-171, BR 14 | 480 V CIRCUIT BREACKER | OPEN | CLOSED
5219 | EDG AUX POWER XFMR 45KVA | 00-DSL-DSW-01 | MVB, 01-LVB-SWB-171, BR 22 | 480 V CIRCUIT BREACKER | OPEN | CLOSED
5220 | UPS BYPASS TRANSFORMER | 00-LVF-XFR-01 | MVB, 01-LVB-SWB-171, BR 3 | 480 V CIRCUIT BREACKER | OPEN | CLOSED
5221 | UNIT 2 GSU CTRL PNL 480 VAC PWR MAIN 2 | 02-GSU-CPL-01 | MVB, 01-LVB-SWB-171, BR 7 | 480 V CIRCUIT BREACKER | OPEN | CLOSED
5222 | 10 TON HVAC UNIT - MAIN ROOM HVAC #7 |  | MVB, 01-LVB-SWB-171, BR 9 | 480 V CIRCUIT BREACKER | OPEN | CLOSED
5223 | MV PDC XFMR 1 480-120/208VAC | 01-LVB-XFR-1712 | MVB, 01-LVB-SWB-171, BR 17 | 480 V CIRCUIT BREACKER | OPEN | CLOSED
5224 | UNIT 2 125VDC BATTERY CHARGER B | 02-LVE-CHG-01B | MVB, 01-LVB-SWB-171, BR 15 | 480 V CIRCUIT BREACKER | OPEN | CLOSED
5225 | 10 TON HVAC UNIT - MAIN ROOM HVAC #9 |  | MVB, 01-LVB-SWB-171, BR 11 | 480 V CIRCUIT BREACKER | OPEN | CLOSED
5226 | UNIT 1 GEN EXCIT PKG AUX PWR SPLY 480 VAC | 01MKC01GP101 | MVB, 01-LVB-SWB-171, BR 26 | 480 V CIRCUIT BREACKER | OPEN | CLOSED
5227 | UNIT 1 UAT AREA WELDING RECEPT | 01-LVB-RCP-03 | MVB, 01-LVB-SWB-171, BR 31 | 480 V CIRCUIT BREACKER | OPEN | CLOSED
5228 | UNIT 1 TURBINE BLDG WELDING RECEPT | 01-LVB-RCP-01 | MVB, 01-LVB-SWB-171, BR 33 | 480 V CIRCUIT BREACKER | OPEN | CLOSED
5229 | AQUEOUS AMMONIA TNK AREA WELDING RECEPT | 00-LVB-RCP-03 | MVB, 01-LVB-SWB-171, BR 35 | 480 V CIRCUIT BREACKER | OPEN | CLOSED
5230 | UNIT 1 GT SFC PKG AUX PWR SPLY 480 VAC | 01MKE01GP101 | MVB, 01-LVB-SWB-171, BR 37 | 480 V CIRCUIT BREACKER | OPEN | CLOSED
5231 | GT CMP BLADE WASHING DEVICE CTRL PNL MAIN | 00SDD01GH001 | MVB, 01-LVB-SWB-171, BR 43 | 480 V CIRCUIT BREACKER | OPEN | CLOSED
5232 | 10KW ROOM HEATER #1 |  | MVB, 01-LVB-SWB-171, BR 47 | 480 V CIRCUIT BREACKER | OPEN | CLOSED
5233 | 10KW ROOM HEATER #3 |  | MVB, 01-LVB-SWB-171, BR 49 | 480 V CIRCUIT BREACKER | OPEN | CLOSED
5234 | 5 TON HVAC - BATTERY ROOM UNIT #1 |  | MVB, 01-LVB-SWB-171, BR 51 | 480 V CIRCUIT BREACKER | OPEN | CLOSED
5235 | UAT 2 CTRL PNL 480 VAC PWR MAIN 2 | 00-UAT-CPL-02 | MVB, 01-LVB-SWB-171, BR 53 | 480 V CIRCUIT BREACKER | OPEN | CLOSED
5236 | UAT 1 CTRL PNL 480 VAC PWR MAIN 1 | 00-UAT-CPL-01 | MVB, 01-LVB-SWB-171, BR 55 | 480 V CIRCUIT BREACKER | OPEN | CLOSED
5237 | UNIT 1 GCB CPL MAIN 480 VAC | 01-GEN-CPL-01 | MVB, 01-LVB-SWB-171, BR 57 | 480 V CIRCUIT BREACKER | OPEN | CLOSED
5238 | *MVB, 01-LVB-SWB-171, BR |  | MVB, 01-LVB-SWB-171, BR | 480 V CIRCUIT BREACKER | OPEN | CLOSED
5239 | WAREHOUSE BUILDING LOAD BKR | 01-LVB-DSW-1713 | MVB, 01-LVB-SWB-171, BR 26 | 480 V CIRCUIT BREACKER | OPEN | CLOSED
5240 | INA AIR COOLER B MAIN POWER FEED | 00-INA-CPL-03B | MVB, 01-LVB-SWB-171, BR 42 | 480 V CIRCUIT BREACKER | OPEN | CLOSED
5241 | INA AIR COOLER A MAIN POWER FEED | 00-INA-CPL-03A | MVB, 01-LVB-SWB-171, BR 44 | 480 V CIRCUIT BREACKER | OPEN | CLOSED
5242 | 10KW ROOM HEATER #2 |  | MVB, 01-LVB-SWB-171, BR 48 | 480 V CIRCUIT BREACKER | OPEN | CLOSED
5243 | 5 TON HVAC - BATTERY ROOM UNIT #3 |  | MVB, 01-LVB-SWB-171, BR 52 | 480 V CIRCUIT BREACKER | OPEN | CLOSED
5244 | SAT 21 CTRL PNL 480 VAC PWR MAIN 2 | 00-SAT-CPL-21 | MVB, 01-LVB-SWB-171, BR 54 | 480 V CIRCUIT BREACKER | OPEN | CLOSED
5245 | SAT 11 CTRL PNL 480 VAC PWR MAIN 1 | 00-SAT-CPL-11 | MVB, 01-LVB-SWB-171, BR 56 | 480 V CIRCUIT BREACKER | OPEN | CLOSED
5246 | SWYD PPL 2 480VAC MAIN | 02-LVB-PPL-2711 | MVB, 02-LVB-SWB-271, BR 2 | 480 V CIRCUIT BREACKER | OPEN | CLOSED
5247 | UPS SYSTEM UNIT 02 | 02-LVF-UPS-01 | MVB, 02-LVB-SWB-271, BR 4 | 480 V CIRCUIT BREACKER | OPEN | CLOSED
5248 | UNIT 2 GSU CTRL PNL 480 VAC PWR MAIN 1 | 02-GSU-CPL-01 | MVB, 02-LVB-SWB-271, BR 6 | 480 V CIRCUIT BREACKER | OPEN | CLOSED
5249 | 10 TON HVAC UNIT - MAIN ROOM HVAC #6 |  | MVB, 02-LVB-SWB-271, BR 8 | 480 V CIRCUIT BREACKER | OPEN | CLOSED
5250 | WELDING RECEPTACLE #3 |  | MVB, 02-LVB-SWB-271, BR 10 | 480 V CIRCUIT BREACKER | OPEN | CLOSED
5251 | WELDING RECEPTACLE #4 |  | MVB, 02-LVB-SWB-271, BR 12 | 480 V CIRCUIT BREACKER | OPEN | CLOSED
5252 | UNIT 2 125VDC BATTERY CHARGER A | 02-LVE-CHG-01A | MVB, 02-LVB-SWB-271, BR 16 | 480 V CIRCUIT BREACKER | OPEN | CLOSED
5253 | *MVB, 02-LVB-SWB-271, BR |  | MVB, 02-LVB-SWB-271, BR | 480 V CIRCUIT BREACKER | OPEN | CLOSED
5254 | UPS BYPASS TRANSFORMER | 00-LVF-XFR-01 | MVB, 02-LVB-SWB-271, BR 3 | 480 V CIRCUIT BREACKER | OPEN | CLOSED
5255 | UNIT 1 GSU CTRL PNL 480 VAC PWR MAIN 2 | 01-GSU-CPL-01 | MVB, 02-LVB-SWB-271, BR 7 | 480 V CIRCUIT BREACKER | OPEN | CLOSED
5256 | 10 TON HVAC UNIT - MAIN ROOM HVAC #8 |  | MVB, 02-LVB-SWB-271, BR 9 | 480 V CIRCUIT BREACKER | OPEN | CLOSED
5257 | 10 TON HVAC UNIT - MAIN ROOM HVAC #10 |  | MVB, 02-LVB-SWB-271, BR 11 | 480 V CIRCUIT BREACKER | OPEN | CLOSED
5258 | UNIT 1 125VDC BATTERY CHARGER B (MVB) | 01-LVE-CHG-01B | MVB, 02-LVB-SWB-271, BR 15 | 480 V CIRCUIT BREACKER | OPEN | CLOSED
5259 | MV PDC XFMR 2 480-120/208VAC | 02-LVB-XFR-2712 | MVB, 02-LVB-SWB-271, BR 17 | 480 V CIRCUIT BREACKER | OPEN | CLOSED
5260 | UNIT 2 GEN EXCIT PKG AUX PWR SPLY 480 VAC | 02MKC01GP101 | MVB, 02-LVB-SWB-271, BR 25 | 480 V CIRCUIT BREACKER | OPEN | CLOSED
5261 | INA ADY A PWR FEED | 00-INA-CPL-02A | MVB, 02-LVB-SWB-271, BR 29 | 480 V CIRCUIT BREACKER | OPEN | CLOSED
5262 | ROADWAY LIGHTS SOUTHEAST SECTION 480VAC | 02-LTG-CNT-2711 | MVB, 02-LVB-SWB-271, BR 33 | 480 V CIRCUIT BREACKER | OPEN | CLOSED
5263 | ROADWAY LIGHTS NORTH SECTION 480VAC | 02-LTG-CNT-2711 | MVB, 02-LVB-SWB-271, BR 35 | 480 V CIRCUIT BREACKER | OPEN | CLOSED
5264 | UNIT 2 GT SFC PKG AUX PWR SPLY 480 VAC | 02MKE01GP101 | MVB, 02-LVB-SWB-271, BR 37 | 480 V CIRCUIT BREACKER | OPEN | CLOSED
5265 | UNIT 2 UAT AREA WELDING RECEPT | 02-LVB-RCP-03 | MVB, 02-LVB-SWB-271, BR 43 | 480 V CIRCUIT BREACKER | OPEN | CLOSED
5266 | UNIT 2 TURBINE BLDG WELDING RECEPT | 02-LVB-RCP-01 | MVB, 02-LVB-SWB-271, BR 45 | 480 V CIRCUIT BREACKER | OPEN | CLOSED
5267 | 10KW ROOM HEATER #4 |  | MVB, 02-LVB-SWB-271, BR 47 | 480 V CIRCUIT BREACKER | OPEN | CLOSED
5268 | 10KW ROOM HEATER #6 |  | MVB, 02-LVB-SWB-271, BR 49 | 480 V CIRCUIT BREACKER | OPEN | CLOSED
5269 | 5 TON HVAC - BATTERY ROOM UNIT #2 |  | MVB, 02-LVB-SWB-271, BR 51 | 480 V CIRCUIT BREACKER | OPEN | CLOSED
5270 | UAT 1 CTRL PNL 480 VAC PWR MAIN 2 | 00-UAT-CPL-01 | MVB, 02-LVB-SWB-271, BR 53 | 480 V CIRCUIT BREACKER | OPEN | CLOSED
5271 | UAT 2 CTRL PNL 480 VAC PWR MAIN 1 | 00-UAT-CPL-02 | MVB, 02-LVB-SWB-271, BR 55 | 480 V CIRCUIT BREACKER | OPEN | CLOSED
5272 | UNIT 2 GCB CPL MAIN 480 VAC | 02-GEN-CPL-01 | MVB, 02-LVB-SWB-271, BR 57 | 480 V CIRCUIT BREACKER | OPEN | CLOSED
5273 | WAREHOUSE BUILDING LOAD BKR | 02-LVB-DSW-2713 | MVB, 02-LVB-SWB-271, BR 26 | 480 V CIRCUIT BREACKER | OPEN | CLOSED
5274 | AIR DRYER B PWR FEED | 00-INA-CPL-02B | MVB, 02-LVB-SWB-271, BR 30 | 480 V CIRCUIT BREACKER | OPEN | CLOSED
5275 | ROADWAY LIGHTS SOUTHWEST SECTION 480VAC | 02-LTG-CNT-2711 | MVB, 02-LVB-SWB-271, BR 36 | 480 V CIRCUIT BREACKER | OPEN | CLOSED
5276 | 10KW ROOM HEATER #5 |  | MVB, 02-LVB-SWB-271, BR 48 | 480 V CIRCUIT BREACKER | OPEN | CLOSED
5277 | 5 TON HVAC - BATTERY ROOM UNIT #4 |  | MVB, 02-LVB-SWB-271, BR 52 | 480 V CIRCUIT BREACKER | OPEN | CLOSED
5278 | SAT 11 CTRL PNL 480 VAC PWR MAIN 2 | 00-SAT-CPL-11 | MVB, 02-LVB-SWB-271, BR 54 | 480 V CIRCUIT BREACKER | OPEN | CLOSED
5279 | SAT 21 CTRL PNL 480 VAC PWR MAIN 1 | 00-SAT-CPL-21 | MVB, 02-LVB-SWB-271, BR 56 | 480 V CIRCUIT BREACKER | OPEN | CLOSED
5280 | BATTERY INPUT TO SECONDARY DC BUS | 01-LVE-PPL-01 | MVB, DC DISTRIBUTION PANEL 01-LVE-PPL-01, F1 | no data | OPEN | CLOSED
5281 | CHARGER A INPUT TO SECONDARY DC BUS | 01-LVE-PPL-01 | MVB, DC DISTRIBUTION PANEL 01-LVE-PPL-01, F2 | no data | OPEN | CLOSED
5282 | CH. A INP. TO PRIM. DC BUS (JUMPER TO FUSE F2) |  | MVB, DC DISTRIBUTION PANEL 01-LVE-PPL-01, F3 | no data | OPEN | CLOSED
5283 | CHARGER B INPUT TO SECONDARY DC BUS | 01-LVE-PPL-01 | MVB, DC DISTRIBUTION PANEL 01-LVE-PPL-01, F4 | no data | OPEN | CLOSED
5284 | CH. B INP. TO PRIM. DC BUS (JUMPER TO FUSE F2) |  | MVB, DC DISTRIBUTION PANEL 01-LVE-PPL-01, F5 | no data | OPEN | CLOSED
5285 | UPS SYSTEM UNIT 01 | 01-LVF-UPS-01 | MVB, DC DISTRIBUTION PANEL 01-LVE-PPL-01, F6 | no data | OPEN | CLOSED
5286 | HRSG 1 PDC 125VDC PANELBOARD 01 DSW | 01-LVE-DSW-012 | MVB, DC DISTRIBUTION PANEL 01-LVE-PPL-01, F7 | no data | OPEN | CLOSED
5287 | ADMIN BUILDING 125VDC PANELBOARD 01 RBX | 01-LVE-RBX-013 | MVB, DC DISTRIBUTION PANEL 01-LVE-PPL-01, F8 | no data | OPEN | CLOSED
5288 | IPBD 1 UAT DSW MAIN 125 VDC | 01-IPB-CPL-01 | MVB, DC DISTRIBUTION PANEL 01-LVE-PPL-01, F10.1 | no data | OPEN | CLOSED
5289 | SWGR 11/MCC 11 BREAKER CONTROL | 00-MVB-SWG-11 | MVB, DC DISTRIBUTION PANEL 01-LVE-PPL-01, F10.3 | no data | OPEN | CLOSED
5290 | RELAY PANEL 01-RPS-PNL-07 SEL-487E | 01-RPS-PNL-07 | MVB, DC DISTRIBUTION PANEL 01-LVE-PPL-01, F10.5 | no data | OPEN | CLOSED
5291 | RELAY PANEL 01-RPS-PNL-07 GE T60U & MET-UAT | 01-RPS-PNL-07 | MVB, DC DISTRIBUTION PANEL 01-LVE-PPL-01, F10.7 | no data | OPEN | CLOSED
5292 | UNIT 1 GSU CONTROL PANEL 125 VDC PWR MAIN | 01-GSU-CPL-01 | MVB, DC DISTRIBUTION PANEL 01-LVE-PPL-01, F10.9 | no data | OPEN | CLOSED
5293 | UNIT 2 SFC CUBICLE (REDUNDANT CTRL PWR-1) | 02MKE01GU101\00 | MVB, DC DISTRIBUTION PANEL 01-LVE-PPL-01, F10.13 | no data | OPEN | CLOSED
5294 | UNIT 1 SFC CUBICLE (REDUNDANT CTRL PWR-2) | 01MKE01GU101\01 | MVB, DC DISTRIBUTION PANEL 01-LVE-PPL-01, F10.15 | no data | OPEN | CLOSED
5295 | UNIT 1 GCB MAIN 125 VDC | 01-GEN-CPL-01 | MVB, DC DISTRIBUTION PANEL 01-LVE-PPL-01, F10.17 | no data | OPEN | CLOSED
5296 | UNIT 2 GCB TRIP COIL 2 125 VDC | 02-GEN-CPL-01 | MVB, DC DISTRIBUTION PANEL 01-LVE-PPL-01, F10.19 | no data | OPEN | CLOSED
5297 | SAT 11 CONTROL PANEL 125 VDC PWR MAIN | 00-SAT-CPL-11 | MVB, DC DISTRIBUTION PANEL 01-LVE-PPL-01, F10.2 | no data | OPEN | CLOSED
5298 | UAT 01 CONTROL PANEL 125 VDC PWR MAIN | 00-UAT-CPL-01 | MVB, DC DISTRIBUTION PANEL 01-LVE-PPL-01, F10.4 | no data | OPEN | CLOSED
5299 | SWGR 1 BREAKER CONTROL | 00-MVA-SWG-1 | MVB, DC DISTRIBUTION PANEL 01-LVE-PPL-01, F10.6 | no data | OPEN | CLOSED
5300 | SWGR 17 BREAKER CONTROL | 01-LVB-SWG-17 | MVB, DC DISTRIBUTION PANEL 01-LVE-PPL-01, F10.8 | no data | OPEN | CLOSED
5301 | LV SWGR BREAKER TEST CABINET |  | MVB, DC DISTRIBUTION PANEL 01-LVE-PPL-01, F10.10 | no data | OPEN | CLOSED
5302 | EDG SYNC PANEL | 00-DSL-CPL-01 | MVB, DC DISTRIBUTION PANEL 01-LVE-PPL-01, F10.12 | no data | OPEN | CLOSED
5303 | LV SWGR 11 BREAKER CONTROL |  | HRSG1 PDC 125VDC BUS, BR1 | no data | OPEN | CLOSED
5304 | LV SWGR BREAKER TEST CABINET |  | HRSG1 PDC 125VDC BUS, BR3 | no data | OPEN | CLOSED
5305 | LV SWGR 21 BREAKER CONTROL |  | HRSG1 PDC 125VDC BUS, BR2 | no data | OPEN | CLOSED
5306 | BATTERY INPUT TO SECONDARY DC BUS | 02-LVE-PPL-01 | MVB, DC DISTRIBUTION PANEL 02-LVE-PPL-01, F1 | no data | OPEN | CLOSED
5307 | CHARGER A INPUT TO SECONDARY DC BUS | 02-LVE-PPL-01 | MVB, DC DISTRIBUTION PANEL 02-LVE-PPL-01, F2 | no data | OPEN | CLOSED
5308 | CH. A INP. TO PRIM. DC BUS (JUMPER TO FUSE F2) |  | MVB, DC DISTRIBUTION PANEL 02-LVE-PPL-01, F3 | no data | OPEN | CLOSED
5309 | CHARGER B INPUT TO SECONDARY DC BUS | 02-LVE-PPL-01 | MVB, DC DISTRIBUTION PANEL 02-LVE-PPL-01, F4 | no data | OPEN | CLOSED
5310 | CH. B INP. TO PRIM. DC BUS (JUMPER TO FUSE F2) |  | MVB, DC DISTRIBUTION PANEL 02-LVE-PPL-01, F5 | no data | OPEN | CLOSED
5311 | UPS SYSTEM UNIT 02 | 02-LVF-UPS-01 | MVB, DC DISTRIBUTION PANEL 02-LVE-PPL-01, F6 | no data | OPEN | CLOSED
5312 | HRSG 2 PDC 125VDC PANELBOARD 01 DSW | 02-LVE-DSW-012 | MVB, DC DISTRIBUTION PANEL 02-LVE-PPL-01, F7 | no data | OPEN | CLOSED
5313 | ADMIN BUILDING 125VDC PANELBOARD 02 RBX | 02-LVE-RBX-013 | MVB, DC DISTRIBUTION PANEL 02-LVE-PPL-01, F8 | no data | OPEN | CLOSED
5314 | IPBD 2 UAT DSW MAIN 125 VDC | 02-IPB-CPL-01 | MVB, DC DISTRIBUTION PANEL 02-LVE-PPL-01, F10.1 | no data | OPEN | CLOSED
5315 | SWGR 21/MCC 21 BREAKER CONTROL | 00-MVB-SWG-21 | MVB, DC DISTRIBUTION PANEL 02-LVE-PPL-01, F10.3 | no data | OPEN | CLOSED
5316 | RELAY PANEL 02-RPS-PNL-08 SEL-487E | 02-RPS-PNL-08 | MVB, DC DISTRIBUTION PANEL 02-LVE-PPL-01, F10.5 | no data | OPEN | CLOSED
5317 | RELAY PANEL 02-RPS-PNL-08 GE T60U & MET-UAT | 02-RPS-PNL-08 | MVB, DC DISTRIBUTION PANEL 02-LVE-PPL-01, F10.7 | no data | OPEN | CLOSED
5318 | UNIT 2 GSU CONTROL PANEL 125 VDC PWR MAIN | 02-GSU-CPL-01 | MVB, DC DISTRIBUTION PANEL 02-LVE-PPL-01, F10.9 | no data | OPEN | CLOSED
5319 | UNIT 1 SFC CUBICLE (REDUNDANT CTRL PWR-1) | 01MKE01GU101\00 | MVB, DC DISTRIBUTION PANEL 02-LVE-PPL-01, F10.13 | no data | OPEN | CLOSED
5320 | UNIT 2 SFC CUBICLE (REDUNDANT CTRL PWR-2) | 02MKE01GU101\01 | MVB, DC DISTRIBUTION PANEL 02-LVE-PPL-01, F10.15 | no data | OPEN | CLOSED
5321 | UNIT 2 GCB MAIN 125 VDC | 02-GEN-CPL-01 | MVB, DC DISTRIBUTION PANEL 02-LVE-PPL-01, F10.17 | no data | OPEN | CLOSED
5322 | UNIT 1 GCB TRIP COIL 2 125 VDC | 01-GEN-CPL-01 | MVB, DC DISTRIBUTION PANEL 02-LVE-PPL-01, F10.19 | no data | OPEN | CLOSED
5323 | SAT 21 CONTROL PANEL 125 VDC PWR MAIN | 00-SAT-CPL-21 | MVB, DC DISTRIBUTION PANEL 02-LVE-PPL-01, F10.2 | no data | OPEN | CLOSED
5324 | UAT 02 CONTROL PANEL 125 VDC PWR MAIN | 00-UAT-CPL-02 | MVB, DC DISTRIBUTION PANEL 02-LVE-PPL-01, F10.4 | no data | OPEN | CLOSED
5325 | SWGR 2 BREAKER CONTROL | 00-MVA-SWG-2 | MVB, DC DISTRIBUTION PANEL 02-LVE-PPL-01, F10.6 | no data | OPEN | CLOSED
5326 | SWGR 27 BREAKER CONTROL | 01-LVB-SWG-27 | MVB, DC DISTRIBUTION PANEL 02-LVE-PPL-01, F10.8 | no data | OPEN | CLOSED
5327 | MV SWGR BREAKER TEST CABINET |  | MVB, DC DISTRIBUTION PANEL 02-LVE-PPL-01, F10.10 | no data | OPEN | CLOSED
5328 | FEED TO UPS MAIN PANEL BOARD U1 | 01-LVF-PPL-01 | MVB, 01-LVF-PPL-01 | no data | OPEN | CLOSED
5329 | HRSG 1 U1 UPS PANEL | 01-LVF-PPL-011 | MVB, 01-LVF-PPL-01 | no data | OPEN | CLOSED
5330 | HRSG 2 U1 UPS PANEL | 01-LVF-PPL-012 | MVB, 01-LVF-PPL-01 | no data | OPEN | CLOSED
5331 | ADMIN BLDG U1 UPS PNL | 01-LVF-PPL-013 | MVB, 01-LVF-PPL-01 | no data | OPEN | CLOSED
5332 | ACC 1 U1 UPS PANEL | 01-LVF-PPL-014 | MVB, 01-LVF-PPL-01 | no data | OPEN | CLOSED
5333 | ACC 2 U1 UPS PANEL | 01-LVF-PPL-015 | MVB, 01-LVF-PPL-01 | no data | OPEN | CLOSED
5334 | FEED TO UPS MAIN PANEL BOARD U1 | 02-LVF-PPL-01 | MVB, 02-LVF-PPL-01 | no data | OPEN | CLOSED
5335 | HRSG1 U2 UPS PANEL | 02-LVF-PPL-011 | MVB, 02-LVF-PPL-01 | no data | OPEN | CLOSED
5336 | HRSG2 U2 UPS PANEL | 02-LVF-PPL-012 | MVB, 02-LVF-PPL-01 | no data | OPEN | CLOSED
5337 | ADMIN BLDG U1 UPS PNL | 02-LVF-PPL-013 | MVB, 02-LVF-PPL-01 | no data | OPEN | CLOSED
5338 | ACC1 U2 UPS PANEL | 02-LVF-PPL-014 | MVB, 02-LVF-PPL-01 | no data | OPEN | CLOSED
5339 | ACC2 U2 UPS PANEL | 02-LVF-PPL-015 | MVB, 02-LVF-PPL-01 | no data | OPEN | CLOSED
5340 | 00-DCS-CAB-60 POWER 1 | 00-DCS-CAB-60 | HRSG 1 U1 UPS PANEL, BR1 | no data | OPEN | CLOSED
5341 | 00-DCS-CAB-06 POWER 1 | 00-DCS-CAB-06 | HRSG 1 U1 UPS PANEL, BR3 | no data | OPEN | CLOSED
5342 | 00-DCS-CAB-62 POWER 1 | 00-DCS-CAB-62 | HRSG 1 U1 UPS PANEL, BR5 | no data | OPEN | CLOSED
5343 | 00-DCS-CAB-61 POWER 1 | 00-DCS-CAB-61 | HRSG 1 U1 UPS PANEL, BR7 | no data | OPEN | CLOSED
5344 | FGS COMP A CONTROL PANEL 1 UPS FEED 1 | 00-FGS-CPL-01A | HRSG 1 U1 UPS PANEL, BR9 | no data | OPEN | CLOSED
5345 | FGS COMP C CONTROL PANEL 1 UPS FEED 1 | 00-FGS-CPL-01C | HRSG 1 U1 UPS PANEL, BR11 | no data | OPEN | CLOSED
5346 | HRSG 1 HP DRM LVL GAUGE ILLUM 120VAC FEED 1 | 01-LI-HHS905 | HRSG 1 U1 UPS PANEL, BR13 | no data | OPEN | CLOSED
5347 | HRSG 1 IP DRM LVL GAUGE ILLUM 120VAC FEED 1 | 01-LI-HIS903 | HRSG 1 U1 UPS PANEL, BR15 | no data | OPEN | CLOSED
5348 | HRSG 1 LP DRM LVL GAUGE ILLUM 120VAC FEED 1 | 01-LI-HLS930 | HRSG 1 U1 UPS PANEL, BR17 | no data | OPEN | CLOSED
5349 | HRSG 1 FAA CPL 120VAC PWR FEED | 01-FAA-CPL-01 | HRSG 1 U1 UPS PANEL, BR19 | no data | OPEN | CLOSED
5350 | UNIT 1 HRSG DUCT BURNER UPS ATS FEED 1 | 01-BUR-ATS-01 | HRSG 1 U1 UPS PANEL, BR21 | no data | OPEN | CLOSED
5351 | 00-DCS-CAB-70 POWER 1 | 00-DCS-CAB-70 | HRSG 1 U1 UPS PANEL, BR2 | no data | OPEN | CLOSED
5352 | VIBRATION MONITOR CAB POWER 1 | 01-VMS-CPL-01 | HRSG 1 U1 UPS PANEL, BR4 | no data | OPEN | CLOSED
5353 | 00-DCS-CAB-72 POWER 1 | 00-DCS-CAB-72 | HRSG 1 U1 UPS PANEL, BR6 | no data | OPEN | CLOSED
5354 | UNIT 1 CEMS ELECTRICAL PNL 120 V UPS | 01-CEM-PNL-01 | HRSG 1 U1 UPS PANEL, BR8 | no data | OPEN | CLOSED
5355 | FGS COMP B CONTROL PANEL 1 UPS FEED 1 | 00-FGS-CPL-01B | HRSG 1 U1 UPS PANEL, BR10 | no data | OPEN | CLOSED
5356 | FGS CND PLC/CHROMATOGRAPH PWR FEED 1 | 00-FGS-ATS-01 | HRSG 1 U1 UPS PANEL, BR12 | no data | OPEN | CLOSED
5357 | FUEL GAS CAL. METER PNL AC PWR 120 VAC UPS | 00MBP01GH012 | HRSG 1 U1 UPS PANEL, BR14 | no data | OPEN | CLOSED
5358 | UNIT 1 HRSG SCR HTR JBX 103 UPS PWR 120 VAC | 01-SCR-JBX-103 | HRSG 1 U1 UPS PANEL, BR16 | no data | OPEN | CLOSED
5359 | UNIT 1 WTT CALCITE FILTER UPS FEED 1 | 01-DWS-CPL-06 | HRSG 1 U1 UPS PANEL, BR18 | no data | OPEN | CLOSED
5360 | 00-DCS-CAB-60 POWER 2 | 00-DCS-CAB-60 | HRSG 1 U2 UPS PANEL, BR1 | no data | OPEN | CLOSED
5361 | 00-DCS-CAB-06 POWER 2 | 00-DCS-CAB-06 | HRSG 1 U2 UPS PANEL, BR3 | no data | OPEN | CLOSED
5362 | 00-DCS-CAB-62 POWER 2 | 00-DCS-CAB-62 | HRSG 1 U2 UPS PANEL, BR5 | no data | OPEN | CLOSED
5363 | 00-DCS-CAB-71 POWER 2 | 00-DCS-CAB-71 | HRSG 1 U2 UPS PANEL, BR7 | no data | OPEN | CLOSED
5364 | FGS COMP A CONTROL PANEL 1 UPS FEED 2 | 00-FGS-CPL-01A | HRSG 1 U2 UPS PANEL, BR9 | no data | OPEN | CLOSED
5365 | FGS COMP C CONTROL PANEL 1 UPS FEED 2 | 00-FGS-CPL-01C | HRSG 1 U2 UPS PANEL, BR11 | no data | OPEN | CLOSED
5366 | UNIT 1 WTT CALCITE FILTER UPS FEED 2 | 01-DWS-CPL-06 | HRSG 1 U2 UPS PANEL, BR13 | no data | OPEN | CLOSED
5367 | HRSG 1 HP DRM LVL GAUGE ILLUM 120VAC PWR FEED 2 | 01-LI-HHS905 | HRSG 1 U2 UPS PANEL, BR15 | no data | OPEN | CLOSED
5368 | HRSG 1 IP DRM LVL GAUGE ILLUM 120VAC PWR FEED 2 | 01-LI-HIS903 | HRSG 1 U2 UPS PANEL, BR17 | no data | OPEN | CLOSED
5369 | HRSG 1 LP DRM LVL GAUGE ILLUM 120VAC PWR FEED 2 | 01-LI-HLS930 | HRSG 1 U2 UPS PANEL, BR19 | no data | OPEN | CLOSED
5370 | UNIT 1 HRSG DUCT BURNER UPS ATS FEED 2 | 01-BUR-ATS-01 | HRSG 1 U2 UPS PANEL, BR21 | no data | OPEN | CLOSED
5371 | 00-DCS-CAB-70 POWER 2 | 00-DCS-CAB-70 | HRSG 1 U2 UPS PANEL, BR2 | no data | OPEN | CLOSED
5372 | VIBRATION MONITOR CAB POWER 2 | 01-VMS-CPL-01 | HRSG 1 U2 UPS PANEL, BR4 | no data | OPEN | CLOSED
5373 | 00-DCS-CAB-72 POWER 2 | 00-DCS-CAB-72 | HRSG 1 U2 UPS PANEL, BR6 | no data | OPEN | CLOSED
5374 | UNIT 1 CEMS ELECTRICAL PNL 120 V UPS REDUNDANT | 01-CEM-PNL-01 | HRSG 1 U2 UPS PANEL, BR8 | no data | OPEN | CLOSED
5375 | FGS COMP B CONTROL PANEL 1 UPS FEED 2 | 00-FGS-CPL-01B | HRSG 1 U2 UPS PANEL, BR10 | no data | OPEN | CLOSED
5376 | FGS COND PLC/CHROMATOGRAPH PWR FEED 2 | 00-FGS-ATS-01 | HRSG 1 U2 UPS PANEL, BR12 | no data | OPEN | CLOSED
5377 | 00-DCS-CAB-80 POWER 1 | 00-DCS-CAB-80 | HRSG 2 U1 UPS PANEL, BR1 | no data | OPEN | CLOSED
5378 | 00-DCS-CAB-08 POWER 2 | 00-DCS-CAB-08 | HRSG 2 U1 UPS PANEL, BR3 | no data | OPEN | CLOSED
5379 | 00-DCS-CAB-82 POWER 3 | 00-DCS-CAB-82 | HRSG 2 U1 UPS PANEL, BR5 | no data | OPEN | CLOSED
5380 | 00-DCS-CAB-81 POWER 4 | 00-DCS-CAB-81 | HRSG 2 U1 UPS PANEL, BR7 | no data | OPEN | CLOSED
5381 | AUX BLR 120 VAC UPS PWR 1 | 00-AXS-CPL-01 | HRSG 2 U1 UPS PANEL, BR9 | no data | OPEN | CLOSED
5382 | HRSG 2 HP DRM LVL GAUGE ILLUM 120VAC FEED 1 | 02-LI-HHS905 | HRSG 2 U1 UPS PANEL, BR11 | no data | OPEN | CLOSED
5383 | HRSG 2 IP DRM LVL GAUGE ILLUM 120VAC FEED 1 | 02-LI-HIS903 | HRSG 2 U1 UPS PANEL, BR13 | no data | OPEN | CLOSED
5384 | HRSG 2 LP DRM LVL GAUGE ILLUM 120VAC FEED 1 | 02-LI-HLS930 | HRSG 2 U1 UPS PANEL, BR15 | no data | OPEN | CLOSED
5385 | *HRSG 2 U1 UPS PANEL, BR |  | HRSG 2 U1 UPS PANEL, BR | no data | OPEN | CLOSED
5386 | 00-DCS-CAB-90 POWER 1 | 00-DCS-CAB-90 | HRSG 2 U1 UPS PANEL, BR2 | no data | OPEN | CLOSED
5387 | VIBRATION MONITOR CAB POWER 1 | 02-VMS-CPL-01 | HRSG 2 U1 UPS PANEL, BR4 | no data | OPEN | CLOSED
5388 | 00-DCS-CAB-92 POWER 1 | 00-DCS-CAB-92 | HRSG 2 U1 UPS PANEL, BR6 | no data | OPEN | CLOSED
5389 | UNIT 2 CEMS ELECTRICAL PNL 120 V UPS | 02-CEM-PNL-01 | HRSG 2 U1 UPS PANEL, BR8 | no data | OPEN | CLOSED
5390 | UNIT 2 HRSG SCR HTR JBX 103 UPS PWR 120 VAC | 02-SCR-JBX-103 | HRSG 2 U1 UPS PANEL, BR10 | no data | OPEN | CLOSED
5391 | UNIT 2 WTT CALCITE FILTER UPS FEED 1 | 02-DWS-CPL-06 | HRSG 2 U1 UPS PANEL, BR12 | no data | OPEN | CLOSED
5392 | HRSG 2 DCT BNR UPS ATS FEED 1 | 02-BUR-ATS-01 | HRSG 2 U1 UPS PANEL, BR14 | no data | OPEN | CLOSED
5393 | 00-DCS-CAB-80 POWER 2 | 00-DCS-CAB-80 | HRSG 2 U2 UPS PANEL, BR1 | no data | OPEN | CLOSED
5394 | 00-DCS-CAB-08 POWER 2 | 00-DCS-CAB-08 | HRSG 2 U2 UPS PANEL, BR3 | no data | OPEN | CLOSED
5395 | 00-DCS-CAB-82 POWER 2 | 00-DCS-CAB-82 | HRSG 2 U2 UPS PANEL, BR5 | no data | OPEN | CLOSED
5396 | 00-DCS-CAB-91 POWER 2 | 00-DCS-CAB-91 | HRSG 2 U2 UPS PANEL, BR7 | no data | OPEN | CLOSED
5397 | UNIT 2 WTT CALCITE FILTER UPS FEED 2 | 02-DWS-CPL-06 | HRSG 2 U2 UPS PANEL, BR9 | no data | OPEN | CLOSED
5398 | AUX BLR 120 VAC UPS PWR 2 | 00-AXS-CPL-01 | HRSG 2 U2 UPS PANEL, BR11 | no data | OPEN | CLOSED
5399 | HRSG 2 HP DRM LVL GAUGE ILLUM 120VAC PWR FEED 2 | 02-LI-HHS905 | HRSG 2 U2 UPS PANEL, BR13 | no data | OPEN | CLOSED
5400 | HRSG 2 IP DRM LVL GAUGE ILLUM 120VAC PWR FEED 2 | 02-LI-HIS903 | HRSG 2 U2 UPS PANEL, BR15 | no data | OPEN | CLOSED
5401 | HRSG 2 LP DRM LVL GAUGE ILLUM 120VAC PWR FEED 2 | 02-LI-HLS930 | HRSG 2 U2 UPS PANEL, BR17 | no data | OPEN | CLOSED
5402 | HRSG 2 FAA CPL 120VAC PWR FEED | 02-FAA-CPL-01 | HRSG 2 U2 UPS PANEL, BR19 | no data | OPEN | CLOSED
5403 | *HRSG 2 U2 UPS PANEL, BR |  | HRSG 2 U2 UPS PANEL, BR | no data | OPEN | CLOSED
5404 | 00-DCS-CAB-90 POWER 2 | 00-DCS-CAB-90 | HRSG 2 U2 UPS PANEL, BR2 | no data | OPEN | CLOSED
5405 | VIBRATION MONITOR CAB POWER 2 | 02-VMS-CPL-01 | HRSG 2 U2 UPS PANEL, BR4 | no data | OPEN | CLOSED
5406 | 00-DCS-CAB-92 POWER 2 | 00-DCS-CAB-92 | HRSG 2 U2 UPS PANEL, BR6 | no data | OPEN | CLOSED
5407 | UNIT 2 CEMS ELECTRICAL PNL 120 V UPS REDUNDANT | 02-CEM-PNL-01 | HRSG 2 U2 UPS PANEL, BR8 | no data | OPEN | CLOSED
5408 | HRSG 2 DCT BNR UPS ATS FEED 2 | 02-BUR-ATS-01 | HRSG 2 U2 UPS PANEL, BR10 | no data | OPEN | CLOSED
5409 | SITE WEATHER STATION | 00-BOP-WST-01 | ADMIN BLDG U1 UPS PNL, BR1 | no data | OPEN | CLOSED
5410 | SITE WEATHER STATION RAIN GAUGE | 00-LT-WST966 | ADMIN BLDG U1 UPS PNL, BR3 | no data | OPEN | CLOSED
5411 | WTT BLDG MAIN CPL | 00-DWT-PNL-01 | ADMIN BLDG U1 UPS PNL, BR5 | no data | OPEN | CLOSED
5412 | U1 VIRT HMI SERV/NTWRK CAB PWR DIST PRIMARY | 01CKC00GH002\20 | ADMIN BLDG U1 UPS PNL, BR15 | no data | OPEN | CLOSED
5413 | U1 VIRT HMI SERV/NTWRK CAB PWR DIST PRIMARY | 01CKC00GH002\21 | ADMIN BLDG U1 UPS PNL, BR17 | no data | OPEN | CLOSED
5414 | DCS NTWRK CAB 0 PRI PWR FEED 120VAC UPS | 00-DCS-CAB-00 | ADMIN BLDG U1 UPS PNL, BR19 | no data | OPEN | CLOSED
5415 | DCS NTWRK CAB 2 PRI PWR FEED 120VAC UPS | 00-DCS-CAB-02 | ADMIN BLDG U1 UPS PNL, BR21 | no data | OPEN | CLOSED
5416 | ADMN BLDG DCS RM N WALL UNIT 1 DSK RCPTS | 01-LVF-PPL-013-25 | ADMIN BLDG U1 UPS PNL, BR25 | no data | OPEN | CLOSED
5417 | ADMN BLDG CTRL RM UNIT 1 FLR RCPTS | 01-LVF-PPL-013-27 | ADMIN BLDG U1 UPS PNL, BR27 | no data | OPEN | CLOSED
5418 | ADMN BLDG CTRL RM UNIT 1 S WALL TV RCPT | 01-LVF-PPL-013-29 | ADMIN BLDG U1 UPS PNL, BR29 | no data | OPEN | CLOSED
5419 | ADMN BLDG CTRL RM UNIT 1 MAIN DSK W RCPTS | 01-LVF-PPL-013-31 | ADMIN BLDG U1 UPS PNL, BR31 | no data | OPEN | CLOSED
5420 | ADMN BLDG CTRL RM UNIT 1 MAIN DSK E RCPTS | 01-LVF-PPL-013-33 | ADMIN BLDG U1 UPS PNL, BR33 | no data | OPEN | CLOSED
5421 | *ADMIN BLDG U1 UPS PNL, BR |  | ADMIN BLDG U1 UPS PNL, BR | no data | OPEN | CLOSED
5422 | WTT RO CIP CPL PRI PWR FEED | 00-DWT-CPL-05B | ADMIN BLDG U1 UPS PNL, BR6 | no data | OPEN | CLOSED
5423 | VMS CTRL RM SRVR CAB FEED 1 120VAC UPS | 00-VMS-CPL-02 | ADMIN BLDG U1 UPS PNL, BR18 | no data | OPEN | CLOSED
5424 | DCS NTWRK CAB 1 PRI PWR FEED 120VAC UPS | 00-DCS-CAB-01 | ADMIN BLDG U1 UPS PNL, BR20 | no data | OPEN | CLOSED
5425 | DCS SRVR CAB 1 PRI PWR FEED PDU1 120VAC UPS | 00-DCS-CAB-95 | ADMIN BLDG U1 UPS PNL, BR22 | no data | OPEN | CLOSED
5426 | DCS SRVR CAB 1 PRI PWR FEED PDU3 120VAC UPS | 00-DCS-CAB-95 | ADMIN BLDG U1 UPS PNL, BR24 | no data | OPEN | CLOSED
5427 | ADMN BLDG DCS RM E WALL UNIT 1 DSK RCPTS | 01-LVF-PPL-013-26 | ADMIN BLDG U1 UPS PNL, BR26 | no data | OPEN | CLOSED
5428 | ADMN BLDG CTRL RM E WALL UNIT 1 DSK RCPTS | 01-LVF-PPL-013-28 | ADMIN BLDG U1 UPS PNL, BR28 | no data | OPEN | CLOSED
5429 | DCS SRVR CAB 2 PRI PWR FEED PDU1 | 00-DCS-CAB-96 | ADMIN BLDG U1 UPS PNL, BR30 | no data | OPEN | CLOSED
5430 | DCS SRVR CAB 2 PRI PWR FEED PDU3 | 00-DCS-CAB-96 | ADMIN BLDG U1 UPS PNL, BR32 | no data | OPEN | CLOSED
5431 | ELE RM RCP (ADMIN VENDOR CABLING) | 01-LVF-PPL-013-36 | ADMIN BLDG U1 UPS PNL, BR34 | no data | OPEN | CLOSED
5432 | ELE RM RCP (ADMIN VENDOR CABLING) | 01-LVF-PPL-013-36 | ADMIN BLDG U1 UPS PNL, BR36 | no data | OPEN | CLOSED
5433 | COMM RM RCP (MHPS-JPOW. -ADM. VEND. CABL) | 01-LVF-PPL-013-38 | ADMIN BLDG U1 UPS PNL, BR38 | no data | OPEN | CLOSED
5434 | UNIT 2 VIRTUAL HMI SERV. / NTWRK CAB PWR DIST | 02CKC00GH002\20 | ADMIN BLDG U2 UPS PNL, BR15 | no data | OPEN | CLOSED
5435 | UNIT 2 VIRTUAL HMI SERV. / NTWRK CAB PWR DIST | 02CKC00GH002\21 | ADMIN BLDG U2 UPS PNL, BR17 | no data | OPEN | CLOSED
5436 | DCS NTWRK CAB 0 SEC PWR FEED 120VAC UPS | 00-DCS-CAB-00 | ADMIN BLDG U2 UPS PNL, BR19 | no data | OPEN | CLOSED
5437 | DCS NTWRK CAB 2 SEC PWR FEED 120VAC UPS | 00-DCS-CAB-02 | ADMIN BLDG U2 UPS PNL, BR21 | no data | OPEN | CLOSED
5438 | ADMN BLDG DCS RM N WALL UNIT 2 DSK RCPTS | 02-LVF-PPL-013-25 | ADMIN BLDG U2 UPS PNL, BR25 | no data | OPEN | CLOSED
5439 | ADMN BLDG CTRL RM UNIT 2 FLR RCPTS | 02-LVF-PPL-013-27 | ADMIN BLDG U2 UPS PNL, BR27 | no data | OPEN | CLOSED
5440 | ADMN BLDG CTRL RM UNIT 2 S WALL TV RCPTS | 02-LVF-PPL-013-29 | ADMIN BLDG U2 UPS PNL, BR29 | no data | OPEN | CLOSED
5441 | ADMN BLDG CTRL RM UNIT 2 MAIN DSK W RCPTS | 02-LVF-PPL-013-31 | ADMIN BLDG U2 UPS PNL, BR31 | no data | OPEN | CLOSED
5442 | ADMN BLDG CTRL RM UNIT 2 MAIN DSK E RCPTS | 02-LVF-PPL-013-33 | ADMIN BLDG U2 UPS PNL, BR33 | no data | OPEN | CLOSED
5443 | *ADMIN BLDG U2 UPS PNL, BR |  | ADMIN BLDG U2 UPS PNL, BR | no data | OPEN | CLOSED
5444 | WTT BLDG MAIN CPL 120VAC UPS REDUNDANT | 00-DWT-PNL-01 | ADMIN BLDG U2 UPS PNL, BR6 | no data | OPEN | CLOSED
5445 | WTT RO CIP CPL 120V UPS REDUNDANT | 00-DWT-CPL-05B | ADMIN BLDG U2 UPS PNL, BR8 | no data | OPEN | CLOSED
5446 | VMS CTRL RM SRVR CAB FEED 2 120VAC UPS | 00-VMS-CPL-02 | ADMIN BLDG U2 UPS PNL, BR18 | no data | OPEN | CLOSED
5447 | DCS NTWRK CAB 1 SEC PWR FEED 120VAC UPS | 00-DCS-CAB-01 | ADMIN BLDG U2 UPS PNL, BR20 | no data | OPEN | CLOSED
5448 | DCS SRVR CAB 1 SEC PWR FEED PDU2 120VAC UPS | 00-DCS-CAB-95 | ADMIN BLDG U2 UPS PNL, BR22 | no data | OPEN | CLOSED
5449 | DCS SRVR CAB 1 SEC PWR FEED PDU4 120VAC UPS | 00-DCS-CAB-95 | ADMIN BLDG U2 UPS PNL, BR24 | no data | OPEN | CLOSED
5450 | ADMN BLDG DCS RM E WALL UNIT 2 DSK RCPTS | 02-LVF-PPL-013-26 | ADMIN BLDG U2 UPS PNL, BR26 | no data | OPEN | CLOSED
5451 | ADMN BLDG CTRL RM E WALL UNIT 2 DSK RCPTS | 02-LVF-PPL-013-28 | ADMIN BLDG U2 UPS PNL, BR28 | no data | OPEN | CLOSED
5452 | ADMN BLDG CTRL RM W DSK PRINTER RCPTS | 02-LVF-PPL-013-30 | ADMIN BLDG U2 UPS PNL, BR30 | no data | OPEN | CLOSED
5453 | DCS SRVR CAB 2 SEC PWR FEED PDU2 120VAC UPS | 00-DCS-CAB-96 | ADMIN BLDG U2 UPS PNL, BR32 | no data | OPEN | CLOSED
5454 | DCS SRVR CAB 2 SEC PWR FEED PDU4 120VAC UPS | 00-DCS-CAB-96 | ADMIN BLDG U2 UPS PNL, BR34 | no data | OPEN | CLOSED
5455 | COMM RM RCP (MHPS-JPOW-ADM. VENDOR CABLING) | 02-LVF-PPL-013-38 | ADMIN BLDG U2 UPS PNL, BR38 | no data | OPEN | CLOSED
5456 | 00-DCS-CAB-10 POWER 1 | 00-DCS-CAB-10 | ACC 1 U1 UPS PANEL 01-LVF-PPL-014 , BR1 | no data | OPEN | CLOSED
5457 | 00-DCS-CAB-12 POWER 1 | 00-DCS-CAB-12 | ACC 1 U1 UPS PANEL 01-LVF-PPL-014 , BR2 | no data | OPEN | CLOSED
5458 | MCC 151 SHUNT TRIP POWER | 01-ACC-MCC-151 | ACC 1 U1 UPS PANEL 01-LVF-PPL-014 , BR5 | no data | OPEN | CLOSED
5459 | 00-DCS-CAB-12 SOLENOID POWER | 00-DCS-CAB-12 | ACC 1 U1 UPS PANEL 01-LVF-PPL-014 , BR7 | no data | OPEN | CLOSED
5460 | MCC 131 SHUNT TRIP POWER | 01-ACC-MCC-131 | ACC 1 U1 UPS PANEL 01-LVF-PPL-014 , BR2 | no data | OPEN | CLOSED
5461 | MCC 231 SHUNT TRIP POWER | 01-ACC-MCC-231 | ACC 1 U1 UPS PANEL 01-LVF-PPL-014 , BR4 | no data | OPEN | CLOSED
5462 | MCC 251 SHUNT TRIP POWER | 01-ACC-MCC-251 | ACC 1 U1 UPS PANEL 01-LVF-PPL-014 , BR6 | no data | OPEN | CLOSED
5463 | 00-DCS-CAB-10 POWER 2 | 00-DCS-CAB-10 | ACC 1 U2 UPS PANEL 02-LVF-PPL-014, BR1 | no data | OPEN | CLOSED
5464 | 00-DCS-CAB-12 POWER 2 | 00-DCS-CAB-12 | ACC 1 U2 UPS PANEL 02-LVF-PPL-014, BR3 | no data | OPEN | CLOSED
5465 | MCC 151 SHUNT TRIP POWER | 01-ACC-MCC-151 | ACC 1 U2 UPS PANEL 02-LVF-PPL-014, BR5 | no data | OPEN | CLOSED
5466 | MCC 131 SHUNT TRIP POWER | 01-ACC-MCC-131 | ACC 1 U2 UPS PANEL 02-LVF-PPL-014, BR2 | no data | OPEN | CLOSED
5467 | MCC 231 SHUNT TRIP POWER | 01-ACC-MCC-231 | ACC 1 U2 UPS PANEL 02-LVF-PPL-014, BR4 | no data | OPEN | CLOSED
5468 | MCC 251 SHUNT TRIP POWER | 01-ACC-MCC-251 | ACC 1 U2 UPS PANEL 02-LVF-PPL-014, BR6 | no data | OPEN | CLOSED
5469 | 00-DCS-CAB-20 POWER 1 | 00-DCS-CAB-20 | ACC 2 U1 UPS PANEL 01-LVF-PPL-015, BR1 | no data | OPEN | CLOSED
5470 | 00-DCS-CAB-22 POWER 1 | 00-DCS-CAB-22 | ACC 2 U1 UPS PANEL 01-LVF-PPL-015, BR3 | no data | OPEN | CLOSED
5471 | MCC 161 SHUNT TRIP POWER | 02-ACC-MCC-161 | ACC 2 U1 UPS PANEL 01-LVF-PPL-015, BR5 | no data | OPEN | CLOSED
5472 | 00-DCS-CAB-22 SOLENOID POWER | 00-DCS-CAB-22 | ACC 2 U1 UPS PANEL 01-LVF-PPL-015, BR7 | no data | OPEN | CLOSED
5473 | MCC 141 SHUNT TRIP POWER | 02-ACC-MCC-141 | ACC 2 U1 UPS PANEL 01-LVF-PPL-015, BR2 | no data | OPEN | CLOSED
5474 | MCC 241 SHUNT TRIP POWER | 02-ACC-MCC-241 | ACC 2 U1 UPS PANEL 01-LVF-PPL-015, BR4 | no data | OPEN | CLOSED
5475 | MCC 261 SHUNT TRIP POWER | 02-ACC-MCC-261 | ACC 2 U1 UPS PANEL 01-LVF-PPL-015, BR6 | no data | OPEN | CLOSED
5476 | 00-DCS-CAB-20 POWER 2 | 00-DCS-CAB-20 | ACC 2 U1 UPS PANEL 02-LVF-PPL-015, BR1 | no data | OPEN | CLOSED
5477 | 00-DCS-CAB-22 POWER 2 | 00-DCS-CAB-22 | ACC 2 U1 UPS PANEL 02-LVF-PPL-015, BR3 | no data | OPEN | CLOSED
5478 | MCC 161 SHUNT TRIP POWER | 02-ACC-MCC-161 | ACC 2 U1 UPS PANEL 02-LVF-PPL-015, BR5 | no data | OPEN | CLOSED
5479 | MCC 141 SHUNT TRIP POWER | 02-ACC-MCC-141 | ACC 2 U1 UPS PANEL 02-LVF-PPL-015, BR2 | no data | OPEN | CLOSED
5480 | MCC 241 SHUNT TRIP POWER | 02-ACC-MCC-241 | ACC 2 U1 UPS PANEL 02-LVF-PPL-015, BR4 | no data | OPEN | CLOSED
5481 | MCC 261 SHUNT TRIP POWER | 02-ACC-MCC-261 | ACC 2 U1 UPS PANEL 02-LVF-PPL-015, BR6 | no data | OPEN | CLOSED
5482 | BFP A SUCTION ISOLATION | 01-VBFW265 | UNIT 1 PIPERACK DECK 1ST LEVEL | no data | CLOSED | OPEN
5483 | UNIT 1 BFW PMP 01A IP DISCH VLV PWR 480VAC | 01-MOV-BFW139 | 01-LVB-PPL-1113 BR 5 PIPE RACK 1 BY STARTUP HTR | 480 V CIRCUIT BREACKER | OPEN | CLOSED
5484 | U1 BFP A IP DISCHARGE ISOLATION MOV | 01-MOV-BFW139 | U1 1ST LEVEL PIPE RACK | Valve | CLOSED | OPEN
5485 | BFP A SUCTION ISOLATION | 01-VBFW265 | UNIT 1 PIPERACK DECK 1ST LEVEL | Valve | CLOSED | OPEN
5486 | 1A BFP HP discharge bypass MOV handweel | 01-MOV-BFW146 | PIPE RACK | no data | CLOSED | OPEN
5487 | 1A BFP IP discharge bypass MOV handweel | 01-MOV-BFW140 | PIPE RACK | Valve | CLOSED | OPEN
5488 | 1A BFP suction bypass | 01-VBFW265A | PIPE RACK | no data | CLOSED | CLOSED
5489 | 1A BFP SUCTION BYPASS | 01-VBFW265B | PIPE RACK | no data | CLOSED | CLOSED
5490 | 1A BFP IP FEEDWATER MANUAL DISCHARGE BYPASS | 01-VBFW269A | PIPE RACK | Valve | CLOSED | CLOSED
5491 | 1A BFP RECIRC BYPASS 1 | 01-VBFW215A | CONDENSATE RECEIVER TANK AREA | no data | CLOSED | OPEN
5492 | 1A BFP RECIRC BYPASS 2 | 01-VBFW215B | CONDENSATE RECEIVER TANK AREA | no data | CLOSED | CLOSED
5493 | 1B BFP suction bypass | 01-VBFW266A | PIPE RACK | no data | CLOSED | CLOSED
5494 | 1B BFP SUCTION BYPASS | 01-VBFW266B | PIPE RACK | no data | CLOSED | CLOSED
5495 | 1B BFP IP FEEDWATER MANUAL DISCHARGE BYPASS | 01-VBFW270A | PIPE RACK | Valve | CLOSED | CLOSED
5496 | 1B BFP IP discharge bypass MOV handwheel | 01-MOV-BFW180 | PIPE RACK | Valve | CLOSED | CLOSED
5497 | 1B BFP manual discharge bypass | 01-vbfw272a | PIPE RACK | Valve | CLOSED | CLOSED
5498 | U1 BFP B HP DISCHARGE BYPASS MOV HANDWHEEL | 01-MPV-BFW186 | East of HRSG stack | Valve | CLOSED | CLOSED
5499 | 1B BFP RECIRC ISOLATION BYPASS 1 | 01-VBFW232A | CONDENSATE RECEIVER TANK AREA | Valve | CLOSED | CLOSED
5500 | 1B BFP RECIRC ISOLATION BYPASS 2 | 01-VBFW232B | CONDENSATE RECEIVER TANK AREA | Valve | CLOSED | CLOSED
5501 | 1A BFP manual discharge bypass | 01-vbfw271a | PIPE RACK | Valve | CLOSED | CLOSED
5503 | UNIT 1 BFW LUBE OIL PUMP MOTOR A | 01-BFW-MPM-02A | HRSG-1 ENCLOSURE MCC 111 CUBICLE 12FD | 480 V MOLDED CASE BREAKER | OPEN | CLOSED
5504 | HRSG 1 BFW LOL HTR A 480VAC | 01-BFW-HTR-02A | 01-LVB-PPL-1115 BR 7 INSIDE HRSG SWG ENCLOSURE | 480 V CIRCUIT BREACKER | OPEN | CLOSED
5505 | UNIT 1 BFW PMP 01A IP DISCH VLV PWR 480VAC | 01-MOV-BFW139 | 01-LVB-PPL-1113 BR 5 PIPE RACK 1 BY STARTUP HTR | 480 V CIRCUIT BREACKER | OPEN | CLOSED
5506 | UNIT 1 BFW PMP 01A HP DISCH VLV PWR 480VAC | 01-MOV-BFW145 | 01-LVB-PPL-1113 BR 1 PIPE RACK 1 BY STARTUP HTR | 480 V CIRCUIT BREACKER | OPEN | CLOSED
5507 | UNIT 1 BFW PMP 01A IP DISCH BYP VLV PWR | 01-MOV-BFW140 | 01-LVB-PPL-1113 BR 6 PIPE RACK 1 BY STARTUP HTR | 480 V CIRCUIT BREACKER | OPEN | CLOSED
5508 | UNIT 1 BFW PMP 01A HP DISCH BYP VLV PWR | 01-MOV-BFW146 | 01-LVB-PPL-1113 BR 2 PIPE RACK 1 BY STARTUP HTR | 480 V CIRCUIT BREACKER | OPEN | CLOSED
5509 | BFP A SUCTION ISOLATION | 01-VBFW265 | UNIT 1 PIPERACK DECK 1ST LEVEL | Valve | CLOSED | OPEN
5510 | 1A BFP suction bypass | 01-VBFW265A | PIPE RACK | Valve | CLOSED | CLOSED
5511 | 1A BFP SUCTION BYPASS | 01-VBFW265B | PIPE RACK | Valve | CLOSED | CLOSED
5512 | BFP A IP DISCHARGE ISOLATION | 01-VBFW269 | UNIT 1 PIPERACK DECK 1ST LEVEL | Valve | CLOSED | OPEN
5513 | BFP A HP FEEDWATER DISCHARGE ISOLATION | 01-VBFW271 | UNIT 1 PIPERACK DECK 1ST LEVEL | Valve | CLOSED | OPEN
5514 | 1A BFP manual discharge bypass | 01-vbfw271a | PIPE RACK | Valve | CLOSED | CLOSED
5515 | U1 BFP A HP DISCHARGE MOV BLOCK VALVE | 01-MOV-BFW145 | U1 1ST LEVEL PIPE RACK | Valve | CLOSED | OPEN
5516 | 1A BFP HP discharge bypass MOV handweel | 01-MOV-BFW146 | PIPE RACK | Valve | CLOSED | CLOSED
5517 | BFP A MIN FLOW STRAINER ISOLATION | 01-VBFW215 | UNIT 1 NORTH OF CONDENSATE PUMPS | Valve | CLOSED | OPEN
5518 | 1A BFP RECIRC BYPASS 1 | 01-VBFW215A | CONDENSATE RECEIVER TANK AREA | Valve | CLOSED | CLOSED
5519 | 1A BFP RECIRC BYPASS 2 | 01-VBFW215B | CONDENSATE RECEIVER TANK AREA | Valve | CLOSED | CLOSED
5520 | BFP A MIN RECIRC ACC CONDENSATE RECEIVER ISO | 01-VBFW218 | UNIT 1 CONDENSATE RECEIVER PIPE RACK | Valve | CLOSED | OPEN
5521 | BFP A HP DISCHARGE MIN FLOW VENT | 01-VBFW147 | UNIT 1 PIPERACK DECK 1ST LEVEL | Valve | OPEN | CLOSED
5522 | BFP A HP DISCHARGE MIN FLOW VENT | 01-VBFW150 | PIPERACK DECK | Valve | OPEN | CLOSED
5523 | BFP A HP FEEDWATER DISCHARGE DRAIN | 01-VBFW192 | UNIT 1 PIPERACK DECK 1ST LEVEL | Valve | OPEN | CLOSED
5524 | BFP A HP FEEDWATER DISCHARGE DRAIN | 01-VBFW193 | UNIT 1 PIPERACK DECK 1ST LEVEL | Valve | OPEN | CLOSED
5525 | BFP A IP DISCHARGE DRAIN | 01-VBFW168 | UNIT 1 PIPERACK DECK 1ST LEVEL | Valve | OPEN | CLOSED
5526 | BFP A IP DISCHARGE DRAIN | 01-VBFW169 | UNIT 1 PIPERACK DECK 1ST LEVEL | Valve | OPEN | CLOSED
5527 | U1 BOILER FEED WATER PUMP B | 01-BFW-MPM-01B | MVB SWITHCGEAR 2, CUBICLE 16A | 13.8 KV RACK-OUT BREAKER | OPEN | CLOSED
5528 | UNIT 1 BFW LUBE OIL PUMP MOTOR B | 01-BFW-MPM-02B | HRSG-1 ENCLOSURE MCC 211 CUBICLE 11FB | 480 V MOLDED CASE BREAKER | OPEN | CLOSED
5529 | HRSG 1 BFW LOL HTR B 480VAC | 01-BFW-HTR-02B | 01-LVB-PPL-1115 BR 8 INSIDE HRSG SWG ENCLOSURE | 480 V CIRCUIT BREACKER | OPEN | CLOSED
5530 | UNIT 1 BFW PMP 01B IP DISCH VLV PWR 480VAC | 01-MOV-BFW179 | 01-LVB-PPL-1113 BR 8 PIPE RACK 1 BY STARTUP HTR | 480 V CIRCUIT BREACKER | OPEN | CLOSED
5531 | UNIT 1 BFW PMP 01B IP DISCH BYP VLV PWR | 01-MOV-BFW180 | 01-LVB-PPL-1113 BR 7 PIPE RACK 1 BY STARTUP HTR | 480 V CIRCUIT BREACKER | OPEN | CLOSED
5532 | UNIT 1 BFW PMP 01B HP DISCH VLV PWR 480VAC | 01-MOV-BFW185 | 01-LVB-PPL-1113 BR 3 PIPE RACK 1 BY STARTUP HTR | 480 V CIRCUIT BREACKER | OPEN | CLOSED
5533 | UNIT 1 BFW PMP 01B HP DISCH BYP VLV PWR | 01-MOV-BFW186 | 01-LVB-PPL-1113 BR 4 PIPE RACK 1 BY STARTUP HTR | 480 V CIRCUIT BREACKER | OPEN | CLOSED
5534 | BFP B SUCTION ISOLATION | 01-VBFW266 | UNIT 1 PIPERACK DECK 1ST LEVEL | Valve | CLOSED | OPEN
5535 | 1B BFP suction bypass | 01-VBFW266A | PIPE RACK | Valve | CLOSED | CLOSED
5536 | 1B BFP SUCTION BYPASS | 01-VBFW266B | PIPE RACK | Valve | CLOSED | CLOSED
5537 | BFP B IP DISCHARGE ISOLATION | 01-VBFW270 | UNIT 1 PIPERACK DECK 1ST LEVEL | Valve | CLOSED | OPEN
5538 | 1B BFP IP FEEDWATER MANUAL DISCHARGE BYPASS | 01-VBFW270A | PIPE RACK | Valve | CLOSED | CLOSED
5539 | U1 BFP B IP DISCHARGE ISOLATION MOV | 01-MOV-BFW179 | U1 1ST LEVEL PIPE RACK | Valve | CLOSED | OPEN
5540 | 1B BFP IP discharge bypass MOV handwheel | 01-MOV-BFW180 | PIPE RACK | Valve | CLOSED | CLOSED
5541 | BFP B HP FEEDWATER DISCHARGE ISOLATION | 01-VBFW272 | UNIT 1 PIPERACK DECK 1ST LEVEL | Valve | CLOSED | OPEN
5542 | U1 BFP B HP DISCHARGE MOV BLOCK VALVE | 01-MOV-BFW185 | U1 1ST LEVEL PIPE RACK | Valve | CLOSED | OPEN
5543 | BFP B MIN FLOW STRAINER ISOLATION | 01-VBFW232 | UNIT 1 NORTH OF CONDENSATE PUMPS | Valve | CLOSED | OPEN
5544 | BFP B MIN RECIRC ACC CONDENSATE RECEIVER ISO | 01-VBFW239 | UNIT 1 CONDENSATE RECEIVER PIPE RACK | Valve | CLOSED | OPEN
5545 | BFP B HP FEEDWATER DISCHARGE DRAIN | 01-VBFW235 | UNIT 1 PIPERACK DECK 1ST LEVEL | Valve | OPEN | CLOSED
5546 | BFP B HP FEEDWATER DISCHARGE DRAIN | 01-VBFW236 | UNIT 1 PIPERACK DECK 1ST LEVEL | Valve | OPEN | CLOSED
5547 | BFP A IP DISCHARGE DRAIN | 01-VBFW175 | UNIT 1 PIPERACK DECK 1ST LEVEL | Valve | OPEN | CLOSED
5548 | BFP A IP DISCHARGE DRAIN | 01-VBFW176 | UNIT 1 PIPERACK DECK 1ST LEVEL | Valve | OPEN | CLOSED
5549 | BFP B HP DISCHARGE MIN FLOW VENT | 01-VBFW209 | UNIT 1 PIPERACK DECK 1ST LEVEL | Valve | OPEN | CLOSED
5550 | BFP B HP DISCHARGE MIN FLOW VENT | 01-VBFW210 | UNIT 1 PIPERACK DECK 1ST LEVEL | Valve | OPEN | CLOSED
5551 | CRT drain |  | CONDENSATE RECEIVER TANK AREA | Valve | OPEN | CLOSED
5552 | CND recirc downstream iso | 01-VCND216 | CONDENSATE RECEIVER TANK AREA | Valve | CLOSED | OPEN
5554 | Aux Boiler Pump "A" Feedwater suction Block valve | 00-V-AXS982 | AUX BOILER BUILDING | Valve | CLOSED | OPEN
5555 | AUX BOILER RECIRCULATION ISOLATION Block VALVE "A" | 00-VAXS897 | AUX BOILER BUILDING AREA | no data | CLOSED | OPEN
5556 | AUX BLR FEED WTR Recirc "A" MOV 480VAC | 00-MOV-AXS-904 | 02-LVB-PPL-1215, BR 8 PIPE RACK 1 BY STARTUP HTR | 480 V CIRCUIT BREACKER | OPEN | CLOSED
5557 | AUX BOILER PUMP "A" DISCHARGE DRAIN VALVE | 00-VAXS992 | AUX BOILER BUILDING AREA | no data | OPEN | CLOSED
5559 | AUX BLR FEED WTR PMP "B" MOV 480VAC | 00-MOV-AXS905 | 02-LVB-PPL-1215, BR 9 PIPE RACK 1 BY STARTUP HTR | 480 V CIRCUIT BREACKER | OPEN | CLOSED
5560 | AUX BOILER RECIRCULATION ISOLATION Block VALVE MOV "B" | 00-MOV-AXS905 | AUX BOILER BUILDING AREA | no data | CLOSED | OPEN
5561 | Aux Boiler"B" Feedwater discharge Block Valve | 00-V-AXS999 | AUX BOILER AREA | no data | CLOSED | OPEN
5562 | Aux Boiler"B" Feedwater suction Block valve | 00-V-AXS-987 | AUX BOILER AREA | no data | CLOSED | OPEN
5563 | AUX BOILER PUMP "B" DISCHARGE DRAIN VALVE | 00-VAXS996 | AUX BOILER BUILDING AREA | no data | OPEN | CLOSED
5564 | Aux Boiler Main Gas Manual Isolation (Outside) | 00-VFGS228 | AUX BOILER AREA | Valve | CLOSED | OPEN
5565 | AUX BOILER NATURAL GAS MAIN LINE MANUAL VALVE | 00-VAXS800 | AUX BOILER BUILDING AREA | Valve | CLOSED | OPEN
5566 | AUX BOILER COMBUSTION AIR FAN | 00-AXS-MFN-01 | HRSG-2 ENCLSURE 480V MCC 121, CUBICLE 02FM | 480 V MOLDED CASE BREAKER | OPEN | CLOSED
5567 | AUX BLR FEED WTR ISOLATION MOV 480VAC | 00-MOV-AXS-900 | 02-LVB-PPL-1215, BR 6 PIPE RACK 1 BY STARTUP HTR | 480 V CIRCUIT BREACKER | OPEN | CLOSED
5568 | AUX BOILER ECONOMIZER LOWER HEADER DRAIN VALVE | 00-VAXS910 | AUX BOILER BUILDING AREA | Valve | OPEN | CLOSED
5569 | AUX BOILER ECONOMIZER OUTLET HEADER VENT VALVE | 00-VAXS909 | AUX BOILER BUILDING AREA | Valve | OPEN | CLOSED
5570 | AUX BOILER BOTTOM BLOWDOWN VALVE (WEST) | 00-VAXS938 | AUX BOILER BUILDING AREA | Valve | CLOSED | OPEN
5571 | AUX BOILER BOTTOM BLOWDOWN VALVE (EAST) | 00-VAXS939 | AUX BOILER BUILDING AREA | Valve | CLOSED | OPEN
5572 | AUX BOILER BOTTOM BLOWDOWN DRAIN VALVE | 00-VAXS940 | AUX BOILER BUILDING AREA | Valve | OPEN | CLOSED
5573 | BOILER DRUM MAIN STEAM OUTLET VALVE | 00-V-AXS948 | AUX BOILER AREA | Valve | CLOSED | OPEN
5574 | CCF AUX BLR Ammonia feed pmp CPL 480V VAC Brk 1 |  | 02-LVB-PPL-1215-Brker1 | Breaker | OPEN | CLOSED
5575 | Demin Supply Block Valve | 00-V-AXS978 | AUX BOILER AREA | Valve | CLOSED | OPEN
5576 | Demin Supply Root Valve | 00-V-AXS975 | AUX BOILER AREA | Valve | CLOSED | OPEN
5577 | Demin Supply Bypass valve | 00-V-AXS979 | AUX BOILER AREA | Valve | CLOSED | CLOSED
5578 | Demin Supply drain After Regulator | Valve | AUX BOILER AREA | Valve | OPEN | CLOSED
5579 | AUX BLR 120 VAC PWR (PLC Panel) | 00-AXS-CPL-01 | 02-LVD-PPL-12151, BR 1 AUX BOILER WEST WALL | 208/120VAC CIRCUIT BREAKER | OPEN | CLOSED
5580 | HRSG 1 IP FEEDWATER FGH STOP MOV | 01-MOV-HIS904 | One level below LP drum | MOV handwheel | CLOSED | OPEN
5581 | HRSG 1 IP FEEDWATER FGH STOP MOV bypass | 01-MOV-HIS904a | Ole level below LP drum | Valve | CLOSED | CLOSED
5582 | CONDENSATE TANK SPARGING STEAM CONTROL VALVE BYPASS | 01-VAXS145 | UNIT 1 NORTH SIDE CONDENSATE RECIEVER TANK | no data | CLOSED | CLOSED
5583 | HP FEEDWATER FROM TCA COOLER TO ACC bypass | 01-VBFW330a | UNIT 1 NORTH OF CONDENSATE PUMPS | no data | CLOSED | CLOSED
5584 | HP FEEDWATER FROM TCA COOLER TO ACC bypass | 01-VBFW922a | UNIT 1 NORTH OF CONDENSATE PUMPS | no data | CLOSED | CLOSED
5585 | HP FEEDWATER FROM TCA COOLER TO CONDENSATE TANK drain | 01-VBFW166 | UNIT 1 CONDENSTATE NORTH OF 1A FP | no data | OPEN | CLOSED
5586 | HP FEEDWATER FROM TCA COOLER TO CONDENSATE TANK drain | 01-VBFW165 | UNIT 1 CONDENSTATE NORTH OF 1A FP | no data | OPEN | CLOSED
5587 | PERFORMANCE HEATER TO ACC IP FEEDWATER bypass | 01-VBFW361a | UNIT 1 NORTH OF CONDENSATE PUMPS | no data | CLOSED | CLOSED
5588 | PERFORMANCE HEATER TO ACC IP FEEDWATER bypass | 01-VBFW290a | UNIT 1 NORTH OF CONDENSATE PUMPS | no data | CLOSED | CLOSED
5589 | CONDENSATE RECEIVER TANK ISOLATION | 01-VSTP386 | Drains tanks area | no data | CLOSED | OPEN
5590 | U1 BOILER FEED WATER PUMP A | 01-BFW-MPM-01A | MVB SWITHCGEAR 1, CUBICLE 02B | 13.8 KV RACK-OUT BREAKER | OPEN | CLOSED
5591 | UNIT 1 BFW LUBE OIL PUMP MOTOR A | 01-BFW-MPM-02A | HRSG-1 ENCLOSURE MCC 111 CUBICLE 12FD | 480 V MOLDED CASE BREAKER | OPEN | CLOSED
5592 | HRSG 1 BFW LOL HTR A 480VAC | 01-BFW-HTR-02A | 01-LVB-PPL-1115 BR 7 INSIDE HRSG SWG ENCLOSURE | 480 V CIRCUIT BREACKER | OPEN | CLOSED
5593 | UNIT 1 BFW PMP 01A HP DISCH VLV PWR 480VAC | 01-MOV-BFW145 | 01-LVB-PPL-1113 BR 1 PIPE RACK 1 BY STARTUP HTR | 480 V CIRCUIT BREACKER | OPEN | CLOSED
5594 | UNIT 1 BFW PMP 01A IP DISCH BYP VLV PWR | 01-MOV-BFW140 | 01-LVB-PPL-1113 BR 6 PIPE RACK 1 BY STARTUP HTR | 480 V CIRCUIT BREACKER | OPEN | CLOSED
5595 | UNIT 1 BFW PMP 01A HP DISCH BYP VLV PWR | 01-MOV-BFW146 | 01-LVB-PPL-1113 BR 2 PIPE RACK 1 BY STARTUP HTR | 480 V CIRCUIT BREACKER | OPEN | CLOSED
5596 | U1 BFP A IP DISCHARGE ISOLATION MOV | 01-MOV-BFW139 | U1 1ST LEVEL PIPE RACK | Valve | CLOSED | OPEN
5597 | 1A BFP HP discharge bypass MOV handwheel | 01-MOV-BFW146 | PIPE RACK | Valve | CLOSED | CLOSED
5598 | BFP A MIN FLOW STRAINER DRAIN | 01-VBFW216 | UNIT 1 NORTH OF CONDENSATE PUMPS | Valve | OPEN | CLOSED
5599 | BFP A MIN FLOW STRAINER DRAIN | 01-VBFW217 | UNIT 1 NORTH OF CONDENSATE PUMPS | Valve | OPEN | CLOSED
5600 | BFP A HP FEEDWATER DISCHARGE DRAIN | 01-VBFW194 | UNIT 1 PIPERACK DECK 1ST LEVEL | Valve | OPEN | CLOSED
5601 | BFP A HP FEEDWATER DISCHARGE DRAIN | 01-VBFW195 | UNIT 1 PIPERACK DECK 1ST LEVEL | Valve | OPEN | CLOSED
5603 | UNIT 1 AUX STEAM ISOLATION BYP MOV handwheel | 01-MOV-AXS322 | Second Pipe Rack | Valve | CLOSED | CLOSED
5604 | Aux steam to U1 main iso | 01-VAXS630 | Aux boiler room | Valve | CLOSED | OPEN
5605 | Aux steam to U1 main block iso | 01-VAXS631 | Aux boiler room | Valve | CLOSED | OPEN
5606 | Aux steam to U1 main block bypass | 01-VAXS632 | Aux boiler room | Valve | CLOSED | CLOSED
5607 | Ammonia injection manual isolation (upstream) | 01-VAQA800 | East of HRSG | Valve | CLOSED | OPEN
5608 | Ammonia injection manual isolation (downstream) | 01-VAQA818 | East of HRSG | Valve | CLOSED | OPEN
5609 | Ammonia injection line drain | 01-VAQA813 | East of HRSG | Valve | OPEN | CLOSED
5610 | Control air to CT Purge credit valve | 01MBP0131B | South East side of HRSG | Valve | CLOSED | OPEN
5611 | Control air to CT Purge credit valve "A" | 01MBP01AA721 | South East side of HRSG | Valve | CLOSED | OPEN
5612 | Control air to CT Purge credit valve "B" | 01MBP01AA722 | South East side of HRSG | Valve | CLOSED | OPEN
5613 | Control air to CT Purge credit vent valve | MBP01AA724-KA01 | South East side of HRSG | Valve | OPEN | CLOSED
5614 | GT 2C/ECA RECIRCULATION PUMP (B) | 01LCA14AP102 | TCP | 480 V MOLDED CASE BREAKER | OPEN | CLOSED
5615 | GT 2C/ECA RECIRCULATION PUMP (A) | 01LCA14AP101 | TCP | 480 V MOLDED CASE BREAKER | OPEN | CLOSED
5616 | U1 GT ENHANCED AIR COMPRESSOR A | 01-MBH06AN101 | MVB SWITCHGEAR 11, CUBICLE 05A | FUES | OPEN | CLOSED
5617 | U1 GT ENHANCED AIR COMPRESSOR B | 01-MBH06AN102 | MVB SWITCHGEAR 21, CUBICLE 01B | FUES | OPEN | CLOSED
5618 | HRSG 1 AMMONIA INJECTION BLOWER A | 01-SCR-MFN-100A | HRSG-1 ENCLOSURE MCC 111 CUBICLE 3FM | 480 V MOLDED CASE BREAKER | OPEN | CLOSED
5619 | HRSG 1 AMMONIA INJECTION BLOWER B | 01-SCR-MFN-100B | HRSG-1 ENCLOSURE MCC 211 CUBICLE 4FM | 480 V MOLDED CASE BREAKER | OPEN | CLOSED
5620 | Fuel Gas Emergency Shut Off Valve Upstream of FGPH | 01MBP01AA701 | FUEL GAS PERFORMANCE HEATER | Valve | CLOSED | OPEN
5621 | AUX BOILER FEED PUMP MTR 1 | 00-AXS-MPM-01A | HRSG-2 ENCLSURE 480V MCC 121, CUBICLE 13FF | 480 V MOLDED CASE BREAKER | OPEN | CLOSED
5622 | AUX BOILER FEED PUMP MTR 2 | 00-AXS-VFD-01B | HRSG-2 ENCLSURE 480V MCC 221, CUBICLE 13FC | 480 V MOLDED CASE BREAKER | OPEN | CLOSED
5623 | AUX BOILER BLOCK VALVE BEFORE BACK PRESSURE CONTROL VALVE | 00-V-AXS623 | AUX BOILER AREA | Valve | CLOSED | OPEN
5624 | BYPASS VALVE FOR BACK PRESSURE CONTROL VALVE | 00-V-AXS624 | AUX BOILER AREA | Valve | CLOSED | CLOSED
5625 | CCF AUX BLR Ammonia feed pmp CPL 480V VAC Brk 1/3/5 | 00-CCF-CPL-01 | 02-LVB-PPL-1215-Brker1,3,5 | Breaker | OPEN | CLOSED
5626 | Demin Supply drain After Regulator | 00-V-AXS-977 | AUX BOILER AREA | Valve | OPEN | CLOSED
5627 | DIESEL PUMP RECERC VALVE TO TRANSMITTER | VFSP806 | FIRE PUMP HOUSE AREA | GATE VALVE | CLOSED | OPEN
5628 | BLOCK VALVE AFTER FLOW TRANSMITTER | VFSP808 | FIRE PUMP HOUSE AREA | BUTTERFLY VALVE | CLOSED | OPEN
5629 | ELECTRIC PUMP RECERC VALVE TO TRANSMITTER | VFPS805 | FIRE PUMP HOUSE AREA | Valve | CLOSED | OPEN
5630 | ELECTRIC FIRE PUMP SUCTION VALVE | VFPS680 | FIRE PUMP ECLOSURE | GATE VALVE | CLOSED | OPEN
5631 | ELECTRIC FIRE PUMP INLET BLOCK VALVE | VFPS801 | FIRE PUMP ECLOSURE | GATE VALVE | CLOSED | OPEN
5632 | ELECTRIC FIRE PUMP DISCHARGE VALVE | VFPS802 | FIRE PUMP ECLOSURE | no data | CLOSED | OPEN
5633 | JOCKEY PUMP OUTLET BLOCK VALVE | VFPS810 | FIRE PUMP ECLOSURE | GATE VALVE | CLOSED | OPEN
5634 | ELECTRIC FIRE PUMP LOCAL DISCONNECT SWITCH |  | FIRE PUMP ECLOSURE | SWITCH | OPEN | CLOSED
5635 | JOCKEY FIRE PUMP LOCAL DISCONNECT SWITCH |  | FIRE PUMP ECLOSURE | SWITCH | OPEN | CLOSED
5636 | ELECTRIC FIRE PUMP RECERC VALVE | VFPS805 | FIRE PUMP ECLOSURE | BUTTERFLY VALVE | CLOSED | CLOSED
5637 | DIESEL FIRE PUMP TANK SUCTION | VFPS635 | FIRE PUMP ECLOSURE | GATE VALVE | CLOSED | OPEN
5638 | DIESEL FIRE PUMP INLET SUCTION VALVE | VFPS803 | FIRE PUMP ECLOSURE | GATE VALVE | CLOSED | OPEN
5639 | DIESEL FIRE PUMP OUTLET BLOCK VALVE | VFPS804 | FIRE PUMP ECLOSURE | GATE VALVE | CLOSED | OPEN
5640 | DIESEL FIRE PUMP RECERC BLOCK VALVE | VFPS656 | FIRE PUMP ECLOSURE | GATE VALVE | CLOSED | CLOSED
5641 | DIESEL FIRE PUMP DISCONNECT SWITCH | LOCAL SWITCH | FIRE PUMP ECLOSURE | SWITCH | OPEN | CLOSED
5642 | ELECTRIC JOCKEY PUMP INLET VALVE | VFPS809 | FIRE PUMP ECLOSURE | Valve | CLOSED | OPEN
5643 | ELECTRIC JOCKEY PUMP OUTLET BLOCK VALVE | VFPS810 | FIRE PUMP ECLOSURE | Valve | CLOSED | OPEN
5644 | ELECTRIC JOCKEY PUMP DISCONNECT SWITCH |  | FIRE PUMP ECLOSURE | Breaker | OPEN | CLOSED
5645 | HRSG 1 LP STEAM OUTLET STOP HANDWHEEL | 01-MOV-HLS906 | East of HRSG | Valve | CLOSED | OPEN
5646 | HRSG 1 IP STEAM STOP HANDWHEEL | 01-MOV-HIS908 |  | Valve | CLOSED | OPEN
5647 | HRSG 1 IP STEAM STOP BYPASS | 01-MOV-HIS908B |  | Valve | CLOSED | CLOSED
5648 | HRSG 1 HP STEAM OUTLET STOP MOV HANDWHEEL | 01-MOV-HHS906 | TOP OF THE HRSG | Valve | CLOSED | OPEN
5649 | HRSG 1 HP STEAM OUTLET STOP MOV BYPASS | 01-MOV-HHS906 | TOP OF THE HRSG | Valve | CLOSED | CLOSED
5650 | HRSG 1 HP STEAM OUTLET STOP VLV BYP MOV HANDWHEEL | 01-MOV-HHS907 | TOP OF HRSG HP DRUM | Valve | CLOSED | CLOSED
5651 | HRSG 1 HP STEAM OUTLET STOP MOV BYPASS | 01-MOV-HHS906B | TOP OF THE HRSG | Valve | CLOSED | CLOSED
5652 | HRSG 1 HP STEAM OUTLET STOP VLV BYP MOV BYPASS | 01-MOV-HHS907B | TOP OF HRSG HP DRUM | Valve | CLOSED | CLOSED
5653 | U1 CONDENSATE PUMP B | 01-CND-MPM-01B | MVB SWITCHGEAR 21, CUBICLE 03A | FUES | OPEN | CLOSED
5654 | U1 CONDENSATE PUMP A | 01-CND-MPM-01A | MVB SWITCHGEAR 11, CUBICLE 02A | FUES | OPEN | CLOSED
5655 | U1 CONDENSATE PUMP C | 01-CND-MPM-01C | MVB SWITCHGEAR 11, CUBICLE 03B | FUES | OPEN | CLOSED
5656 | HRSG 1 LP STEAM OUTLET STOP MAIN PWR FEED | 01-MOV-HLS906 | 01-LVB-PPL-2112 BR 20,22,24 INSIDE HRSG SWG ENCLOSURE | 480 V CIRCUIT BREACKER | OPEN | CLOSED
5657 | LP bypass warm up valve | 01-YV-LPS100A | TURBINE BUILDING | Valve | CLOSED | OPEN
5658 | LP STEAM DRIP LEG | 01-VLPS111 | U1 PLANT SW TURBINE BLDG | no data | OPEN | CLOSED
5659 | LP STEAM DRIP LEG | 01-VLPS108 | U1 PLANT SW TURBINE BLDG | no data | OPEN | CLOSED
5660 | HRH LINE DRIP LEG DRAIN BLOCK | 01-VHRH120 | STEAMER BUILDNIG | no data | OPEN | CLOSED
5661 | HRH LINE DRIP LEG DRAIN ROOT | 01-VHRH137 | STEAMER BUILDNIG | no data | OPEN | CLOSED
5662 | Drain IP steam | VHIS858 | HRSG ground level | no data | OPEN | CLOSED
5663 | Drain IP steam | 01-VHIS858 | HRSG ground level | no data | OPEN | CLOSED
5664 | Drain IP steam | 01-VHIS859 | HRSG ground level | no data | OPEN | CLOSED
5665 | HRSG 1 IP Drain Pot Stop MOV Main PWR Feed | 01-MOV-HIS915 | Inside HRSG SWG enclosure panel 01-LVB-PPL-2112, breaker10 | no data | OPEN | CLOSED
5666 | HRSG 1 IP Drain Pot Stop MOV Hand Wheel | 01-MOV-HIS915 | HRSG ground level | no data | CLOSED | OPEN
5667 | IP Steam Drain PCV | 01-YCV-HIS905 | Under HRSG | no data | CLOSED | OPEN
5668 | LP steam header drain | 01-VHLS906 | Under HRSG | no data | OPEN | CLOSED
5669 | LP steam drains control valve | 01-YCV-HLS910 | Under HRSG | no data | OPEN | CLOSED
5670 | TURNING GEAR MOTOR VFD#1 | 01MAK11AE101-M01 | TCP panel 01BMC01, BR11F | 480 V MOLDED CASE BREAKER | OPEN | CLOSED
5671 | TURNING GEAR MOTOR VFD#2 | 01MAK11AE101-M01 | TCP panel 01BMC01, BR12M | 480 V MOLDED CASE BREAKER | OPEN | CLOSED
5672 | UNIT 1 MAIN LUBE OIL PUMP MOTOR B | 01MPV01AP102-M01 | HRSG-1 ENCLOSURE MCC 211 CUBICLE 3FM | 480 V MOLDED CASE BREAKER | OPEN | CLOSED
5673 | Generator Disconnect GCB 89G | 01-HYH-GEN132C | GCB landing | no data | OPEN | CLOSED
5674 | SFC to U1 disconnect 89SS-1 | 89SS-1 | GCB landing | no data | OPEN | CLOSED
5675 | CO2 ACTUATION LINE ISOLATION VALVE | 01SGJ02AA001 | West sie of U1 turnbine building | no data | CLOSED | OPEN
5676 | CO2 TO GAS TURBINE ENCLOSRUE ISOLATION VALVE | 01SGJ02AA103 | West sie of U1 turnbine building | no data | CLOSED | OPEN
5677 | SLIP RING HOUSING ISOLATION VALVE | 01SGJ02AA202 | West sie of U1 turnbine building | no data | CLOSED | OPEN
5678 | CO2 ACTUATION LINE ISOLATION VALVE | 02SGJ02AA001 | West sie of U2 turnbine building | no data | CLOSED | OPEN
5679 | CO2 TO GAS TURBINE ENCLOSRUE ISOLATION VALVE | 02SGJ02AA103 | West sie of U2 turnbine building | no data | CLOSED | OPEN
5680 | SLIP RING HOUSING ISOLATION VALVE | 02SGJ02AA202 | West sie of U2 turnbine building | no data | CLOSED | OPEN
5681 | Inlet to 01A Dryer | VINA-602 | AIR COMPRESSOR AREA | Valve | CLOSED | OPEN
5682 | Outlet to 01A Dryer VINA-612 | VINA-612 | AIR COMPRESSOR AREA | Valve | CLOSED | OPEN
5683 | Inlet to 01B Dryer VINA-607 | VINA-607 | AIR COMPRESSOR AREA | Valve | CLOSED | OPEN
5684 | Outlet to 01B VINA-626 | VINA-626 | AIR COMPRESSOR AREA | Valve | CLOSED | OPEN
5685 | Air Dryer A PWR FEED | 00-INA-CPL-02A | AIR COMPRESSOR AREA | Breaker | OPEN | CLOSED
5686 | FUEL GAS COMPRESSOR A | 00-FGS-CMP-01A | MVB SWITCHGEAR 11, CUBICLE 01B | FUES | OPEN | CLOSED
5687 | A GAS COMPRESSOR OUTLET VENT | 00-VFGS281 | FUEL GAS COMPRESSOR AREA | no data | OPEN | CLOSED
5688 | FGC "A" suction valve | 00-VFGS202F | FUEL GAS COMPRESSOR AREA | Valve | CLOSED | OPEN
5689 | FGC "A" discharge valve | 00-VFGS205F | FUEL GAS COMPRESSOR AREA | Valve | CLOSED | OPEN
5690 | A FG COMPRESSOR NITROGEN SUPPLY ISOLATION | 00-VFGS302 | FUEL GAS COMPRESSOR AREA | no data | CLOSED | OPEN
5691 | FGC "B" suction manual isolation valve | 00-VFGS203 | FUEL GAS COMPRESSOR AREA | Valve | CLOSED | OPEN
5692 | FGC "B" discharge manual isolation valve | 00-VFGS206F | FUEL GAS COMPRESSOR AREA | Valve | CLOSED | OPEN
5693 | FGC "B" discharge vent | 00-VFGS282 | FUEL GAS COMPRESSOR AREA | Valve | OPEN | CLOSED
5694 | FGC "B" Nitrogen supply to seals isolation valve | 00-VFGS303 | FUEL GAS COMPRESSOR AREA | Valve | CLOSED | OPEN
5695 | FUEL GAS COMPRESSOR B | 00-FGS-CMP-01B | MVB SWITCHGEAR 21, CUBICLE 04B | FUES | OPEN | CLOSED
5696 | SFC TO U1 GENERATOR DISCONNECT | 98SS-1 | GSB | DISCONNECT | OPEN | CLOSED
5697 | DISCONNECT DOWNSTREAM OF GCB | 98G-1 | GCB landing | DISCONNECT | OPEN | CLOSED
5698 | UNIT 1 HRSG DUCT BURNER COOLING SKID BLOWER 1 | 01-BUR-MLB-01A | HRSG-1 ENCLOSURE MCC 111 CUBICLE 5FH | 480 V MOLDED CASE BREAKER | OPEN | CLOSED
5699 | UNIT 1 HRSG DUCT BURNER COOLING SKID BLOWER 2 | 01-BUR-MLB-01B | HRSG-1 ENCLOSURE MCC 211 CUBICLE 9FM | 480 V MOLDED CASE BREAKER | OPEN | CLOSED
5701 | ACC 1 LRVP 01B | 01-ARM-MPM-01B | 01-ACC-MCC-231, CUBICLE12FM | 480 V MOLDED CASE BREAKER | OPEN | CLOSED
5702 | ACC 1 LRVP 01C | 01-ARM-MPM-01C | 01-ACC-MCC-151, CUBICLE11FM | 480 V MOLDED CASE BREAKER | OPEN | CLOSED
5703 | ACC 1 LRVP 01D | 01-ARM-MPM-01D | 01-ACC-MCC-251, CUBICLE12FM | 480 V MOLDED CASE BREAKER | OPEN | CLOSED
5704 | ACC 1 LRVP 01E | 01-ARM-MPM-01E | 01-ACC-MCC-251, CUBICLE13FM | 480 V MOLDED CASE BREAKER | OPEN | CLOSED
5707 | Aux steam to U2 main iso | 02-VAXS630 | Aux boiler room | Valve | CLOSED | OPEN
5708 | Aux steam to U2 main block iso | 02-VAXS631 | Aux boiler room | Valve | CLOSED | OPEN
5709 | Aux steam to U2 main block bypass | 02-VAXS632 | Aux boiler room | Valve | CLOSED | CLOSED
5710 | Aux steam to U1 main header vent | 01-VAXS633 | Aux boiler room | Valve | OPEN | CLOSED
5711 | Aux steam to U2 main header vent | 02-VAXS633 | Aux boiler room | Valve | OPEN | CLOSED
5712 | Aux steam to U1 main header vent | 01-VAXS633 | Aux boiler room | Valve | OPEN | CLOSED
5713 | SFC TO U2 GENERATOR DISCONNECT | 98SS-2 | GSB | DISCONNECT | OPEN | CLOSED
5714 | DISCONNECT DOWNSTREAM OF GCB U2 | 98G-2 | GCB landing | DISCONNECT | OPEN | CLOSED
5715 | U2 GT ENHANCED AIR COMPRESSOR B | 02-MBH06AN102 | MVB SWITCHGEAR 11, CUBICLE 05B | no data | OPEN | CLOSED
5716 | U2 GT ENHANCED AIR COMPRESSOR A | 02-MBH06AN101 | MVB SWITCHGEAR 21, CUBICLE 01A | no data | OPEN | CLOSED
5717 | HRSG 2 AMMONIA INJECTION BLOWER A | 02-SCR-MFN-100A | HRSG-2 ENCLSURE 480V MCC 121, CUBICLE 05FM | 480 V MOLDED CASE BREAKER | OPEN | CLOSED
5718 | HRSG2 AMMONIA INJECTION BLOWER B | 02-SCR-MFN-100B | HRSG-2 ENCLSURE 480V MCC 221, CUBICLE 5FM | 480 V MOLDED CASE BREAKER | OPEN | CLOSED
5719 | UNIT 2 HRSG DUCT BURNER COOLING SKID BL0WER 1 | 02-BUR-MLB-01A | HRSG-2 ENCLSURE 480V MCC 121, CUBICLE 06FB | 480 V MOLDED CASE BREAKER | OPEN | CLOSED
5720 | UNIT 2 HRSG DUCT BURNER COOLING SKID BLOWER 2 | 02-BUR-MLB-01B | HRSG-2 ENCLSURE 480V MCC 221, CUBICLE 6FD | 480 V MOLDED CASE BREAKER | OPEN | CLOSED
5721 | Fuel Gas Emergency Shut Off Valve Upstream of FGPH | 02MBP01AA701 | FUEL GAS PERFORMANCE HEATER | Valve | CLOSED | OPEN
5722 | Ammonia injection manual isolation (upstream) | 02-VAQA800 | East of HRSG | Valve | CLOSED | OPEN
5723 | Ammonia injection manual isolation (downstream) | 02-VAQA818 | East of HRSG | Valve | CLOSED | OPEN
5724 | Ammonia injection line drain | 02-VAQA813 | East of HRSG | Valve | OPEN | CLOSED
5725 | U2 BOILER FEED WATER PUMP B | 02-BFW-MPM-01B | MVB SWITHCGEAR 1, CUBICLE 02A | 13.8 KV RACK-OUT BREAKER | OPEN | CLOSED
5726 | U2 BOILER FEED WATER PUMP A | 02-BFW-MPM-01A | MVB SWITHCGEAR 2, CUBICLE 16B | 13.8 KV RACK-OUT BREAKER | OPEN | CLOSED
5727 | U2 CONDENSATE PUMP A | 02-CND-MPM-01A | MVB SWITCHGEAR 21, CUBICLE 04A | Breaker | OPEN | CLOSED
5728 | U2 CONDENSATE PUMP B | 02-CND-MPM-02B | MVB SWITCHGEAR 11, CUBICLE 03A | no data | OPEN | CLOSED
5730 | UNIT 2 CCF HP/IP PHOSPHATE & AMMONIA SYS | 02-CCF-DSW-02 | 02-LVB-PPL-1213, BR 1 OUTSIDE HRSG SWG ENCLOSURE | 480 V CIRCUIT BREACKER | OPEN | CLOSED
5731 | GT 2C/ECA RECIRCULATION PUMP (A) | 02LCA14AP101 | TCP | 480 V MOLDED CASE BREAKER | OPEN | CLOSED
5732 | GT 2C/ECA RECIRCULATION PUMP (B) | 02LCA14AP102 | TCP | 480 V MOLDED CASE BREAKER | OPEN | CLOSED
5734 | ACC 2 LRVP 01B | 02-ARM-MPM-01B | 02-ACC-MCC-241, BR12FM | 480 V MOLDED CASE BREAKER | OPEN | CLOSED
5738 | UNIT 2 LP DRAINS TANK PUMP MTR A | 02-STP-MPM-01A | 02-ACC-MCC-141, CUBICLE12FB | 480 V MOLDED CASE BREAKER | OPEN | CLOSED
5739 | UNIT 2 LP DRAINS TANK PUMP MTR B | 02-STP-MPM-01B | 02-ACC-MCC-241, BR14FB | 480 V MOLDED CASE BREAKER | OPEN | CLOSED
5740 | UNIT 1 MAKE UP CONTROL VALVE MANUAL ISOLATION (upstream) | 01-VDWS638 | UNIT 1 CONDENSATE DEAERATOR AREA | no data | CLOSED | OPEN
5741 | UNIT 1 MAKE UP CONTROL VALVE MANUAL ISOLATION (downstream) | 01-VDWS639 | UNIT 1 CONDENSATE DEAERATOR AREA | no data | CLOSED | OPEN
5742 | UNIT 1 EMERGENCY MAKE UP CONTROL VALVE MANUAL ISOLATION (upstream | 01-VDWS641 | UNIT 1 CONDENSATE DEAERATOR AREA | no data | CLOSED | OPEN
5743 | UNIT 1 EMERGENCY MAKE UP CONTROL VALVE MANUAL ISOLATION (downster | 01-VDWS642 | UNIT 1 CONDENSATE DEAERATOR AREA | no data | CLOSED | OPEN
5744 | UNIT 1 EMERGENCY MAKE WATER DRAIN VALVE | 01-VDWS643 | UNIT 1 CONDENSATE DEAERATOR AREA | no data | OPEN | CLOSED
5745 | UNIT 1 NORMSL MAKE WATER DRAIN VALVE | 01-VDWS648 | UNIT 1 CONDENSATE DEAERATOR AREA | no data | OPEN | CLOSED
5746 | UNIT 2 MAKE UP CONTROL VALVE MANUAL ISOLATION (upstream) | 02-VDWS638 | UNIT 2 CONDENSATE DEAERATOR AREA | no data | CLOSED | OPEN
5747 | UNIT 2 MAKE UP CONTROL VALVE MANUAL ISOLATION (downstream) | 02-VDWS639 | UNIT 2 CONDENSATE DEAERATOR AREA | no data | CLOSED | OPEN
5748 | UNIT 2 EMERGENCY MAKE UP CONTROL VALVE MANUAL ISOLATION (upstream | 02-VDWS641 | UNIT 2 CONDENSATE DEAERATOR AREA | no data | CLOSED | OPEN
5749 | UNIT 2 EMERGENCY MAKE UP CONTROL VALVE MANUAL ISOLATION (downster | 02-VDWS642 | UNIT 2 CONDENSATE DEAERATOR AREA | no data | CLOSED | OPEN
5750 | UNIT 2 EMERGENCY MAKE WATER DRAIN VALVE | 02-VDWS643 | UNIT 2 CONDENSATE DEAERATOR AREA | no data | OPEN | CLOSED
5751 | UNIT 2 NORMAL MAKE UP WATER DRAIN VALVE | 02-VDWS648 | UNIT 2 CONDENSATE DEAERATOR AREA | no data | OPEN | CLOSED
5752 | DEMIN FILL TO CND DRAIN VALVE | 02-VCND237 | U2 WEST OF CONDENSATE PUMP | no data | OPEN | CLOSED
5753 | UNIT 1 ACC FAN GRBX OIL HTR 01D | 01-ACC-HTR-01D | 01-LVD-PPL-2311, BR19 outside of ACC MCC enclosure | 208/120VAC CIRCUIT BREAKER | OPEN | CLOSED
5754 | UNIT 1 ACC FAN GRBX OIL HTR 02D | 01-ACC-HTR-02D | 01-LVD-PPL-2311, BR12 ACC MCC ENCLOSURE | 208/120VAC CIRCUIT BREAKER | OPEN | CLOSED
5755 | UNIT 1 ACC FAN GRBX OIL HTR 03D | 01-ACC-HTR-03D | 01-LVD-PPL-2311, BR24 outside of ACC MCC enclosure | 208/120VAC CIRCUIT BREAKER | OPEN | CLOSED
5757 | UNIT 1 ACC FAN GRBX OIL HTR 01C | 01-ACC-HTR-01C | 01-LVD-PPL-2311, BR17 outside of ACC MCC enclosure | 208/120VAC CIRCUIT BREAKER | OPEN | CLOSED
5758 | UNIT 1 ACC FAN GRBX OIL HTR 02C | 01-ACC-HTR-02C | 01-LVD-PPL-2311, BR29 OUTSIDE OF ACC MCC ENCLOSURE | 208/120VAC CIRCUIT BREAKER | OPEN | CLOSED
5759 | UNIT 1 ACC FAN GRBX OIL HTR 03C | 01-ACC-HTR-03C | 01-LVD-PPL-2311, BR22 outside of ACC MCC enclosure | 208/120VAC CIRCUIT BREAKER | OPEN | CLOSED
5761 | UNIT 1 ACC FAN GRBX OIL HTR 01E | 01-ACC-HTR-01E | 01-LVD-PPL-2311, BR21 outside of ACC MCC enclosure | 208/120VAC CIRCUIT BREAKER | OPEN | CLOSED
5762 | UNIT 1 ACC FAN GRBX OIL HTR 02E | 01-ACC-HTR-02E | 01-LVD-PPL-2311, BR14 outside of ACC MCC enclosure | 208/120VAC CIRCUIT BREAKER | OPEN | CLOSED
5763 | UNIT 1 ACC FAN GRBX OIL HTR 03E | 01-ACC-HTR-03E | 01-LVD-PPL-2311, BR26 outside of ACC MCC enclosure | 208/120VAC CIRCUIT BREAKER | OPEN | CLOSED
5765 | UNIT 1 PHOSPHATE & AMMONIA MAIN FEED DISCONNECT | 01-CCF-SKD-02 | CHEM SHACK | DISCONNECT | OPEN | CLOSED
5766 | UNIT 2 PHOSPHATE & AMMONIA MAIN FEED DISCONNECT | 02-CCF-SKD-02 | CHEM SHACK | DISCONNECT | OPEN | CLOSED
5767 | U2 GT IGV Actuator Control oil outlet valve | 02MBX01AA203 | Lower GT Turbine Enclosure | Valve | CLOSED | OPEN
5768 | U2 GT VV Actuator Control oil outlet valve | 02MBX01AA204 | Lower GT Enclosure | Valve | CLOSED | OPEN
5769 | U2 GT IGV Actuator Control oil inlet valve | 02MBX01AA103 | Lower GT Enclosure | Valve | CLOSED | OPEN
5770 | U2 GT VV Actuator Control oil Inlet valve | 02MBX01AA104 | TURBINE BUILDING | Valve | CLOSED | OPEN
5771 | BUS2 VTS |  | MVB SWITHCGEAR 2, CUBICLE 12B | FUES | OPEN | CLOSED
5772 | 00-VAXS625 Bypass Valve | 00-VAXS625B | AUX BOILER AREA | Valve | CLOSED | CLOSED
5773 | 00-VAXS623 Bypass Valve | 00-VAXS623A | AUX BOILER AREA | Valve | CLOSED | CLOSED
5774 | 00-PCV-AXS113 Upstream Drain | 00-VAXS601 | Aux Boiler Area Upper Catwalk | Valve | OPEN | CLOSED
5775 | Unit 2 air inlet duct Hoist | MBL02AE201 (CB02) | EVAP COOLER CONTROL BOX PNL MBL02AC301 | 480 V CIRCUIT BREAKER | OPEN | CLOSED
5776 | Unit 1 air inlet duct hoist | MBL01AE201 (CB02) | EVAP Cooler control box MBL01AC301 | 480 V CIRCUIT BREAKER | OPEN | CLOSED
5777 | Ammonia injection manual isolation (upstream) | 02-VAQA801 | East of HRSG | Valve | CLOSED | OPEN
5778 | Ammonia injection manual isolation (downstream) | 02-VAQA803 | East of HRSG | Valve | CLOSED | OPEN
5779 | Seal water pump suction | V-916A | U1 ACC AREA | Valve | CLOSED | OPEN
5780 | Seal water supply to the Vacuum Pump isolation valve | V-917A | U1 ACC AREA | Valve | CLOSED | OPEN
5781 | Seal water to the suction of the Vacuum Pump isolation valve | V-917B | U1 ACC AREA | Valve | CLOSED | OPEN
5782 | Seal water makeup isolation valve | V-919E | U1 ACC AREA | Valve | CLOSED | OPEN
5783 | UNIT 1 ACC FAN GRBX OIL HTR 01A | 01-ACC-HTR-01A | 01-LVD-PPL-2311, BR13 outside of ACC MCC enclosure | 208/120VAC CIRCUIT BREAKER | OPEN | CLOSED
5784 | UNIT 1 ACC FAN GRBX OIL HTR 01B | 01-ACC-HTR-01B | 01-LVD-PPL-2311, BR15 outside of ACC MCC enclosure | 208/120VAC CIRCUIT BREAKER | OPEN | CLOSED
5785 | UNIT 1 ACC FAN GRBX OIL HTR 01F | 01-ACC-HTR-01F | 01-LVD-PPL-2311, BR23 outside of ACC MCC enclosure | 208/120VAC CIRCUIT BREAKER | OPEN | CLOSED
5786 | UNIT 1 ACC FAN GRBX OIL HTR 02A | 01-ACC-HTR-02A | 01-LVD-PPL-2311, BR25 outside of ACC MCC enclosure | 208/120VAC CIRCUIT BREAKER | OPEN | CLOSED
5787 | UNIT 1 ACC FAN GRBX OIL HTR 02B | 01-ACC-HTR-02B | 01-LVD-PPL-2311, BR27 outside of ACC MCC enclosure | 208/120VAC CIRCUIT BREAKER | OPEN | CLOSED
5788 | UNIT 1 ACC FAN GRBX OIL HTR 02F | 01-ACC-HTR-02F | 01-LVD-PPL-2311, BR16 outside of ACC MCC enclosure | 208/120VAC CIRCUIT BREAKER | OPEN | CLOSED
5789 | UNIT 1 ACC FAN GRBX OIL HTR 03A | 01-ACC-HTR-03A | 01-LVD-PPL-2311, BR18 outside of ACC MCC enclosure | 208/120VAC CIRCUIT BREAKER | OPEN | CLOSED
5790 | UNIT 1 ACC FAN GRBX OIL HTR 03B | 01-ACC-HTR-03B | 01-LVD-PPL-2311, BR20 outside of ACC MCC enclosure | 208/120VAC CIRCUIT BREAKER | OPEN | CLOSED
5791 | UNIT 1 ACC FAN GRBX OIL HTR 03F | 01-ACC-HTR-03F | 01-LVD-PPL-2311, BR28 outside of ACC MCC enclosure | 208/120VAC CIRCUIT BREAKER | OPEN | CLOSED
5792 | UNIT 1 ACC FAN GRBX OIL HTR 04A | 01-ACC-HTR-04A | 01-LVD-PPL-2311, BR30 outside of ACC MCC enclosure | 208/120VAC CIRCUIT BREAKER | OPEN | CLOSED
5793 | UNIT 2 ACC FAN GRBX OIL HTR 01A | 02-ACC-HTR-01A | 02-LVD-PPL-2411, BR 13 outside of ACC MCC enclosure | 208/120VAC CIRCUIT BREAKER | OPEN | CLOSED
5794 | UNIT 2 ACC FAN GRBX OIL HTR 01B | 02-ACC-HTR-01B | 02-LVD-PPL-2411, BR 15 outside of ACC MCC enclosure | 208/120VAC CIRCUIT BREAKER | OPEN | CLOSED
5795 | UNIT 2 ACC FAN GRBX OIL HTR 01C | 02-ACC-HTR-01C | 02-LVD-PPL-2411, BR 17 outside of ACC MCC enclosure | 208/120VAC CIRCUIT BREAKER | OPEN | CLOSED
5796 | UNIT 2 ACC FAN GRBX OIL HTR 01D | 02-ACC-HTR-01D | 02-LVD-PPL-2411, BR 19 outside of ACC MCC enclosure | 208/120VAC CIRCUIT BREAKER | OPEN | CLOSED
5797 | UNIT 2 ACC FAN GRBX OIL HTR 01E | 02-ACC-HTR-01E | 02-LVD-PPL-2411, BR 21 outside of ACC MCC enclosure | 208/120VAC CIRCUIT BREAKER | OPEN | CLOSED
5798 | UNIT 2 ACC FAN GRBX OIL HTR 01F | 02-ACC-HTR-01F | 02-LVD-PPL-2411, BR 23 outside of ACC MCC enclosure | 208/120VAC CIRCUIT BREAKER | OPEN | CLOSED
5799 | UNIT 2 ACC FAN GRBX OIL HTR 02A | 02-ACC-HTR-02A | 02-LVD-PPL-2411, BR 25 outside of ACC MCC enclosure | 208/120VAC CIRCUIT BREAKER | OPEN | CLOSED
5800 | UNIT 2 ACC FAN GRBX OIL HTR 02B | 02-ACC-HTR-02B | 02-LVD-PPL-2411, BR 27 outside of ACC MCC enclosure | 208/120VAC CIRCUIT BREAKER | OPEN | CLOSED
5801 | UNIT 2 ACC FAN GRBX OIL HTR 02C | 02-ACC-HTR-02C | 02-LVD-PPL-2411, BR 29 outside of ACC MCC enclosure | 208/120VAC CIRCUIT BREAKER | OPEN | CLOSED
5802 | UNIT 2 ACC FAN GRBX OIL HTR 02D | 02-ACC-HTR-02D | 02-LVD-PPL-2411, BR 12 outside of ACC MCC enclosure | 208/120VAC CIRCUIT BREAKER | OPEN | CLOSED
5803 | UNIT 2 ACC FAN GRBX OIL HTR 02E | 02-ACC-HTR-02E | 02-LVD-PPL-2411, BR 14 outside of ACC MCC enclosure | 208/120VAC CIRCUIT BREAKER | OPEN | CLOSED
5804 | UNIT 2 ACC FAN GRBX OIL HTR 02F | 02-ACC-HTR-02F | 02-LVD-PPL-2411, BR 16 outside of ACC MCC enclosure | 208/120VAC CIRCUIT BREAKER | OPEN | CLOSED
5805 | UNIT 2 ACC FAN GRBX OIL HTR 03A | 02-ACC-HTR-03A | 02-LVD-PPL-2411, BR 18 outside of ACC MCC enclosure | 208/120VAC CIRCUIT BREAKER | OPEN | CLOSED
5806 | UNIT 2 ACC FAN GRBX OIL HTR 03B | 02-ACC-HTR-03B | 02-LVD-PPL-2411, BR 20 outside of ACC MCC enclosure | 208/120VAC CIRCUIT BREAKER | OPEN | CLOSED
5807 | UNIT 2 ACC FAN GRBX OIL HTR 03C | 02-ACC-HTR-03C | 02-LVD-PPL-2411, BR 22 outside of ACC MCC enclosure | 208/120VAC CIRCUIT BREAKER | OPEN | CLOSED
5808 | UNIT 2 ACC FAN GRBX OIL HTR 03D | 02-ACC-HTR-03D | 02-LVD-PPL-2411, BR 24 outside of ACC MCC enclosure | 208/120VAC CIRCUIT BREAKER | OPEN | CLOSED
5809 | UNIT 2 ACC FAN GRBX OIL HTR 03E | 02-ACC-HTR-03E | 02-LVD-PPL-2411, BR 26 outside of ACC MCC enclosure | 208/120VAC CIRCUIT BREAKER | OPEN | CLOSED
5810 | UNIT 2 ACC FAN GRBX OIL HTR 03F | 02-ACC-HTR-03F | 02-LVD-PPL-2411, BR 28 outside of ACC MCC enclosure | 208/120VAC CIRCUIT BREAKER | OPEN | CLOSED
5811 | UNIT 2 ACC FAN GRBX OIL HTR 04A | 02-ACC-HTR-04A | 02-LVD-PPL-2411, BR 30 outside of ACC MCC enclosure | 208/120VAC CIRCUIT BREAKER | OPEN | CLOSED
5812 | Emergency stop button B INA Compressor | Emergency stop button B INA Compres | E-Stop | E stop button | OPEN | CLOSED
5813 | 1A BFP HP manual discharge bypass | 01-vbfw271a | PIPE RACK | Valve | CLOSED | CLOSED
5814 | 1A BFP LP SUCTION BYPASS | 01-VBFW265B | PIPE RACK | Valve | CLOSED | CLOSED
5815 | FGC "C" suction valve | 00-VFGS204F | FUEL GAS COMPRESSOR AREA | Valve | CLOSED | OPEN
5816 | FGC "C" discharge valve | 00-VFGS207F | FUEL GAS COMPRESSOR AREA | Valve | CLOSED | OPEN
5819 | U2C LRVP Seal water make up SWS105 |  | U2 ACC AREA | Valve | CLOSED | OPEN
5820 | 02-ARM-V-901A LRVP C Seal water manual valve |  | U2 ACC AREA | no data | CLOSED | OPEN
5821 | Sodium Hypochlorite Discharge Isolation | 00-VDWT650F | SERVICE WATER TANK AREA | Valve | CLOSED | OPEN
5822 | 00-DWT-CPL-02B DWT Two Pass ROB Control Panel |  | 02-HRG-MCC121 13FJ | Breaker | OPEN | CLOSED
5823 | RO B INLET ISOLATION VALVE | 00-VDWT656 | RO BUILDING AREA | no data | CLOSED | OPEN
5824 | RO "B" SERVICE WATER SUPPLY TO BAG FILTER | 00-VDWT774 | WATER TREATMENT BUILDING | no data | CLOSED | OPEN
5825 | RO B INLET VENT | 00-VDWT606 | RO BUILDING AREA | no data | OPEN | CLOSED
5826 | RO B PERMEATE ISOLATION | 00-VDWT663 | RO BUILDING AREA | no data | CLOSED | OPEN
5827 | ROB Flush Water ISO |  | WATER TREATMENT BLDG | Valve | CLOSED | OPEN
5828 | RO "B" 1ST STAGE CONCENTRATE OUTLET ISOLATION VALVE | 00-VDWT783 | WATER TREATMENT BUILDING | no data | CLOSED | OPEN
5829 | VDWT600 ROB 2nd Pass Permeate Vent |  | WATER TREATMENT BLDG | Valve | OPEN | CLOSED
5830 | U1 Closing/Pri fuse for 01-SYD-BKR-01 | 01-SYD-BKR-01 | Switch Yard | Breaker | OPEN | CLOSED
5831 | U1 Switch Yard Disconnect | 01-SYD-DSW-02 | U1 | disconnect switch | OPEN | CLOSED
5832 | 3000A Main Breaker 52-1-M1 | 00-UAT-XFR-1 | MVB SWITHCGEAR 1, CUBICLE 7B | 13.8 KV RACK-OUT BREAKER | OPEN | CLOSED
5833 | U1 GCB 57TG-1 | 01-HYH-GCB132E | GCB landing | no data | CLOSED | OPEN
5834 | GCB Disconnect 89G-1 | 89G-1 | GCB landing | DISCONNECT | OPEN | CLOSED
5835 | Generator Site Ground 57GG-1 | Generator Site Ground 57GG-1 | U1 Generator | no data | CLOSED | OPEN
5836 | SFC TO U1 GENERATOR DISCONNECT | 89SS-1 | GSB | DISCONNECT | OPEN
5837 | SFC TO U1 GENERATOR DISCONNECT | 89SS-1 | GSB | DISCONNECT | OPEN
5838 | DISCONNECT DOWNSTREAM OF GCB | 89G-1 | GCB landing | DISCONNECT | OPEN | CLOSED
5839 | TO GT EMERGENCY SHUT OFF VALVE | 01-VFGS124 | UNIT 1 PERFORMACE HEATER AREA (Direct Upstream of MBP-01AA70) |  | CLOSED | OPEN
5840 | UNIT 1 NORMAL MAKE WATER DRAIN VALVE | 01-VDWS648 | UNIT 1 CONDENSATE DEAERATOR AREA | no data | OPEN | CLOSED
5843 | HRSG 1 LP SPARGING STEAM SHUTOFF MOV HANDWHEEL | 01-MOV-HLS944H | HRSG WEST | MOV handwheel | CLOSED | CLOSED
5844 | HRSG 1 IP SPARGING STEAM STOP MOV HANDWHEEL | 01-MOV-HIS909H | HRSG WEST | MOV handwheel | CLOSED | CLOSED
5845 | HRSG 1 HP SPARGING STEAM MOV HANDWHEEL | 01-MOV-HHS904H | HRSG WEST | MOV handwheel | CLOSED | CLOSED
5846 | HRSG 1 HP SPARGING STEAM MOV BYPASS | 01-VHHS904 | HRSG WEST | Valve | CLOSED | CLOSED
5847 | AUX BLR FEED WTR ISOLATION MOV 480VAC | 00-MOV-AXS-900 | 02-LVB-PPL-1215 BR 14-16-18 | 480 V CIRCUIT BREACKER | OPEN | CLOSED
5848 | DOWN STREAM BACK PRESSURE CONTROL VALVE ISO AXS625 | 00-VAXS625 | AUX BOILER AREA | no data | CLOSED | OPEN
5849 | 00-VAXS601 PCV upstream drain | 00-VAXS601 | Aux Boiler Area Upper Catwalk | Valve | OPEN | CLOSED
5850 | Emergency Lube Oil Pump Motor | 01MPV01AP401-M01 | TCP | Breaker | OPEN | CLOSED
5851 | UNIT 1 MAIN LUBE OIL PUMP MOTOR A | 01MPV01AP101-M01 | HRSG-1 ENCLOSURE MCC 111 CUBICLE 2FM | 480 V MOLDED CASE BREAKER | OPEN | CLOSED
5852 | U1 GT IGV Actuator Control Oil Outlet Valve | 01MBX01AA203 | U1 GT ENCLOSURE | Valve | CLOSED | OPEN
5853 | U1 GT VV Actuator Control Oil Outlet Valve | 01MBX01AA204 | U1 GT ENCLOSURE | Valve | CLOSED | OPEN
5854 | U1 GT IGV Actuator Control Oil Inlet Valve | 01MBX01AA103 | GT ENCLOSURE | Valve | CLOSED | OPEN
5855 | U1 GT VV Actuator Control Oil Inlet Valve | 01MBX01AA104 | U1 GT ENCLOSURE | Valve | CLOSED | OPEN
5856 | 2000 Main Breaker 52-11-M1 | 00-MVB-SWG-11 | MVB, DC DISTRIBUTION PANEL 01-LVE-PPL-01, F10.3 | 6.9 KV RACK-OUT BREAKER | OPEN | CLOSED
5857 | U1 Closing/Pri fuse for 01-SYD-BKR-01 | 01-SYD-BKR-01 | Switch Yard | Breaker | OPEN | CLOSED
5858 | U1 Switch Yard Disconnect | 01-SYD-DSW-02 | U1 | disconnect switch | OPEN | CLOSED
5859 | U1 Switch Yard Disconnect DC breaker | 01-SYD-DSW-02 Brker 22/24 | U1 switch yard Bldg- 00-LVE-PPL-01 125VDC Panelboard | DC Breaker | OPEN | CLOSED
5860 | 3000A Main Breaker 52-1-M1 | 00-UAT-XFR-1 | MVB SWITHCGEAR 1, CUBICLE 7B | 13.8 KV RACK-OUT BREAKER | OPEN | CLOSED
5861 | U1 GCB 57TG-1 | 01-HYH-GCB132E | GCB landing | no data | CLOSED | OPEN
5862 | U2 GCB Disconnect 89G-2 | 89G-1 | U2 GCB landing | DISCONNECT | OPEN | CLOSED
5863 | U2Generator Side Ground 57GG-2 | 57GG-2 | U2 Generator | no data | CLOSED | OPEN
5864 | SFC TO U2 GENERATOR DISCONNECT | 89SS-2 | U2 GSB | DISCONNECT | OPEN
5865 | CO2 ACTUATION LINE ISOLATION VALVE | 02SGJ02AA001 | West sie of U2 turnbine building | no data | CLOSED | OPEN
5866 | SLIP RING HOUSING ISOLATION VALVE | 02SGJ02AA202 | West sie of U2 turnbine building | no data | CLOSED | OPEN
5867 | U2 Closing/Pri fuse for 02-SYD-BKR-01 | 02-SYD-BKR-01 | Switch Yard | Breaker | OPEN | CLOSED
5868 | U2 Switch Yard Disconnect | 02-SYD-DSW-02 | Switch Yard | disconnect switch | OPEN | CLOSED
5869 | U2 Switch Yard Disconnect DC breaker | 02-SYD-DSW-02 | U2 switch yard Bldg- 00-LVE-PPL-02 125VDC Panelboard, Br 22/24 | DC Breaker | OPEN | CLOSED
5870 | U2 Generator Disconnect GCB 89G | 89G-2/Q9 | U2 GCB landing | no data | OPEN | CLOSED
5871 | U2 GCB Ground (transformer side) | Q82 | GCB landing | no data | CLOSED | OPEN
5872 | Alliance Emergency Shut Off Valve | 00-YV-FGS700 | FGS yard | no data | CLOSED | OPEN
5873 | ANR/NB Emergency Shut Off valve | 00-YV-FGS800 | FGS yard | no data | CLOSED | OPEN
5874 | TB-DC1 fuse #5 | Forney - B10287-070-06 | Unit 1 Duct burner skid area | Fuse | pulled | inserted
5875 | TB-DC1 fuse # 6 | Forney- B10287-070-06 | Unit 1 DB skid | Fuse | pulled | inserted
5876 | TB-DC1 fuse # 8 | Forney- B10287-070-06 | Unit 1 DB skid | Fuse | pulled | inserted
5877 | TB-DC1 fuse # 9 | forney- B10287-070-06 | Unit 1 DB skid area | Fuse | pulled | inserted
5878 | TB-AC1 fuse # 7 | Forney B10287-070-05A | Unit 1 DB skid | Fuse | pulled | inserted
5879 | U2 Switch Yard Disconnect | 02-SYD-DSW-01 | Switch Yard | disconnect switch | OPEN | CLOSED
5880 | U2 Switch Yard Disconnect DC breaker | 02-SYD-DSW-01 | U2 switch yard Bldg- 00-LVE-PPL-02 125VDC Panelboard, Br 21/23 | DC Breaker | OPEN | CLOSED
5881 | SFC TO U2 GENERATOR DISCONNECT | 98SS-2/Q91 | GSB | DISCONNECT | OPEN
5882 | DISCONNECT DOWNSTREAM OF GCB U2 | 98G-2/Q9 | GCB landing | DISCONNECT | OPEN | CLOSED
5883 | GT ECA COMPRESSOR A VAPOR EXTRACTOR (B) | 02MBH06AN104-M01 | TCP | 480 V MOLDED CASE BREAKER | OPEN | CLOSED
5884 | GT ECA COMPRESSOR B VAPOR EXTRACTOR (B) | 02MBH06AN106-M01 | TCP | 480 V MOLDED CASE BREAKER | OPEN | CLOSED
5885 | GT ECA COMPRESSOR A ENCLOSURE FAN (A) | 02MBH06AN107-M01 | TCP | 480 V MOLDED CASE BREAKER | OPEN | CLOSED
5886 | GT ECA COMPRESSOR A ENCLOSURE FAN (B) | 02MBH06AN108-M01 | TCP | 480 V MOLDED CASE BREAKER | OPEN | CLOSED
5887 | GT ECA COMPRESSOR B ENCLOSURE FAN (A) | 02MBH06AN109-M01 | TCP | 480 V MOLDED CASE BREAKER | OPEN | CLOSED
5888 | GT ECA COMPRESSOR B ENCLOSURE FAN (B) | 02MBH06AN110-M01 | TCP | 480 V MOLDED CASE BREAKER | OPEN | CLOSED
5889 | TB-DC1 fuse #5 | Forney - B10287-070-06 | Unit 2 Duct Burner Managment System Cabinet 02-BUR-JBX-01 | Fuse | pulled | inserted
5890 | TB-DC1 fuse # 6 | Forney- B10287-070-06 | Unit 2 Duct Burner Managment System Cabinet 02-BUR-JBX-01 | Fuse | pulled | inserted
5891 | TB-DC1 fuse # 8 | Forney- B10287-070-06 | Unit 2 Duct Burner Managment System Cabinet 02-BUR-JBX-01 | Fuse | pulled | inserted
5892 | TB-DC1 fuse # 9 | forney- B10287-070-06 | Unit 2 Duct Burner Managment System Cabinet 02-BUR-JBX-01 | Fuse | pulled | inserted
5893 | TB-AC1 fuse # 7 | Forney B10287-070-05A | Unit 2 Duct Burner Managment System Cabinet 02-BUR-JBX-01 | Fuse | pulled | inserted
5894 | DUCT BURNER SOV | 02-FGS-SOV293 | DUCT BURNER SKID | no data | CLOSED | OPEN
5895 | U2 DUCT BURNER SKID VENT | 02-VFGS120 | U2 DUCT BURNER SKID AREA | no data | OPEN | CLOSED
5896 | U2 GAS FLOW METER BYPASS | 02-VFGS122 | U2 PERFORMACE HEATER AREA | no data | CLOSED | OPEN
5897 | U2 GAS FLOW METER OUTLET | 02-VFGS124 | U2 PERFORMACE HEATER AREA | no data | CLOSED | OPEN
5898 | UNIT 2 MAKE UP CONTROL VALVE MANUAL ISOLATION (upstream) | 02-VDWS638 | UNIT 2 CONDENSATE DEAERATOR AREA | Valve | CLOSED | OPEN
5899 | UNIT 2 MAKE UP CONTROL VALVE MANUAL ISOLATION (downstream) | 02-VDWS639 | UNIT 2 CONDENSATE DEAERATOR AREA | Valve | CLOSED | OPEN
5900 | UNIT 2 EMERGENCY MAKE UP CONTROL VALVE MANUAL ISOLATION (upstream | 02-VDWS641 | UNIT 2 CONDENSATE DEAERATOR AREA | Valve | CLOSED | OPEN
5901 | UNIT 2 EMERGENCY MAKE UP CONTROL VALVE MANUAL ISOLATION (downster | 02-VDWS642 | UNIT 2 CONDENSATE DEAERATOR AREA | Valve | CLOSED | OPEN
5903 | UNIT 2 AUX STEAM ISOLATION MOV BYPASS | 02-MOV-AXS322 | U2 2ND LEVEL PIPE RACK | Valve | OPEN | CLOSED
5904 | UNIT 2 AUXBLR TO STM SEP INLET BYP HANDWHEEL | 02-MOV-AXS322H | U2 2ND LEVEL PIPE RACK | Valve | CLOSED | CLOSED
5905 | UNIT 2 AUXBLR TO STM SEP INLET BLK MOV HANDWHEEL | 02-MOV-AXS321H | 2ND PIPE RACK | Valve | CLOSED | CLOSED
5906 | UNIT 2 LP SPARGING STEAM SHUTOFF VLV | 02-MOV-HLS944 | 02-LVB-PPL-1214, BR 11 OUTSIDE HRSG SWG ENCLOSURE | 480 V CIRCUIT BREACKER | OPEN | CLOSED
5907 | HRSG 2 LP SPARGING STEAM SHUTOFF MOV HANDWHEEL | 02-MOV-HLS944H | HRSG WEST | Valve | CLOSED | CLOSED
5908 | HRSG 2 IP SPARGING STEAM STOP MOV HANDWHEEL | 02-MOV-HIS909H |  | Valve | CLOSED | CLOSED
5909 | HRSG 2 HP SPARGING STAEM MOV HANDWHEEL | 02-MOV-HHS904 | HRSG WEST | Valve | CLOSED | CLOSED
5910 | HRSG 2 HP SPARGING STEAM MOV BYPASS | 02-VHHS904 | HRSG WEST | Valve | CLOSED | CLOSED
5911 | DA EJECTOR SUPPLY CONTROL VALVE BLOCK VALVE | 02-VAXS175 | U2 CONDENSATE RECIEVER TANK 2ND LEVEL | Valve | CLOSED | OPEN
5912 | DA EJECTOR SUPPLY CONTROL VALVE BLOCK VALVE BYPASS | 02-VAXS175B | U2 CONDENSATE RECIEVER TANK 2ND LEVEL | no data | CLOSED | CLOSED
5913 | CONDENSATE DA AIR EJECTOR AUX STEAM CV BYPASS | 02-VAXS152 | U2 CONDENSATE RECIEVER TANK 2ND LEVEL | Valve | CLOSED | CLOSED
5914 | AUX STEAM SUPPLY VALVE FOR CONDENSATE TANK SPARGER BYPASS | 02-VAXS168B | U2 CONDENSATE RECIEVER TANK 2ND LEVEL | no data | CLOSED | CLOSED
5915 | CONDENSATE DA SPARGER CV BYPASS | 02-VAXS145 | U2 CONDENSATE RECIEVER TANK 2ND LEVEL | no data | CLOSED | OPEN
5916 | ELECTRIC SUPERHEATER/SEPARATOR ISOLATION BYPASS | 02-VAXS159B | U2 GROUND FLOOR SOUTH OF ELECT SP HTR | no data | CLOSED | CLOSED
5917 | SFC TO U2 GENERATOR DISCONNECT | 98SS-2/Q91 | GSB | DISCONNECT | OPEN
5918 | DISCONNECT DOWNSTREAM OF GCB U2 | 98G-2/Q9 | GCB landing | DISCONNECT | OPEN | CLOSED
5919 | GT IGNITION EXCITER | 02MBM01GU001 | TCP; 02BFJ01; CUBICLE 10D | 480 V MOLDED CASE BREAKER | OPEN | CLOSED
5920 | GT ECA COMPRESSOR A "A" AUX OIL | 02MBH06AP401-M01 | TCP; 02BMC01; CUBICLE 6C | 480 V MOLDED CASE BREAKER | OPEN | CLOSED
5921 | GT ECA COMPRESSOR B AUX OIL | 02MBH06AP402-M01 | TCP; 02BMC01; CUBICLE 6B | 480 V MOLDED CASE BREAKER | OPEN | CLOSED
5922 | GT ECA COMPRESSOR A VAPOR EXTRACTOR (A) | 02MBH06AN103-M01 | TCP; 02BFJ01; CUBICLE 13B | 480 V MOLDED CASE BREAKER | OPEN | CLOSED
5923 | GT ECA COMPRESSOR A VAPOR EXTRACTOR (B) | 02MBH06AN104-M01 | TCP; 02BMC01; CUBICLE 7A | 480 V MOLDED CASE BREAKER | OPEN | CLOSED
5924 | GT ECA COMPRESSOR B VAPOR EXTRACTOR (A) | 02MBH06AN105-M01 | TCP; 02BFJ01; CUBICLE 13A | 480 V MOLDED CASE BREAKER | OPEN | CLOSED
5925 | GT ECA COMPRESSOR B VAPOR EXTRACTOR (B) | 02MBH06AN106-M01 | TCP; 02BMC01; CUBICLE 1A | 480 V MOLDED CASE BREAKER | OPEN | CLOSED
5926 | GT ECA COMPRESSOR A ENCLOSURE FAN (A) | 02MBH06AN107-M01 | TCP; 02BFJ01; CUBICLE 9A | 480 V MOLDED CASE BREAKER | OPEN | CLOSED
5927 | GT ECA COMPRESSOR A ENCLOSURE FAN (B) | 02MBH06AN108-M01 | TCP; 02BFJ01; CUBICLE 12B | 480 V MOLDED CASE BREAKER | OPEN | CLOSED
5928 | GT ECA COMPRESSOR B ENCLOSURE FAN (A) | 02MBH06AN109-M01 | TCP; 02BFJ01; CUBICLE 12A | 480 V MOLDED CASE BREAKER | OPEN | CLOSED
5929 | GT ECA COMPRESSOR B ENCLOSURE FAN (B) | 02MBH06AN110-M01 | TCP; 02BFJ01; CUBICLE 12C | 480 V MOLDED CASE BREAKER | OPEN | CLOSED
5930 | GT ECA COMPRESSOR B OIL HEATER | 02MBH06AH102 | TCP; 02BFJ01; CUBICLE 11C | 480 V MOLDED CASE BREAKER | OPEN | CLOSED
5931 | GT ECA COMPRESSOR A OIL HEATER | 02MBH06AH101 | TCP; 02BFJ01; CUBICLE 11B | 480 V MOLDED CASE BREAKER | OPEN | CLOSED
5932 | GT PACKAGE VENTILATION FAN A | 02MBA11AN101-M01 | TCP; 02BMC01; CUBICLE 8A | 480 V MOLDED CASE BREAKER | OPEN | CLOSED
5933 | GT PACKAGE VENTILATION FAN B | 02MBA11AN102-M01 | TCP; 02BMC01; CUBICLE 9A | 480 V MOLDED CASE BREAKER | OPEN | CLOSED
5934 | TB-DC1 fuse #5 | Forney - B10287-070-06 | Unit 2 Duct Burner Managment System Cabinet 02-BUR-JBX-01 | Fuse | pulled | inserted
5935 | TB-DC1 fuse # 6 | Forney- B10287-070-06 | Unit 2 Duct Burner Managment System Cabinet 02-BUR-JBX-01 | Fuse | pulled | inserted
5936 | TB-DC1 fuse # 8 | Forney- B10287-070-06 | Unit 2 Duct Burner Managment System Cabinet 02-BUR-JBX-01 | Fuse | pulled | inserted
5937 | TB-DC1 fuse # 9 | forney- B10287-070-06 | Unit 2 Duct Burner Managment System Cabinet 02-BUR-JBX-01 | Fuse | pulled | inserted
5938 | TB-AC1 fuse # 7 | Forney B10287-070-05A | Unit 2 Duct Burner Managment System Cabinet 02-BUR-JBX-01 | Fuse | pulled | inserted
5939 | DUCT BURNER SOV | 02-FGS-SOV293 | DUCT BURNER SKID | no data | CLOSED | OPEN
5940 | U2 DUCT BURNER SKID VENT | 02-VFGS120 | U2 DUCT BURNER SKID AREA | no data | OPEN | CLOSED
5941 | U2 GAS FLOW METER BYPASS | 02-VFGS122 | U2 PERFORMACE HEATER AREA | no data | CLOSED | OPEN
5942 | U2 GAS FLOW METER OUTLET | 02-VFGS124 | U2 PERFORMACE HEATER AREA | no data | CLOSED | OPEN
5943 | Battery#1 feed to SFC | QE10 |  | no data | Off | CLOSED
5944 | Battery#2 feed to SFC | QE20 |  | no data | Off | CLOSED
5945 | Control Power to SFC | QF01 |  | no data | OPEN | CLOSED
5946 | Accumulator tank "D" sypply valve | 01MBV01AA504 | LUBE OIL TANK | no data | CLOSED | OPEN
5947 | Accumulator Tank "D" drain | 01MPV01AA907 | LUBE OIL TANK | no data | OPEN | CLOSED
5948 | Accumulator Tank "C" drain valve | 01MPV01AA906 | LUBE OIL TANK | no data | CLOSED | CLOSED
5949 | Accumulator Tank "B" drain valve | 01MPV01AA905 | LUBE OIL TANK | no data | CLOSED | CLOSED
5950 | Accumulator Tank "A" drain valve | 01MPV01AA904 | LUBE OIL TANK | no data | CLOSED | CLOSED
5951 | Accumulator tank "D" sypply valve | 01MBV01AA504 | LUBE OIL TANK | no data | CLOSED | OPEN
5952 | Accumulator Tank "D" drain | 01MPV01AA907 | LUBE OIL TANK | no data | OPEN | CLOSED
5953 | Accumulator Tank "C" drain valve | 01MPV01AA906 | LUBE OIL TANK | no data | CLOSED | CLOSED
5954 | Accumulator Tank "B" drain valve | 01MPV01AA905 | LUBE OIL TANK | no data | CLOSED | CLOSED
5955 | Accumulator Tank "A" drain valve | 01MPV01AA904 | LUBE OIL TANK | no data | CLOSED | CLOSED
5956 | Emergency Lube Oil Pump Motor | 02MPV01AP401-M01 | TCP | no data | OPEN | CLOSED
5957 | Lube oil filter switching valve | 01MPV01AT101 | Lube oil system | no data | North filter | North filter
5958 | South Filter Clean side drain | 01MPV01AA914 | LUBE OIL TANK | no data | OPEN | CLOSED
5959 | South Filter Dirty Side Drain | 01MBV01AA915 |  | no data | OPEN | CLOSED
5960 | South Filter Vent | 01MPV01AA918 |  | no data | CLOSED | OPEN
5961 | North Filter Clean Side Drain | 01MPV01AA912 |  | no data | CLOSED | CLOSED
5962 | North Filter Dirty Side drain | 01MPV01AA911 |  | no data | CLOSED | CLOSED
5963 | Lube oil filter equalization valve | 01MPV01AA125 |  | no data | CLOSED | OPEN
5964 | FGC "B" purge valve | 00-VFGS542A | Inide FGC "B" enclosure | no data | CLOSED | OPEN
5965 | FGC "B" discharge block AOV air supply. | 00-V-INA552B | Inside FGC "B" enclosure | no data | CLOSED | OPEN
5966 | FGC "B" inlet block AOV control air isolation | 00-VINA581B | Inside FGC "B" enclosure | no data | CLOSED | OPEN
5967 | FGC "B" vent AOV control air isolation | 00-V-INA587 | Inside FGC "B" enclosure | no data | CLOSED | OPEN
5968 | DWT TWO PASS RO A CONTROL PNL | 00-DWT-CPL-02A | HRSG-2 ENCLSURE 480V MCC 221, CUBICLE 13FF | 480 V MOLDED CASE BREAKER | OPEN | CLOSED
5969 | RO A INLET ISOLATION | 00-VDWT658 | RO BUILDING AREA | no data | CLOSED | OPEN
5970 | RO "A" SERVICE WATER SUPPLY TO BAG FILTER | 00-VDWT716 | WATER TREATMENT BUILDING | no data | CLOSED | OPEN
5971 | RO A INLET VENT | 00-VDWT607 | RO BUILDING AREA | no data | OPEN | CLOSED
5972 | RO A PERMEATE ISOLATION | 00-VDWT662 | RO BUILDING AREA | no data | CLOSED | OPEN
5973 | ROA FLUSH SUPPLY ISOLATION | 00-VDWS647 | RO BUILDING AREA | no data | CLOSED | OPEN
5974 | 00-INJ-DWT802 Caustic Inj Isolation |  | WATER TREATMENT BLDG | no data | CLOSED | OPEN
5975 | 01-VHHS994 U1 HP Sparging Drain Block |  | HP Sparging Steam | no data | OPEN | CLOSED
5976 | 01-VHHS995 U1 HP Sparging Drain |  | HP Sparging Steam | no data | OPEN | CLOSED
5977 | UNIT 2 MAKE UP CONTROL VALVE MANUAL ISOLATION (upstream) | 02-VDWS638 | UNIT 2 CONDENSATE DEAERATOR AREA | Valve | CLOSED | OPEN
5978 | UNIT 2 MAKE UP CONTROL VALVE MANUAL ISOLATION (downstream) | 02-VDWS639 | UNIT 2 CONDENSATE DEAERATOR AREA | Valve | CLOSED | OPEN
5979 | UNIT 2 EMERGENCY MAKE UP CONTROL VALVE MANUAL ISOLATION (upstream | 02-VDWS641 | UNIT 2 CONDENSATE DEAERATOR AREA | Valve | CLOSED | OPEN
5980 | UNIT 2 EMERGENCY MAKE UP CONTROL VALVE MANUAL ISOLATION (downster | 02-VDWS642 | UNIT 2 CONDENSATE DEAERATOR AREA | Valve | CLOSED | OPEN
5982 | UNIT 2 AUX STEAM ISOLATION MOV BYPASS | 02-MOV-AXS322 | U2 2ND LEVEL PIPE RACK | Valve | OPEN | CLOSED
5985 | UNIT 2 LP SPARGING STEAM SHUTOFF VLV | 02-MOV-HLS944 | 02-LVB-PPL-1214, BR 11 OUTSIDE HRSG SWG ENCLOSURE | 480 V CIRCUIT BREACKER | OPEN | CLOSED
5986 | HRSG 2 LP SPARGING STEAM SHUTOFF MOV HANDWHEEL | 02-MOV-HLS944H | HRSG WEST | Valve | CLOSED | CLOSED
5987 | HRSG 2 IP SPARGING STEAM STOP MOV HANDWHEEL | 02-MOV-HIS909H |  | Valve | CLOSED | CLOSED
5988 | HRSG 2 HP SPARGING STAEM MOV HANDWHEEL | 02-MOV-HHS904 | HRSG WEST | Valve | CLOSED | CLOSED
5989 | HRSG 2 HP SPARGING STEAM MOV BYPASS | 02-VHHS904 | HRSG WEST | Valve | CLOSED | CLOSED
5990 | 02-VHHS994 U2 HP sparging drain block | 02-VHHS994 | U2 HP sparging steam area | Valve | OPEN | CLOSED
5991 | 02-VHHS995 U2 HP sparging drain | 02-VHHS995 | U2 HP sparging steam area | Valve | OPEN | CLOSED
5992 | DA EJECTOR SUPPLY CONTROL VALVE BLOCK VALVE | 02-VAXS175 | U2 CONDENSATE RECIEVER TANK 2ND LEVEL | Valve | CLOSED | OPEN
5993 | CONDENSATE DA AIR EJECTOR AUX STEAM CV BYPASS | 02-VAXS152 | U2 CONDENSATE RECIEVER TANK 2ND LEVEL | Valve | CLOSED | CLOSED
5994 | AUX STEAM SUPPLY VALVE FOR CONDENSATE TANK SPARGER BYPASS | 02-VAXS168B | U2 CONDENSATE RECIEVER TANK 2ND LEVEL | no data | CLOSED | CLOSED
5995 | CONDENSATE DA SPARGER CV BYPASS | 02-VAXS145 | U2 CONDENSATE RECIEVER TANK 2ND LEVEL | no data | CLOSED | OPEN
5996 | ELECTRIC SUPERHEATER/SEPARATOR ISOLATION BYPASS | 02-VAXS159B | U2 GROUND FLOOR SOUTH OF ELECT SP HTR | no data | CLOSED | CLOSED
5997 | AUX STEAM SUPPLY VALVE FOR CONDENSATE TANK SPARGER BYPASS | 01-VAXS168B | U1 CONDENSATE RECIEVER TANK 2ND LEVEL | no data | CLOSED | CLOSED
5998 | CONDENSATE DA Sparger CV Bypass | 01-VAXS145 | UNIT 1 CONDENSATE RECIEVER TANK 2ND LEVEL | no data | CLOSED | OPEN
5999 | ELECTRIC SUPERHEATER/SEPARATOR ISOLATION BYPASS | 01-VAXS159B | U1 GROUND FLOOR SOUTH OF ELECT SP HTR | no data | CLOSED | CLOSED
6000 | SFC TO U1 GENERATOR DISCONNECT | 89SS-1-1/Q91 | GSB | DISCONNECT | OPEN | CLOSED
6001 | DISCONNECT DOWNSTREAM OF GCB U1 | 89G-1- 1/Q9 | GCB landing | DISCONNECT | OPEN | CLOSED
6002 | GT ECA COMPRESSOR A VAPOR extractor (B) | 01MBH06AN104-M01 | TCP | 480 V MOLDED CASE BREAKER | OPEN | CLOSED
6003 | GT ECA COMPRESSOR B VAPOR extractor (B) | 01MBH06AN106-M01 | TCP | 480 V MOLDED CASE BREAKER | OPEN | CLOSED
6004 | GT ECA COMPRESSOR "A" ENCLOSURE FAN (A) | 01MBH06AN107-M01 | TCP | 480 V MOLDED CASE BREAKER | OPEN | CLOSED
6005 | GT ECA COMPRESSOR "A" ENCLOSURE FAN (B) | 01MBH06AN108-M01 | TCP | 480 V MOLDED CASE BREAKER | OPEN | CLOSED
6006 | GT ECA COMPRESSOR "B" ENCLOSURE (A) | 01MBH06AN109-M01 | TCP | 480 V MOLDED CASE BREAKER | OPEN | CLOSED
6007 | GT ECA COMPRESSOR "B" ENCLOSURE (B) | 01MBH06AN110-M01 | TCP | 480 V MOLDED CASE BREAKER | OPEN | CLOSED
6008 | DUCT BURNER SOV | 01-FGS-SOV293 | DUCT BURNER SKID | no data | CLOSED | OPEN
6009 | CO2 TO GAS TURBINE ENCLOSURE ISOLATION VALVE | 01SGJ02AA103 | West sie of U1 turnbine building | no data | CLOSED | OPEN
6010 | U2 E seal water pump suction | 02-ARM-V-916A | U2 2E vacuum pump | Valve | CLOSED | OPEN
6011 | U2 "E" Seal water supply to vacuum pump | 02- ARM-917A | U2 Vaccuum pump E | Valve | CLOSED | OPEN
6012 | U2 "E" sep tank makeup man iso | 02-VSWS103 | U2 "E" vacuum pump | Valve | CLOSED | OPEN
6013 | U2 "E" vac pump spray valve ISO | 02-ARM-V-893B | 2E vacuum pump | Valve | CLOSED | OPEN
6014 | Sep tank makeup Man ISO | 02-VSWS115 | U2 ACC AREA | Valve | CLOSED | OPEN
6015 | Seal water Pump suction | 02-ARM-V-892A | U2 ACC AREA | Valve | CLOSED | OPEN
6016 | Vacuum pump seal water makeup ISO | 02-ARM-V-893A | U2 ACC AREA | Valve | CLOSED | OPEN
6017 | vac Pump spray valve Iso | 02-ARM-V-893B | U2 ACC AREA | Valve | CLOSED | OPEN
6018 | HRSG 2 HP STEAM STOP SMALL MOV POWER FEED | 02-MOV-HHS907 | 02-LVB-PPL-1212, BR 12 TOP OF HRSG HP DRUM | 480 V CIRCUIT BREACKER | OPEN | CLOSED
6019 | HRSG 2 HP STEAM STOP SMALL MOV HANDWHEEL | 02-MOV-HHS907 (H) | TOP OF HRSG | Valve | CLOSED | AUTO
6020 | HRSG 2 HP STEAM STOP SMALL MOV BYPASS | 02-MOV-HHS907 (BYP) | TOP OF HRSG | Valve | CLOSED | CLOSED
6021 | HRSG 2 HP STEAM STOP MOV HANDWHEEL | 02-MOV-HHS906 (H) | TOP OF THE HRSG | Valve | CLOSED | AUTO
6022 | HRSG 2 HP STEAM STOP MOV BYPASS | 02-MOV-HHS906 (BYP) | TOP OF THE HRSG | Valve | CLOSED | CLOSED
6023 | HRSG 2 HP STEAM STOP MOV MAIN PWR FEED | 02-MOV-HHS906 | 02-LVB-PPL-1212, BR 10 TOP OF HRSG HP DRUM | 480 V CIRCUIT BREACKER | OPEN | CLOSED
6024 | NITROGEN FILL TO CRH | 02-VHRS909 | TOP OF THE HRSG | Valve | CLOSED | CLOSED
6025 | IP FEEDWATER TO HP BYPASS SPRAY ISO VALVE | 02-VBFW513 | U2 PIPE RACK 3RD LEVEL | no data | CLOSED | OPEN
6026 | HRSG 2 IP STEAM STOP HANDWHEEL | 02-MOV-HIS908 | HRSG ground level | Valve | CLOSED | CLOSED
6027 | HRSG 2 IP STEAM STOP BYPASS | 02-MOV-HIS908B |  | Valve | CLOSED | CLOSED
6028 | HRSG 2 REHEAT DRN MOV HANDWHEEL | 02-MOV-HRS914 (H) | HRSG ground level | Valve | CLOSED | CLOSED
6029 | HRSG 2 IP SH MOV DRN MOV HANDWHEEL | 02-MOV-HIS918 (H) | HRSG ground level | Valve | CLOSED | CLOSED
6030 | HRH interstage attemperator isolation | 02-VHRS930 | HRSG ground level | Valve | CLOSED | OPEN
6031 | HP Turbine Exhaust Non-return Valve | 02-LBC-01AA101 | U2 TURBINE BLDG | Valve | CLOSED | OPEN
6032 | U1 HP Drum Level Transmitter HHS905A bottom root | 01-VHHS969 | East side of the HP drum | Valve | CLOSED | OPEN
6033 | U1 HP Drum Level Transmitter HHS905A bottom block | 01-VHHS970 | East side of the HP drum | Valve | CLOSED | OPEN
6034 | U1 HP Drum Level Transmitter HHS905A top root | 01-VHHS968 | East side of the HP drum | Valve | CLOSED | OPEN
6035 | U1 HP Drum Level Transmitter HHS905A top block | 01-VHHS967 | East side of the HP drum | Valve | CLOSED | OPEN
6036 | Heat Trace Ckt 22/24 | 02-HTT-HPL-1612 | U2 CRT Landing | Breaker | OPEN | CLOSED
6037 | Heat Trace Ckt 13/15 | 02-HTT-HPL-2611 | N of U2 ACC MCC Enclosure | Breaker | OPEN | CLOSED
6038 | Heat Trace Ckt 14/16 | 02-HTT-HPL-2611 | N of U2 ACC MCC Enclosure | Breaker | OPEN | CLOSED
6039 | Heat Trace Ckt 45/47 | 02-HTT-HPL-2611 | N of U2 ACC MCC Enclosure | Breaker | OPEN | CLOSED
6040 | HTT-HPPL 2511 BRK 10/12 CKT 6 | 01-HTT-HPL-2511 BRK 10/12 | U1 ACC MCC Area | Breaker | OPEN | CLOSED
6041 | HTT-HPPL 2511 BRK 9/11 CKT 5 | HTT-HPPL 2511 BRK 9/11 | unit 1 ACC MCC Area | Breaker | OPEN | CLOSED
6042 | HTT-HPPL 2511 Breaker 41/43 CKT 21 | HTT-HPPL 2511 Breaker 41/43 CKT 21 | unit 1 ACC MCC Area | Breaker | OPEN | CLOSED
6043 | HTT-HPPL 1312 Breaker 22/24 CKT 12 | HTT-HPPL 1312 Breaker 22/24 CKT 12 | U1 CRT Landing | Breaker | OPEN | CLOSED
6044 | HTT-HPPL 1312 Breaker 6/8 CKT 4 | HTT-HPPL 1312 Breaker 6/8 CKT 4 | U1 CRT Landing | Breaker | OPEN | CLOSED
6045 | 01-HTT-HPL-1111 Brker 5/7 CB 03 | Brker 5/7 CB 03 | Top of U1 HRSG west (between HP and IP drums) | Breaker | OPEN | CLOSED
6046 | 01-HTT-HPL-1111 Brker 1/3 CB 01 | Brker 1/3 CB 01 | Top of U1 HRSG west (between HP and IP drums) | Breaker | OPEN | CLOSED
6047 | 01-HTT-HPL-1111 Brker 9/11 CB 05 | Brker 9/11 CB 05 | Top of U1 HRSG west (between HP and IP drums) | Breaker | OPEN | CLOSED
6048 | 01-HTT-HPL-1111 Brker 13/15 CB 07 | Brker 13/15 CB 07 | Top of U1 HRSG west (between HP and IP drums) | Breaker | OPEN | CLOSED
6049 | 01-HTT-HPL-1111 Brker 17/19 CB 09 | Brker 17/19 CB 09 | Top of U1 HRSG west (between HP and IP drums) | Breaker | OPEN | CLOSED
6050 | 01-HTT-HPL-1111 Brker 21/23 CB 11 | Brker 21/23 CB 11 | Top of U1 HRSG west (between HP and IP drums) | Breaker | OPEN | CLOSED
6051 | 01-HTT-HPL-1111 Brker 25/27 CB 13 | Brker 25/27 CB 13 | Top of U1 HRSG west (between HP and IP drums) | Breaker | OPEN | CLOSED
6052 | 01-HTT-HPL-1111 Brker 29/31 CB 15 | Brker 29/31 CB 15 | Top of U1 HRSG west (between HP and IP drums) | Breaker | OPEN | CLOSED
6053 | 01-HTT-HPL-1111 Brker 33/35 CB 17 | Brker 33/35 CB 17 | Top of U1 HRSG west (between HP and IP drums) | Breaker | OPEN | CLOSED
6054 | 01-HTT-HPL-1111 Brker 37/39 CB 19 | Brker 37/39 CB 19 | Top of U1 HRSG west (between HP and IP drums) | Breaker | OPEN | CLOSED
6055 | 01-HTT-HPL-1111 Brker 41/43 CB 21 | Brker 41/43 CB 21 | Top of U1 HRSG west (between HP and IP drums) | Breaker | OPEN | CLOSED
6056 | 01-HTT-HPL-1111 Brker 45/47 CB 23 | Brker 45/47 CB 23 | Top of U1 HRSG west (between HP and IP drums) | Breaker | OPEN | CLOSED
6057 | 01-HTT-HPL-1111 Brker 49/51 CB 25 | Brker 49/51 CB 25 | Top of U1 HRSG west (between HP and IP drums) | Breaker | OPEN | CLOSED
6058 | 01-HTT-HPL-1111 Brker 53/55 CB 27 | Brker 53/55 CB 27 | Top of U1 HRSG west (between HP and IP drums) | Breaker | OPEN | CLOSED
6059 | 01-HTT-HPL-1111 Brker 57/59 CB 29 | Brker 57/59 CB 29 | Top of U1 HRSG west (between HP and IP drums) | Breaker | OPEN | CLOSED
6060 | 01-HTT-HPL-1111 Brker 61/63 CB 31 | Brker 61/63 CB 31 | Top of U1 HRSG west (between HP and IP drums) | Breaker | OPEN | CLOSED
6061 | 01-HTT-HPL-1111 Brker 65/67 CB 33 | Brker 65/67 CB 33 | Top of U1 HRSG west (between HP and IP drums) | Breaker | OPEN | CLOSED
6062 | 01-HTT-HPL-1111 Brker 69/71 CB 35 | Brker 69/71 CB 35 | Top of U1 HRSG west (between HP and IP drums) | Breaker | OPEN | CLOSED
6063 | 01-HTT-HPL-1111 Brker 2/4 CB 2 | Brker 2/4 CB 2 | Top of unit 1 HRSG west " Between HP/IP Drum" | Breaker | OPEN | CLOSED
6064 | 01-HTT-HPL-1111 Brker 73/75 CB 37 | Brker 73/75 CB 37 | Top of U1 HRSG west (between HP and IP drums) | Breaker | OPEN | CLOSED
6065 | 01-HTT-HPL-1111 Brker 6/8 CB 04 | Brker 6/8 CB 04 | Top of U1 HRSG west (between HP and IP drums) | Breaker | OPEN | CLOSED
6066 | 01-HTT-HPL-1111 Brker 77/79 CB 39 | Brker 77/79 CB 39 | Top of U1 HRSG west (between HP and IP drums) | Breaker | OPEN | CLOSED
6067 | 01-HTT-HPL-1111 Brker 81 CB 81 | Brker 81 CB 81 | Top of U1 HRSG west (between HP and IP drums) | Breaker | OPEN | CLOSED
6068 | 01-HTT-HPL-1111 Brker 10/12 CB 06 | Brker 10/12 CB 06 | Top of U1 HRSG west (between HP and IP drums) | Breaker | OPEN | CLOSED
6069 | 01-HTT-HPL-1111 Brker 83 CB 83 | Brker 83 CB 83 | Top of U1 HRSG west (between HP and IP drums) | Breaker | OPEN | CLOSED
6070 | 01-HTT-HPL-1111 Brker 14/16 CB 08 | Brker 14/16 CB 08 | Top of U1 HRSG west (between HP and IP drums) | Breaker | OPEN | CLOSED
6072 | 01-HTT-HPL-1111 Brker 18/20 CB 10 | Brker 18/20 CB 10 | Top of U1 HRSG west (between HP and IP drums) | Breaker | OPEN | CLOSED
6073 | 01-HTT-HPL-1111 Brker 22/24 CB 12 | Brker 22/24 CB 12 | Top of U1 HRSG west (between HP and IP drums) | Breaker | OPEN | CLOSED
6074 | 01-HTT-HPL-1111 Brker 26/28 CB 14 | Brker 26/28 CB 14 | Top of U1 HRSG west (between HP and IP drums) | Breaker | OPEN | CLOSED
6076 | 01-HTT-HPL-1111 Brker 30/32 CB 16 | Brker 30/32 CB 16 | Top of U1 HRSG west (between HP and IP drums) | Breaker | OPEN | CLOSED
6077 | 01-HTT-HPL-1111 Brker 34/36 CB 18 | Brker 34/36 CB 18 | Top of U1 HRSG west (between HP and IP drums) | Breaker | OPEN | CLOSED
6078 | 01-HTT-HPL-1111 Brker 38/40 CB 20 | Brker 38/40 CB 20 | Top of U1 HRSG west (between HP and IP drums) | Breaker | OPEN | CLOSED
6079 | 01-HTT-HPL-1111 Brker 42/44 CB 22 | Brker 42/44 CB 22 | Top of U1 HRSG west (between HP and IP drums) | Breaker | OPEN | CLOSED
6080 | 01-HTT-HPL-1111 Brker 46/48 CB 24 | Brker 46/48 CB 24 | Top of U1 HRSG west (between HP and IP drums) | Breaker | OPEN | CLOSED
6081 | 01-HTT-HPL-1111 Brker 50/52 CB 26 | Brker 50/52 CB 26 | Top of U1 HRSG west (between HP and IP drums) | Breaker | OPEN | CLOSED
6082 | 01-HTT-HPL-1111 Brker 54/56 CB 28 | Brker 54/56 CB 28 | Top of U1 HRSG west (between HP and IP drums) | Breaker | OPEN | CLOSED
6083 | 01-HTT-HPL-1111 Brker 58/60 CB 30 | Brker 58/60 CB 30 | Top of U1 HRSG west (between HP and IP drums) | Breaker | OPEN | CLOSED
6084 | 01-HTT-HPL-1111 Brker 62/64 CB 32 | Brker 62/64 CB 32 | Top of U1 HRSG west (between HP and IP drums) | Breaker | OPEN | CLOSED
6085 | 01-HTT-HPL-1111 Brker 66/68 CB 34 | Brker 66/68 CB 34 | Top of U1 HRSG west (between HP and IP drums) | Breaker | OPEN | CLOSED
6086 | 01-HTT-HPL-1111 Brker 70/72 CB 36 | Brker 70/72 CB 36 | Top of U1 HRSG west (between HP and IP drums) | Breaker | OPEN | CLOSED
6087 | 01-HTT-HPL-1111 Brker 74/76 CB 38 | Brker 74/76 CB 38 | Top of U1 HRSG west (between HP and IP drums) | Breaker | OPEN | CLOSED
6088 | 01-HTT-HPL-1111 Brker 78/80 CB 39 | Brker 78/80 CB 39 | Top of U1 HRSG west (between HP and IP drums) | Breaker | OPEN | CLOSED
6089 | 01-HTT-HPL-1111 Brker 82 CB 82 | Brker 82 CB 82 | Top of U1 HRSG west (between HP and IP drums) | Breaker | OPEN | CLOSED
6090 | 01-HTT-HPL-1111 Brker 84 CB 84 | Brker 84 CB 84 | Top of U1 HRSG west (between HP and IP drums) | Breaker | OPEN | CLOSED
6091 | 01-HTT-HPL-1112 Brker 1/3 CB 01 | Brker 1/3 CB 01 | Outside of U1 HRSG MCC enclosure (NE corner of the enclosure) | Breaker | OPEN | CLOSED
6092 | 01-HTT-HPL-1112 Brker 5/7 CB 03 | Brker 5/7 CB 03 | Outside of U1 HRSG MCC enclosure (NE corner of the enclosure) | Breaker | OPEN | CLOSED
6093 | 01-HTT-HPL-1112 Brker 9/11 CB 05 | Brker 9/11 CB 05 | Outside of U1 HRSG MCC enclosure (NE corner of the enclosure) | Breaker | OPEN | CLOSED
6094 | 01-HTT-HPL-1112 Brker 13/15 CB 07 | Brker 13/15 CB 07 | Outside of U1 HRSG MCC enclosure (NE corner of the enclosure) | Breaker | OPEN | CLOSED
6095 | 01-HTT-HPL-1112 Brker 17/19 CB 09 | Brker 17/19 CB 09 | Outside of U1 HRSG MCC enclosure (NE corner of the enclosure) | Breaker | OPEN | CLOSED
6096 | 01-HTT-HPL-1112 Brker 21/23 CB 11 | Brker 21/23 CB 11 | Outside of U1 HRSG MCC enclosure (NE corner of the enclosure) | Breaker | OPEN | CLOSED
6097 | 01-HTT-HPL-1112 Brker 25/27 CB 13 | Brker 25/27 CB 13 | Outside of U1 HRSG MCC enclosure (NE corner of the enclosure) | Breaker | OPEN | CLOSED
6098 | 01-HTT-HPL-1112 Brker 29/31 CB 15 | Brker 29/31 CB 15 | Outside of U1 HRSG MCC enclosure (NE corner of the enclosure) | Breaker | OPEN | CLOSED
6099 | 01-HTT-HPL-1112 Brker 33/35 CB 17 | Brker 33/35 CB 17 | Outside of U1 HRSG MCC enclosure (NE corner of the enclosure) | Breaker | OPEN | CLOSED
6100 | 01-HTT-HPL-1112 Brker 37/39 CB 19 | Brker 37/39 CB 19 | Outside of U1 HRSG MCC enclosure (NE corner of the enclosure) | Breaker | OPEN | CLOSED
6101 | 01-HTT-HPL-1112 Brker 41/43 CB 21 | Brker 41/43 CB 21 | Outside of U1 HRSG MCC enclosure (NE corner of the enclosure) | Breaker | OPEN | CLOSED
6102 | 01-HTT-HPL-1112 Brker 45/47 CB 23 | Brker 45/47 CB 23 | Outside of U1 HRSG MCC enclosure (NE corner of the enclosure) | Breaker | OPEN | CLOSED
6103 | 01-HTT-HPL-1112 Brker 49/51 CB 25 | Brker 49/51 CB 25 | Outside of U1 HRSG MCC enclosure (NE corner of the enclosure) | Breaker | OPEN | CLOSED
6104 | 01-HTT-HPL-1112 Brker 53/55 CB 27 | Brker 53/55 CB 27 | Outside of U1 HRSG MCC enclosure (NE corner of the enclosure) | Breaker | OPEN | CLOSED
6105 | 01-HTT-HPL-1112 Brker 57/59 CB 29 | Brker 57/59 CB 29 | Outside of U1 HRSG MCC enclosure (NE corner of the enclosure) | Breaker | OPEN | CLOSED
6106 | 01-HTT-HPL-1112 Brker 61/63 CB 31 | Brker 61/63 CB 31 | Outside of U1 HRSG MCC enclosure (NE corner of the enclosure) | Breaker | OPEN | CLOSED
6107 | 01-HTT-HPL-1112 Brker 65/67 CB 33 | Brker 65/67 CB 33 | Outside of U1 HRSG MCC enclosure (NE corner of the enclosure) | Breaker | OPEN | CLOSED
6108 | 01-HTT-HPL-1112 Brker 69/71 CB 35 | Brker 69/71 CB 35 | Outside of U1 HRSG MCC enclosure (NE corner of the enclosure) | Breaker | OPEN | CLOSED
6109 | 01-HTT-HPL-1112 Brker 73/75 CB 37 | Brker 73/75 CB 37 | Outside of U1 HRSG MCC enclosure (NE corner of the enclosure) | Breaker | OPEN | CLOSED
6110 | 01-HTT-HPL-1112 Brker 77/79 CB 39 | Brker 77/79 CB 39 | Outside of U1 HRSG MCC enclosure (NE corner of the enclosure) | Breaker | OPEN | CLOSED
6111 | 01-HTT-HPL-1112 Brker 81 CB 81 | Brker 81 CB 81 | Outside of U1 HRSG MCC enclosure (NE corner of the enclosure) | Breaker | OPEN | CLOSED
6112 | 01-HTT-HPL-1112 Brker 83 CB 83 | Brker 83 CB 83 | Outside of U1 HRSG MCC enclosure (NE corner of the enclosure) | Breaker | OPEN | CLOSED
6113 | 01-HTT-HPL-1112 Brker 2/4 CB 02 | Brker 2/4 CB 02 | Outside of U1 HRSG MCC enclosure (NE corner of the enclosure) | Breaker | OPEN | CLOSED
6114 | 01-HTT-HPL-1112 Brker 6/8 CB 04 | Brker 6/8 CB 04 | Outside of U1 HRSG MCC enclosure (NE corner of the enclosure) | Breaker | OPEN | CLOSED
6115 | 01-HTT-HPL-1112 Brker 10/12 CB 06 | Brker 10/12 CB 06 | Outside of U1 HRSG MCC enclosure (NE corner of the enclosure) | Breaker | OPEN | CLOSED
6116 | 01-HTT-HPL-1112 Brker 14/16 CB 08 | Brker 14/16 CB 08 | Outside of U1 HRSG MCC enclosure (NE corner of the enclosure) | Breaker | OPEN | CLOSED
6117 | 01-HTT-HPL-1112 Brker 18/20 CB 10 | Brker 18/20 CB 10 | Outside of U1 HRSG MCC enclosure (NE corner of the enclosure) | Breaker | OPEN | CLOSED
6118 | 01-HTT-HPL-1112 Brker 22/24 CB 12 | Brker 22/24 CB 12 | Outside of U1 HRSG MCC enclosure (NE corner of the enclosure) | Breaker | OPEN | CLOSED
6119 | 01-HTT-HPL-1112 Brker 26/28 CB 14 | Brker 26/28 CB 14 | Outside of U1 HRSG MCC enclosure (NE corner of the enclosure) | Breaker | OPEN | CLOSED
6120 | 01-HTT-HPL-1112 Brker 30/32 CB 16 | Brker 30/32 CB 16 | Outside of U1 HRSG MCC enclosure (NE corner of the enclosure) | Breaker | OPEN | CLOSED
6121 | 01-HTT-HPL-1112 Brker 34/36 CB 18 | Brker 34/36 CB 18 | Outside of U1 HRSG MCC enclosure (NE corner of the enclosure) | Breaker | OPEN | CLOSED
6122 | 01-HTT-HPL-1112 Brker 38/40 CB 20 | Brker 38/40 CB 20 | Outside of U1 HRSG MCC enclosure (NE corner of the enclosure) | Breaker | OPEN | CLOSED
6123 | 01-HTT-HPL-1112 Brker 42/44 CB 22 | Brker 42/44 CB 22 | Outside of U1 HRSG MCC enclosure (NE corner of the enclosure) | Breaker | OPEN | CLOSED
6124 | 01-HTT-HPL-1112 Brker 46/48 CB 24 | Brker 46/48 CB 24 | Outside of U1 HRSG MCC enclosure (NE corner of the enclosure) | Breaker | OPEN | CLOSED
6125 | 01-HTT-HPL-1112 Brker 50/52 CB 26 | Brker 50/52 CB 26 | Outside of U1 HRSG MCC enclosure (NE corner of the enclosure) | Breaker | OPEN | CLOSED
6126 | 01-HTT-HPL-1112 Brker 54/56 CB 28 | Brker 54/56 CB 28 | Outside of U1 HRSG MCC enclosure (NE corner of the enclosure) | Breaker | OPEN | CLOSED
6127 | 01-HTT-HPL-1112 Brker 58/60 CB 30 | Brker 58/60 CB 30 | Outside of U1 HRSG MCC enclosure (NE corner of the enclosure) | Breaker | OPEN | CLOSED
6128 | 01-HTT-HPL-1112 Brker 62/64 CB 32 | Brker 62/64 CB 32 | Outside of U1 HRSG MCC enclosure (NE corner of the enclosure) | Breaker | OPEN | CLOSED
6129 | 01-HTT-HPL-1112 Brker 66/68 CB 34 | Brker 66/68 CB 34 | Outside of U1 HRSG MCC enclosure (NE corner of the enclosure) | Breaker | OPEN | CLOSED
6130 | 01-HTT-HPL-1112 Brker 70/72 CB 36 | Brker 70/72 CB 36 | Outside of U1 HRSG MCC enclosure (NE corner of the enclosure) | Breaker | OPEN | CLOSED
6131 | 01-HTT-HPL-1112 Brker 74/76 CB 38 | Brker 74/76 CB 38 | Outside of U1 HRSG MCC enclosure (NE corner of the enclosure) | Breaker | OPEN | CLOSED
6132 | 01-HTT-HPL-1112 Brker 78/80 CB 40 | Brker 78/80 CB 40 | Outside of U1 HRSG MCC enclosure (NE corner of the enclosure) | Breaker | OPEN | CLOSED
6133 | 01-HTT-HPL-1112 Brker 82 CB 82 | Brker 82 CB 82 | Outside of U1 HRSG MCC enclosure (NE corner of the enclosure) | Breaker | OPEN | CLOSED
6134 | 01-HTT-HPL-1112 Brker 84 CB 84 | Brker 84 CB 84 | Outside of U1 HRSG MCC enclosure (NE corner of the enclosure) | Breaker | OPEN | CLOSED
6135 | 01-HTT-HPL-1113 Brker 2/4 CB 02 | Brker 2/4 CB 02 | Outside of U1 HRSG MCC enclosure (fuel Gas) | Breaker | OPEN | CLOSED
6136 | 01-HTT-HPL-1113 Brker 6/8 CB 04 | Brker 6/8 CB 04 | Outside of U1 HRSG MCC enclosure (fuel Gas) | Breaker | OPEN | CLOSED
6137 | 01-HTT-HPL-1113 Brker 10/12 CB 06 | Brker 10/12 CB 06 | Outside of U1 HRSG MCC enclosure (fuel Gas) | Breaker | OPEN | CLOSED
6138 | 01-HTT-HPL-1113 Brker 14/16 CB 08 | Brker 14/16 CB 08 | Outside of U1 HRSG MCC enclosure (fuel Gas) | Breaker | OPEN | CLOSED
6139 | 01-HTT-HPL-1113 Brker 14/16 CB 08 | Brker 14/16 CB 08 | Outside of U1 HRSG MCC enclosure (fuel Gas) | Breaker | OPEN | CLOSED
6140 | 01-HTT-HPL-1113 Brker 18/20 CB 10 | Brker 18/20 CB 10 | Outside of U1 HRSG MCC enclosure (fuel Gas) | Breaker | OPEN | CLOSED
6141 | 01-HTT-HPL-1113 Brker 22/24 CB 12 | Brker 22/24 CB 12 | Outside of U1 HRSG MCC enclosure (fuel Gas) | Breaker | OPEN | CLOSED
6142 | 01-HTT-HPL-1113 Brker 26/28 CB 14 | Brker 26/28 CB 14 | Outside of U1 HRSG MCC enclosure (fuel Gas) | Breaker | OPEN | CLOSED
6143 | 01-HTT-HPL-1113 Brker 30/32 CB 16 | Brker 30/32 CB 16 | Outside of U1 HRSG MCC enclosure (fuel Gas) | Breaker | OPEN | CLOSED
6144 | 01-HTT-HPL-1113 Brker 34/36 CB 18 | Brker 34/36 CB 18 | Outside of U1 HRSG MCC enclosure (fuel Gas) | Breaker | OPEN | CLOSED
6145 | 01-HTT-HPL-1113 Brker 38/40 CB 20 | Brker 38/40 CB 20 | Outside of U1 HRSG MCC enclosure (fuel Gas) | Breaker | OPEN | CLOSED
6146 | 01-HTT-HPL-1113 Brker 42 CB 42 | Brker 42 CB 42 | Outside of U1 HRSG MCC enclosure (fuel Gas) | Breaker | OPEN | CLOSED
6147 | 01-HTT-HPL-1116 Brker 2/4 CB 02 | Brker 2/4 CB 02 | Outside of U1 HRSG MCC enclosure (Ground Level) | Breaker | OPEN | CLOSED
6148 | 01-HTT-HPL-1116 Brker 6/8 CB 04 | Brker 6/8 CB 04 | Outside of U1 HRSG MCC enclosure (Ground Level) | Breaker | OPEN | CLOSED
6149 | 01-HTT-HPL-1116 Brker 10/12 CB 06 | Brker 10/12 CB 06 | Outside of U1 HRSG MCC enclosure (Ground Level) | Breaker | OPEN | CLOSED
6150 | 01-HTT-HPL-1116 Brker 14/16 CB 08 | Brker 14/16 CB 08 | Outside of U1 HRSG MCC enclosure (Ground Level) | Breaker | OPEN | CLOSED
6151 | 01-HTT-HPL-1116 Brker 18/20 CB 10 | Brker 18/20 CB 10 | Outside of U1 HRSG MCC enclosure (Ground Level) | Breaker | OPEN | CLOSED
6152 | 01-HTT-HPL-1116 Brker 22/24 CB 12 | Brker 22/24 CB 12 | Outside of U1 HRSG MCC enclosure (Ground Level) | Breaker | OPEN | CLOSED
6153 | 01-HTT-HPL-1116 Brker 26/28 CB 14 | Brker 26/28 CB 14 | Outside of U1 HRSG MCC enclosure (Ground Level) | Breaker | OPEN | CLOSED
6154 | 01-HTT-HPL-1116 Brker 30/32 CB 16 | Brker 30/32 CB 16 | Outside of U1 HRSG MCC enclosure (Ground Level) | Breaker | OPEN | CLOSED
6155 | 01-HTT-HPL-1116 Brker 34/36 CB 18 | Brker 34/36 CB 18 | Outside of U1 HRSG MCC enclosure (Ground Level) | Breaker | OPEN | CLOSED
6156 | 01-HTT-HPL-1116 Brker 38/40 CB 20 | Brker 38/40 CB 20 | Outside of U1 HRSG MCC enclosure (Ground Level) | Breaker | OPEN | CLOSED
6157 | 01-HTT-HPL-1116 Brker 42/44 CB 22 | Brker 42/44 CB 22 | Outside of U1 HRSG MCC enclosure (Ground Level) | Breaker | OPEN | CLOSED
6158 | 01-HTT-HPL-1116 Brker 46/48 CB 24 | Brker 46/48 CB 24 | Outside of U1 HRSG MCC enclosure (Ground Level) | Breaker | OPEN | CLOSED
6159 | 01-HTT-HPL-1116 Brker 50/52 CB 26 | Brker 50/52 CB 26 | Outside of U1 HRSG MCC enclosure (Ground Level) | Breaker | OPEN | CLOSED
6160 | 01-HTT-HPL-1116 Brker 54/56 CB 28 | Brker 54/56 CB 28 | Outside of U1 HRSG MCC enclosure (Ground Level) | Breaker | OPEN | CLOSED
6161 | 01-HTT-HPL-1116 Brker 58/60 CB 30 | Brker 58/60 CB 30 | Outside of U1 HRSG MCC enclosure (Ground Level) | Breaker | OPEN | CLOSED
6162 | 01-HTT-HPL-1116 Brker 62/64 CB 32 | Brker 62/64 CB 32 | Outside of U1 HRSG MCC enclosure (Ground Level) | Breaker | OPEN | CLOSED
6165 | 01-HTT-HPL-1116 Brker 66/68 CB 34 | Brker 66/68 CB 34 | Outside of U1 HRSG MCC enclosure (Ground Level) | Breaker | OPEN | CLOSED
6166 | 01-HTT-HPL-1116 Brker 70/72 CB 36 | Brker 70/72 CB 36 | Outside of U1 HRSG MCC enclosure (Ground Level) | Breaker | OPEN | CLOSED
6167 | 01-HTT-HPL-1116 Brker 74/76 CB 38 | Brker 74/76 CB 38 | Outside of U1 HRSG MCC enclosure (Ground Level) | Breaker | OPEN | CLOSED
6168 | 01-HTT-HPL-1116 Brker 78/80 CB 40 | Brker 78/80 CB 40 | Outside of U1 HRSG MCC enclosure (Ground Level) | Breaker | OPEN | CLOSED
6169 | 01-HTT-HPL-1116 Brker 82 CB 82 | Brker 82 CB 82 | Outside of U1 HRSG MCC enclosure (Ground Level) | Breaker | OPEN | CLOSED
6170 | 01-HTT-HPL-1116 Brker 84 CB 84 | Brker 84 CB 84 | Outside of U1 HRSG MCC enclosure (Ground Level) | Breaker | OPEN | CLOSED
6171 | 01-HTT-HPL-1116 Brker 1/3 CB 1 | Brker 1/3 CB 1 | Outside of U1 HRSG MCC enclosure (SE corner of the enclosure) | Breaker | OPEN | CLOSED
6172 | 01-HTT-HPL-1116 Brker 5/7 CB 3 | Brker 5/7 CB 3 | Outside of U1 HRSG MCC enclosure (SE corner of the enclosure) | Breaker | OPEN | CLOSED
6173 | 01-HTT-HPL-1116 Brker 9/11 CB 5 | Brker 9/11 CB 5 | Outside of U1 HRSG MCC enclosure (SE corner of the enclosure) | Breaker | OPEN | CLOSED
6174 | 01-HTT-HPL-1116 Brker 13/15 CB 7 | Brker 13/15 CB 7 | Outside of U1 HRSG MCC enclosure (SE corner of the enclosure) | Breaker | OPEN | CLOSED
6175 | 01-HTT-HPL-1116 Brker 17/19 CB 9 | Brker 17/19 CB 9 | Outside of U1 HRSG MCC enclosure (SE corner of the enclosure) | Breaker | OPEN | CLOSED
6176 | 01-HTT-HPL-1116 Brker 21/23 CB 11 | Brker 21/23 CB 11 | Outside of U1 HRSG MCC enclosure (SE corner of the enclosure) | Breaker | OPEN | CLOSED
6177 | 01-HTT-HPL-1116 Brker 25/27 CB 13 | Brker 25/27 CB 13 | Outside of U1 HRSG MCC enclosure (SE corner of the enclosure) | Breaker | OPEN | CLOSED
6178 | 01-HTT-HPL-1116 Brker 29/31 CB 15 | Brker 29/31 CB 15 | Outside of U1 HRSG MCC enclosure (SE corner of the enclosure) | Breaker | OPEN | CLOSED
6179 | 01-HTT-HPL-1116 Brker 33/35 CB 17 | Brker 33/35 CB 17 | Outside of U1 HRSG MCC enclosure (SE corner of the enclosure) | Breaker | OPEN | CLOSED
6180 | 01-HTT-HPL-1116 Brker 37/39 CB 19 | Brker 37/39 CB 19 | Outside of U1 HRSG MCC enclosure (SE corner of the enclosure) | Breaker | OPEN | CLOSED
6181 | 01-HTT-HPL-1116 Brker 41/43 CB 21 | Brker 41/43 CB 21 | Outside of U1 HRSG MCC enclosure (SE corner of the enclosure) | Breaker | OPEN | CLOSED
6182 | 01-HTT-HPL-1116 Brker 45/47 CB 23 | Brker 45/47 CB 23 | Outside of U1 HRSG MCC enclosure (SE corner of the enclosure) | Breaker | OPEN | CLOSED
6183 | 01-HTT-HPL-1116 Brker 49/51 CB 25 | Brker 49/51 CB 25 | Outside of U1 HRSG MCC enclosure (SE corner of the enclosure) | Breaker | OPEN | CLOSED
6184 | 01-HTT-HPL-1116 Brker 53/55 CB 27 | Brker 53/55 CB 27 | Outside of U1 HRSG MCC enclosure (SE corner of the enclosure) | Breaker | OPEN | CLOSED
6185 | 01-HTT-HPL-1116 Brker 57/59 CB 29 | Brker 57/59 CB 29 | Outside of U1 HRSG MCC enclosure (SE corner of the enclosure) | Breaker | OPEN | CLOSED
6186 | 01-HTT-HPL-1116 Brker 61/63 CB 31 | Brker 61/63 CB 31 | Outside of U1 HRSG MCC enclosure (SE corner of the enclosure) | Breaker | OPEN | CLOSED
6187 | 01-HTT-HPL-1116 Brker 65/67 CB 33 | Brker 65/67 CB 33 | Outside of U1 HRSG MCC enclosure (SE corner of the enclosure) | Breaker | OPEN | CLOSED
6188 | 01-HTT-HPL-1116 Brker 69/71 CB 35 | Brker 69/71 CB 35 | Outside of U1 HRSG MCC enclosure (SE corner of the enclosure) | Breaker | OPEN | CLOSED
6189 | 01-HTT-HPL-1116 Brker 73/75 CB 37 | Brker 73/75 CB 37 | Outside of U1 HRSG MCC enclosure (SE corner of the enclosure) | Breaker | OPEN | CLOSED
6190 | 01-HTT-HPL-1116 Brker 77/79 CB 39 | Brker 77/79 CB 39 | Outside of U1 HRSG MCC enclosure (SE corner of the enclosure) | Breaker | OPEN | CLOSED
6191 | 01-HTT-HPL-1116 Brker 81 CB 81 | Brker 81 CB 81 | Outside of U1 HRSG MCC enclosure (SE corner of the enclosure) | Breaker | OPEN | CLOSED
6192 | 01-HTT-HPL-1116 Brker 83 CB 83 | Brker 83 CB 83 | Outside of U1 HRSG MCC enclosure (SE corner of the enclosure) | Breaker | OPEN | CLOSED
6193 | 01-HTT-HPL-1113 Brker 1/3 CB 1 | Brker 1/3 CB 1 | Near the Gas Chromotograph enclosure | Breaker | OPEN | CLOSED
6194 | 01-HTT-HPL-1113 Brker 5/7 CB 3 | Brker 5/7 CB 3 | Near the Gas Chromotograph enclosure | Breaker | OPEN | CLOSED
6195 | 01-HTT-HPL-1113 Brker 9/11 CB 5 | Brker 9/11 CB 5 | Near the Gas Chromotograph enclosure | Breaker | OPEN | CLOSED
6196 | 01-HTT-HPL-1113 Brker 13/15 CB 7 | Brker 13/15 CB 7 | Near the Gas Chromotograph enclosure | Breaker | OPEN | CLOSED
6197 | 01-HTT-HPL-1113 Brker 17/19 CB 9 | Brker 17/19 CB 9 | Near the Gas Chromotograph enclosure | Breaker | OPEN | CLOSED
6198 | 01-HTT-HPL-1113 Brker 21/23 CB 11 | Brker 21/23 CB 11 | Near the Gas Chromotograph enclosure | Breaker | OPEN | CLOSED
6199 | 01-HTT-HPL-1113 Brker 25/27 CB 13 | Brker 25/27 CB 13 | Near the Gas Chromotograph enclosure | Breaker | OPEN | CLOSED
6200 | 01-HTT-HPL-1113 Brker 29/31 CB 15 | Brker 29/31 CB 15 | Near the Gas Chromotograph enclosure | Breaker | OPEN | CLOSED
6201 | 01-HTT-HPL-1113 Brker 33/35 CB 17 | Brker 33/35 CB 17 | Near the Gas Chromotograph enclosure | Breaker | OPEN | CLOSED
6202 | 01-HTT-HPL-1113 Brker 37/39 CB 19 | Brker 37/39 CB 19 | Near the Gas Chromotograph enclosure | Breaker | OPEN | CLOSED
6203 | 01-HTT-HPL-1113 Brker 41 CB 41 | Brker 41 CB 41 | Near the Gas Chromotograph enclosure | Breaker | OPEN | CLOSED
6204 | 02-BST-CND-102 "South outlet" | 02-BST-CND-102 "South outlet" | U2 CND PMP "B" | Valve | CLOSED | OPEN
6205 | 02-BST-CND-102 "North outlet" | 02-BST-CND-102 "North outlet" | U2 CND PMP "B" | Valve | CLOSED | OPEN
6206 | UNIT 2 CONDENSATE PUMP B SEALING WATER VALVE | 02-VCND848 | CONDESATE RECIEVER TANK | no data | CLOSED | OPEN
6207 | UNIT 2 CONDENSATE PUMP B EQUALIZING VALVE | 02-VCND850 | CONDESATE RECIEVER TANK | no data | CLOSED | OPEN
6208 | UNIT 2 CONDENSATE PUMP B MECH. SEAL AIR VENT VALVE | 02-VCND844 | CONDESATE RECIEVER TANK | no data | CLOSED | OPEN
6209 | U2 CND B Motor Heater MHTR5.2 03AD1-MSHFU_1 | MHTR5.2 03AD1-MSHFU_1 | MVB SWITCHGEAR 11, CUBICLE 03A | no data | pulled | inserted
6210 | U2 CND B Cubicle Heater CHTR4.1 03AD1-HTRFU_1 | CHTR4.1 03AD1-HTRFU_1 | MVB SWITCHGEAR 11, CUBICLE 03A | no data | pulled | inserted
6211 | U1 HP BFW disch FIT 01-VHHS846F | 01-VHHS846F | U1 PipE RACK 1ST LEVEL | no data | CLOSED | OPEN
6212 | U1 HP BFW disch FIT 01-VHHS847F | 01-VHHS847F | U1 PipE RACK 1ST LEVEL | no data | CLOSED | OPEN
6213 | U1 HP BFW disch FIT 01-VHHS850F | 01-VHHS850F | U1 PipE RACK 1ST LEVEL | no data | CLOSED | OPEN
6214 | U1 HP BFW disch FIT 01-VHHS851F | 01-VHHS851F | U1 PipE RACK 1ST LEVEL | no data | CLOSED | OPEN
6215 | U2 IP FW Valve 02-VBFW431 | 02-VBFW431 | Unit 2 3rd level pipe rack | no data | CLOSED | OPEN
6216 | U2 IP FW Valve 02-VBFW156 | 02-VBFW156 | Unit 2 3rd level pipe rack | no data | CLOSED | OPEN
6217 | U2 IP FW Valve 02-VBFW157 | 02-VBFW157 | Unit 2 3rd level pipe rack | no data | CLOSED | OPEN
6218 | U2 IP FW Valve 02-VBFW432 | 02-VBFW432 | Unit 2 3rd level pipe rack | no data | CLOSED | OPEN
6219 | Aux Boiler DA Storage Drain | 00-V-AXS959 | AUX BOILER AREA | no data | OPEN | CLOSED
6220 | Aux Boiler BD Tank Drain | 00-V-AXS944 | AUX BOILER AREA | no data | OPEN | CLOSED
6221 | Aux Boiler BD Quench Water ISO | 00-V-AXS946 | AUX BOILER AREA | no data | CLOSED | OPEN
6222 | Aux Boiler BD Quench Water Bypass | 00-V-AXS947 | AUX BOILER AREA | no data | CLOSED | OPEN
6223 | Inlet Fuel gas vent (downstream axs623) | downstream of manual iso valve | AUX BOILER AREA | Valve | OPEN | CLOSED
6224 | Root INA manual Iso | VINA463 | AUX BOILER AREA | Valve | CLOSED | OPEN
6225 | INA vent downstream Vina463 |  | AUX BOILER AREA | Valve | OPEN | CLOSED
6226 | INA iso to flame scanner 1 |  | AUX BOILER AREA | Valve | CLOSED | OPEN
6227 | INA iso to flame scanner 2 |  | AUX BOILER AREA | Valve | CLOSED | OPEN
6228 | 01-HTT-HPL-1117 Brker 1/3 CB 1 | Brker 1/3 CB 1 | U1 HRSG piperack 1st level (South) | Valve | OPEN | CLOSED
6229 | 01-HTT-HPL-1117 Brker 5/7 CB 3 | Brker 5/7 CB 3 | U1 HRSG piperack 1st level (South) | Valve | OPEN | CLOSED
6230 | 01-HTT-HPL-1117 Brker 9/11 CB 5 | Brker 9/11 CB 5 | U1 HRSG piperack 1st level (South) | Valve | OPEN | CLOSED
6231 | 01-HTT-HPL-1117 Brker 13/15 CB 7 | Brker 13/15 CB 7 | U1 HRSG piperack 1st level (South) | Valve | OPEN | CLOSED
6232 | 01-HTT-HPL-1117 Brker 17/19 CB 9 | Brker 17/19 CB 9 | U1 HRSG piperack 1st level (South) | Valve | OPEN | CLOSED
6233 | 01-HTT-HPL-1117 Brker 21/23 CB 11 | Brker 21/23 CB 11 | U1 HRSG piperack 1st level (South) | Valve | OPEN | CLOSED
6234 | 01-HTT-HPL-1117 Brker 25/27 CB 13 | Brker 25/27 CB 13 | U1 HRSG piperack 1st level (South) | Valve | OPEN | CLOSED
6235 | 01-HTT-HPL-1117 Brker 29/31 CB 15 | Brker 29/31 CB 15 | U1 HRSG piperack 1st level (South) | Valve | OPEN | CLOSED
6236 | 01-HTT-HPL-1117 Brker 33/35 CB 17 | Brker 33/35 CB 17 | U1 HRSG piperack 1st level (South) | Valve | OPEN | CLOSED
6237 | 01-HTT-HPL-1117 Brker 37/39 CB 19 | Brker 37/39 CB 19 | U1 HRSG piperack 1st level (South) | Valve | OPEN | CLOSED
6238 | 01-HTT-HPL-1117 Brker 41/43 CB 21 | Brker 41/43 CB 21 | U1 HRSG piperack 1st level (South) | Valve | OPEN | CLOSED
6239 | 01-HTT-HPL-1117 Brker 45/47 CB 23 | Brker 45/47 CB 23 | U1 HRSG piperack 1st level (South) | Valve | OPEN | CLOSED
6240 | 01-HTT-HPL-1117 Brker 49/51 CB 25 | Brker 49/51 CB 25 | U1 HRSG piperack 1st level (South) | Valve | OPEN | CLOSED
6241 | 01-HTT-HPL-1117 Brker 53/55 CB 27 | Brker 53/55 CB 27 | U1 HRSG piperack 1st level (South) | Valve | OPEN | CLOSED
6242 | 01-HTT-HPL-1117 Brker 57/59 CB 29 | Brker 57/59 CB 29 | U1 HRSG piperack 1st level (South) | Valve | OPEN | CLOSED
6243 | 01-HTT-HPL-1117 Brker 61/63 CB 31 | Brker 61/63 CB 31 | U1 HRSG piperack 1st level (South) | Valve | OPEN | CLOSED
6244 | 01-HTT-HPL-1117 Brker 65/67 CB 33 | Brker 65/67 CB 33 | U1 HRSG piperack 1st level (South) | Valve | OPEN | CLOSED
6245 | 01-HTT-HPL-1117 Brker 69/71 CB 35 | Brker 69/71 CB 35 | U1 HRSG piperack 1st level (South) | Valve | OPEN | CLOSED
6246 | 01-HTT-HPL-1117 Brker 73/75 CB 37 | Brker 73/75 CB 37 | U1 HRSG piperack 1st level (South) | Valve | OPEN | CLOSED
6247 | 01-HTT-HPL-1117 Brker 77/79 CB 39 | Brker 77/79 CB 39 | U1 HRSG piperack 1st level (South) | Valve | OPEN | CLOSED
6248 | 01-HTT-HPL-1117 Brker 81 CB 81 | Brker 81 CB 81 | U1 HRSG piperack 1st level (South) | Valve | OPEN | CLOSED
6249 | 01-HTT-HPL-1117 Brker 83 CB 83 | Brker 83 CB 83 | U1 HRSG piperack 1st level (South) | Valve | OPEN | CLOSED
6250 | 01-HTT-HPL-1117 Brker 2/4 CB 2 | Brker 2/4 CB 2 | U1 HRSG piperack 1st level (South) | Valve | OPEN | CLOSED
6251 | 01-HTT-HPL-1117 Brker 6/8 CB 4 | Brker 6/8 CB 4 | U1 HRSG piperack 1st level (South) | Valve | OPEN | CLOSED
6252 | 01-HTT-HPL-1117 Brker 10/12 CB 6 | Brker 10/12 CB 6 | U1 HRSG piperack 1st level (South) | Valve | OPEN | CLOSED
6253 | 01-HTT-HPL-1117 Brker 14/16 CB 8 | Brker 14/16 CB 8 | U1 HRSG piperack 1st level (South) | Valve | OPEN | CLOSED
6254 | 01-HTT-HPL-1117 Brker 18/20 CB 10 | Brker 18/20 CB 10 | U1 HRSG piperack 1st level (South) | Valve | OPEN | CLOSED
6255 | 01-HTT-HPL-1117 Brker 22/24 CB 12 | Brker 22/24 CB 12 | U1 HRSG piperack 1st level (South) | Valve | OPEN | CLOSED
6256 | 01-HTT-HPL-1117 Brker 26/28 CB 14 | Brker 26/28 CB 14 | U1 HRSG piperack 1st level (South) | Valve | OPEN | CLOSED
6257 | 01-HTT-HPL-1117 Brker 30/32 CB 16 | Brker 30/32 CB 16 | U1 HRSG piperack 1st level (South) | Valve | OPEN | CLOSED
6258 | 01-HTT-HPL-1117 Brker 34/36 CB 18 | Brker 34/36 CB 18 | U1 HRSG piperack 1st level (South) | Valve | OPEN | CLOSED
6259 | 01-HTT-HPL-1117 Brker 38/40 CB 20 | Brker 38/40 CB 20 | U1 HRSG piperack 1st level (South) | Valve | OPEN | CLOSED
6260 | 01-HTT-HPL-1117 Brker 42/44 CB 22 | Brker 42/44 CB 22 | U1 HRSG piperack 1st level (South) | Valve | OPEN | CLOSED
6261 | 01-HTT-HPL-1117 Brker 46/48 CB 24 | Brker 46/48 CB 24 | U1 HRSG piperack 1st level (South) | Valve | OPEN | CLOSED
6262 | 01-HTT-HPL-1117 Brker 50/52 CB 26 | Brker 50/52 CB 26 | U1 HRSG piperack 1st level (South) | Valve | OPEN | CLOSED
6263 | 01-HTT-HPL-1117 Brker 54/56 CB 28 | Brker 54/56 CB 28 | U1 HRSG piperack 1st level (South) | Valve | OPEN | CLOSED
6264 | 01-HTT-HPL-1117 Brker 58/60 CB 30 | Brker 58/60 CB 30 | U1 HRSG piperack 1st level (South) | Valve | OPEN | CLOSED
6265 | 01-HTT-HPL-1117 Brker 62/64 CB 32 | Brker 62/64 CB 32 | U1 HRSG piperack 1st level (South) | Valve | OPEN | CLOSED
6266 | 01-HTT-HPL-1117 Brker 66/68 CB 34 | Brker 66/68 CB 34 | U1 HRSG piperack 1st level (South) | Valve | OPEN | CLOSED
6267 | 01-HTT-HPL-1117 Brker 70/72 CB 36 | Brker 70/72 CB 36 | U1 HRSG piperack 1st level (South) | Valve | OPEN | CLOSED
6268 | 01-HTT-HPL-1117 Brker 74/76 CB 38 | Brker 74/76 CB 38 | U1 HRSG piperack 1st level (South) | Valve | OPEN | CLOSED
6269 | 01-HTT-HPL-1117 Brker 78/80 CB 40 | Brker 78/80 CB 40 | U1 HRSG piperack 1st level (South) | Valve | OPEN | CLOSED
6270 | 01-HTT-HPL-1117 Brker 82 CB 82 | Brker 82 CB 82 | U1 HRSG piperack 1st level (South) | Valve | OPEN | CLOSED
6271 | 01-HTT-HPL-1117 Brker 84 CB 84 | Brker 84 CB 84 | U1 HRSG piperack 1st level (South) | Valve | OPEN | CLOSED
6272 | FGC C process seal filter inlet valve | 00-VFGS648 | FUEL GAS COMPRESSOR AREA | no data | CLOSED | OPEN
6273 | FGC C process seal filter Outlet valve | 00-VFGS601A | FUEL GAS COMPRESSOR AREA | no data | CLOSED | OPEN
6274 | FGC A process seal filter drain valve | 00-VFGS600D | FUEL GAS COMPRESSOR AREA | no data | OPEN | CLOSED
6275 | FGC A process seal filter inlet valve | 00-VFGS648 | FUEL GAS COMPRESSOR AREA | no data | CLOSED | OPEN
6276 | FGC A process seal filter outlet valve | 00-VFGS601A | FUEL GAS COMPRESSOR AREA | no data | CLOSED | OPEN
6277 | FGC A process seal filter drain valve | 00-VFGS00D | FUEL GAS COMPRESSOR AREA | no data | OPEN | CLOSED
6278 | MPX01AA014 Fullers Earth Filter ISO | MPX01AA014 | Control Oil Skid | no data | CLOSED | OPEN
6279 | Control oil filter discharge block valve (MPX11AA044) | block valve (MPX11AA044) | control oil polishing pump | no data | CLOSED | OPEN
6280 | Control oil polishing pump suction valve (MPX11AA301) | suction valve (MPX11AA301) | control oil polishing pump | Valve | CLOSED | OPEN
6283 | U2 LRVP A seal water isolation valve to make up control valve | 02-V888B | U2 VACUUM PUMP AREA | Valve | CLOSED | OPEN
6284 | U2 LRVP A seal water isolation valve to bypass to tank | 02-V-888A | U2 VACUUM PUMP AREA | Valve | CLOSED | OPEN
6285 | U2 LRVP A discharge isolation valve off seal water tank | 02-V-885A | U2 VACUUM PUMP AREA | Valve | CLOSED | OPEN
6286 | U2 LRVP A seal water discharge isolation valve after heat exchan | 02-V-886A | U2 VACUUM PUMP AREA | Valve | CLOSED | OPEN
6287 | U2 LRVP A isolation valve to seal water spray valve | 02-V-886B | U2 VACUUM PUMP AREA | Valve | CLOSED | OPEN
6288 | U2 LRVP A non condensable suction line | 02-V883 | U2 VACUUM PUMP AREA | Valve | CLOSED | OPEN
6289 | U2 LRVP A non condensable inlet isolation valve | 02-YV-883 | U2 VACUUM PUMP AREA | Valve | CLOSED | AUTO
6290 | U2 LRVP A seal water tank equalization isolation valve | 02-V-884 | U2 VACUUM PUMP AREA | Valve | CLOSED | OPEN
6291 | U2 LRVP A INA-YV-883 air supply valve | 02-VINA131 | U2 VACUUM PUMP AREA | Valve | CLOSED | OPEN
6292 | U2 LRVP east belly drains |  | U2 VACUUM PUMP AREA | Valve | OPEN | CLOSED
6293 | U2 LRVP west belly drains |  | U2 VACUUM PUMP AREA | Valve | OPEN | CLOSED
6294 | ACC 2 LVRP 01A | 02-ARM-MPM-01A | 02-ACC-MCC-141, CUBICLE10FM | 480 V MOLDED CASE BREAKER | OPEN | CLOSED
6295 | ACC 2 SEAL WTR PMP 02A | 02-ARM-MPM-02A | 02-ACC-MCC-141, CUBICLE13FK | 480 V MOLDED CASE BREAKER | OPEN | CLOSED
6296 | U2 LRVP A seal water isolation valve to make up control valve | 02-V888B | U2 VACUUM PUMP AREA | Valve | CLOSED | OPEN
6297 | U2 LRVP A seal water isolation valve to bypass to tank | 02-V-888A | U2 VACUUM PUMP AREA | Valve | CLOSED | OPEN
6298 | U2 LRVP A discharge isolation valve off seal water tank | 02-V-885A | U2 VACUUM PUMP AREA | Valve | CLOSED | OPEN
6299 | U2 LRVP A seal water discharge isolation valve after heat exchan | 02-V-886A | U2 VACUUM PUMP AREA | Valve | CLOSED | OPEN
6300 | U2 LRVP A isolation valve to seal water spray valve | 02-V-886B | U2 VACUUM PUMP AREA | Valve | CLOSED | OPEN
6301 | U2 LRVP A non condensable suction line | 02-V883 | U2 VACUUM PUMP AREA | Valve | CLOSED | OPEN
6302 | U2 LRVP A non condensable inlet isolation valve | 02-YV-883 | U2 VACUUM PUMP AREA | Valve | CLOSED | AUTO
6303 | U2 LRVP A seal water tank equalization isolation valve | 02-V-884 | U2 VACUUM PUMP AREA | Valve | CLOSED | OPEN
6304 | U2 LRVP A INA-YV-883 air supply valve | 02-VINA131 | U2 VACUUM PUMP AREA | Valve | CLOSED | OPEN
6305 | U2 LRVP east belly drains |  | U2 VACUUM PUMP AREA | Valve | OPEN | CLOSED
6306 | U2 LRVP west belly drains |  | U2 VACUUM PUMP AREA | Valve | OPEN | CLOSED
6307 | ACC 2 LRVP 01E | 02-ARM-MPM-01E | 02-ACC-MCC-261, CUBICLE13FM | 480 V MOLDED CASE BREAKER | OPEN | CLOSED
6308 | U2 LRVP "E" seal water isolation valve to make up control valve | V-919B | U2 VACUUM PUMP AREA | Valve | CLOSED | OPEN
6309 | U2 LRVP "E" seal water isolation valve to bypass to tank | V-919A | U2 VACUUM PUMP AREA | Valve | CLOSED | OPEN
6310 | U2 LRVP "E" discharge isolation valve off seal water tank | V-916A | U2 VACUUM PUMP AREA | Valve | CLOSED | OPEN
6311 | U2 LRVP "E" seal water discharge isolation valve after heat exch | V-917A | U2 VACUUM PUMP AREA | Valve | CLOSED | OPEN
6312 | U2 LRVP "E" isolation valve to seal water spray valve | V-917B | U2 VACUUM PUMP AREA | Valve | CLOSED | OPEN
6313 | U2 LRVP "E" non condensable suction line | V914 | U2 VACUUM PUMP AREA | Valve | CLOSED | OPEN
6314 | U2 LRVP "E" non condensable inlet isolation valve | YV-914 | U2 VACUUM PUMP AREA | Valve | CLOSED | AUTO
6315 | U2 LRVP "E" seal water tank equalization isolation valve | V-915 | U2 VACUUM PUMP AREA | Valve | CLOSED | OPEN
6316 | U2 LRVP "E" INA-YV-883 air supply valve |  | U2 VACUUM PUMP AREA | Valve | CLOSED | OPEN
6317 | U2 LRVP "E" east belly drains |  | U2 VACUUM PUMP AREA | Valve | OPEN | CLOSED
6318 | U2 LRVP "E" west belly drains |  | U2 VACUUM PUMP AREA | Valve | OPEN | CLOSED
6319 | U2 LRVP "B"seal water isolation valve to make up control valve | 02-V895B | U2 VACUUM PUMP AREA | Valve | CLOSED | OPEN
6320 | U2 LRVP "B" seal water isolation valve to bypass to tank | 02-V-895A | U2 VACUUM PUMP AREA | Valve | CLOSED | OPEN
6321 | U2 LRVP "B" discharge isolation valve off seal water tank | 02-V-892A | U2 VACUUM PUMP AREA | Valve | CLOSED | OPEN
6322 | U2 LRVP "B" seal water discharge isolation valve after heat exch | 02-V-893A | U2 VACUUM PUMP AREA | Valve | CLOSED | OPEN
6323 | U2 LRVP "B" isolation valve to seal water spray valve | 02-V-893B | U2 VACUUM PUMP AREA | Valve | CLOSED | OPEN
6324 | U2 LRVP "B" non condensable suction line | 02-V890 | U2 VACUUM PUMP AREA | Valve | CLOSED | OPEN
6325 | U2 LRVP "B" non condensable inlet isolation valve | 02-YV-890 | U2 VACUUM PUMP AREA | Valve | CLOSED | AUTO
6326 | U2 LRVP "B" seal water tank equalization isolation valve | 02-V-891 | U2 VACUUM PUMP AREA | Valve | CLOSED | OPEN
6327 | U2 LRVP "B" INA-YV-883 air supply valve | 02-VINA131 | U2 VACUUM PUMP AREA | Valve | CLOSED | OPEN
6328 | U2 LRVP"B" east belly drains |  | U2 VACUUM PUMP AREA | Valve | OPEN | CLOSED
6329 | U2 LRVP "B" west belly drains |  | U2 VACUUM PUMP AREA | Valve | OPEN | CLOSED
6330 | U2 LRVP "C" seal water isolation valve to make up control valve ( | 02-V903B | U2 VACUUM PUMP AREA | Valve | CLOSED | OPEN
6331 | U2 LRVP "C" seal water isolation valve to make up control valve ( | V-903E | U2 VACUUM PUMP AREA | Valve | CLOSED | OPEN
6332 | U2 LRVP "C" seal water isolation valve to bypass to tank | 02-V-903A | U2 VACUUM PUMP AREA | Valve | CLOSED | OPEN
6333 | U2 LRVP "C" discharge isolation valve off seal water tank | 02-V-900A | U2 VACUUM PUMP AREA | Valve | CLOSED | OPEN
6334 | U2 LRVP "C" seal water discharge isolation valve after heat exch | 02-V-901A | U2 VACUUM PUMP AREA | Valve | CLOSED | OPEN
6335 | U2 LRVP "C" isolation valve to seal water spray valve | 02-V-901B | U2 VACUUM PUMP AREA | Valve | CLOSED | OPEN
6336 | U2 LRVP "C" non condensable suction line | 02-V898 | U2 VACUUM PUMP AREA | Valve | CLOSED | OPEN
6337 | U2 LRVP "C" non condensable inlet isolation valve | 02-YV-898 | U2 VACUUM PUMP AREA | Valve | CLOSED | AUTO
6338 | U2 LRVP "C" seal water tank equalization isolation valve | 02-V-899 | U2 VACUUM PUMP AREA | Valve | CLOSED | OPEN
6339 | U2 LRVP "C" INA-YV-883 air supply valve | 02-VINA131 | U2 VACUUM PUMP AREA | Valve | CLOSED | OPEN
6340 | U2 LRVP "C" east belly drains |  | U2 VACUUM PUMP AREA | Valve | OPEN | CLOSED
6341 | U2 LRVP "C" west belly drains |  | U2 VACUUM PUMP AREA | Valve | OPEN | CLOSED
6342 | U2 LRVP A seal water isolation valve to make up control valve(roo | V-888E | U2 VACUUM PUMP AREA | Valve | CLOSED | OPEN
6343 | U2 LRVP A seal water isolation valve to make up control valve (bl | 02-V888B | U2 VACUUM PUMP AREA | Valve | CLOSED | OPEN
6344 | U2 LRVP "E" seal water isolation valve to make up control valve ( | V-919B | U2 VACUUM PUMP AREA | Valve | CLOSED | OPEN
6345 | U2 LRVP E seal water isolation valve to make up control valve (ro | V-919E | U2 VACUUM PUMP AREA | Valve | CLOSED | OPEN
6346 | U2 LRVP A seal water isolation valve to make up control valve | V-888E | U2 VACUUM PUMP AREA | Valve | CLOSED | OPEN
6347 | U2 LRVP A seal water isolation valve to make up control valve | 02-V888B | U2 VACUUM PUMP AREA | Valve | CLOSED | OPEN
6348 | U2 LRVP "E" seal water isolation valve to make up control valve | V-919B | U2 VACUUM PUMP AREA | Valve | CLOSED | OPEN
6349 | U2 LRVP E seal water isolation valve to make up control valve | V-919E | U2 VACUUM PUMP AREA | Valve | CLOSED | OPEN
6350 | U2 LRVP "C" seal water isolation valve to make up control valve | 02-V903B | U2 VACUUM PUMP AREA | Valve | CLOSED | OPEN
6351 | U2 LRVP "C" seal water isolation valve to make up control valve | V-903E | U2 VACUUM PUMP AREA | Valve | CLOSED | OPEN
6352 | U2 LRVP "B" seal water isolation valve to make up control valve | V-895E | U2 VACUUM PUMP AREA | Valve | CLOSED | OPEN
6353 | ACC 2 LRVP 01D | 02-ARM-MPM-01D | 02-ACC-MCC-261, CUBICLE12FM | 480 V MOLDED CASE BREAKER | OPEN | CLOSED
6354 | ACC 2 SEAL WTR PMP 02D | 02-ARM-MPM-02D | 02-ACC-MCC-261, CUBICLE15FB | 480 V MOLDED CASE BREAKER | OPEN | CLOSED
6355 | U2 LRVP "D" seal water isolation valve to make up control valve | V-911E | U2 VACUUM PUMP AREA | Valve | CLOSED | OPEN
6356 | U2 LRVP "D" seal water isolation valve to make up control valve | 02-V911B | U2 VACUUM PUMP AREA | Valve | CLOSED | OPEN
6357 | U2 LRVP "D" seal water isolation valve to bypass to tank | 02-V-911A | U2 VACUUM PUMP AREA | Valve | CLOSED | OPEN
6358 | U2 LRVP "D" discharge isolation valve off seal water tank | 02-V-908A | U2 VACUUM PUMP AREA | Valve | CLOSED | OPEN
6359 | U2 LRVP "D" seal water discharge isolation valve after heat exch | 02-V-909A | U2 VACUUM PUMP AREA | Valve | CLOSED | OPEN
6360 | U2 LRVP "D" isolation valve to seal water spray valve | 02-V-909B | U2 VACUUM PUMP AREA | Valve | CLOSED | OPEN
6361 | U2 LRVP "D" non condensable suction line | 02-V906 | U2 VACUUM PUMP AREA | Valve | CLOSED | OPEN
6362 | U2 LRVP "D" non condensable inlet isolation valve | 02-YV-906 | U2 VACUUM PUMP AREA | Valve | CLOSED | AUTO
6363 | U2 LRVP "D" seal water tank equalization isolation valve | 02-V-907 | U2 VACUUM PUMP AREA | Valve | CLOSED | OPEN
6364 | U2 LRVP "D" INA-YV-883 air supply valve | 02-VINA131 | U2 VACUUM PUMP AREA | Valve | CLOSED | OPEN
6365 | U2 LRVP "D" east belly drains |  | U2 VACUUM PUMP AREA | Valve | OPEN | CLOSED
6366 | U2 LRVP "D" west belly drains |  | U2 VACUUM PUMP AREA | Valve | OPEN | CLOSED
6369 | U1 LRVP A seal water isolation valve to make up control valve | V-888E | U1 VACUUM PUMP AREA | Valve | CLOSED | OPEN
6370 | U1 LRVP A seal water isolation valve to make up control valve | 01-V888B | U1 VACUUM PUMP AREA | Valve | CLOSED | OPEN
6371 | U1 LRVP A seal water isolation valve to bypass to tank | 01-V-888A | U1 VACUUM PUMP AREA | Valve | CLOSED | OPEN
6372 | U1 LRVP A discharge isolation valve off seal water tank | 01-V-885A | U1 VACUUM PUMP AREA | Valve | CLOSED | OPEN
6373 | U1 LRVP A seal water discharge isolation valve after heat exchan | 01-V-886A | U1 VACUUM PUMP AREA | Valve | CLOSED | OPEN
6374 | U1 LRVP A isolation valve to seal water spray valve | 01-V-886B | U1 VACUUM PUMP AREA | Valve | CLOSED | OPEN
6375 | U1 LRVP A non condensable suction line | 01-V883 | U1 VACUUM PUMP AREA | Valve | CLOSED | OPEN
6376 | U1 LRVP A non condensable inlet isolation valve | 01-YV-883 | U1 VACUUM PUMP AREA | Valve | CLOSED | AUTO
6377 | U1 LRVP A seal water tank equalization isolation valve | 01-V-884 | U1 VACUUM PUMP AREA | Valve | CLOSED | OPEN
6378 | U1 LRVP A INA-YV-883 air supply valve | 01-VINA131 | U1 VACUUM PUMP AREA | Valve | CLOSED | OPEN
6379 | U1 LRVP east belly drains |  | U1 VACUUM PUMP AREA | Valve | OPEN | CLOSED
6380 | U1 LRVP west belly drains |  | U1 VACUUM PUMP AREA | Valve | OPEN | CLOSED
6383 | U1 LRVP "B" seal water isolation valve to make up control valve | V-895E | U1 VACUUM PUMP AREA | Valve | CLOSED | OPEN
6384 | U1 LRVP "B"seal water isolation valve to make up control valve | 01-V895B | U1 VACUUM PUMP AREA | Valve | CLOSED | OPEN
6385 | U1 LRVP "B" seal water isolation valve to bypass to tank | 01-V-895A | U1 VACUUM PUMP AREA | Valve | CLOSED | OPEN
6386 | U1 LRVP "B" discharge isolation valve off seal water tank | 01-V-892A | U1 VACUUM PUMP AREA | Valve | CLOSED | OPEN
6387 | U1 LRVP "B" seal water discharge isolation valve after heat exch | 01-V-893A | U1 VACUUM PUMP AREA | Valve | CLOSED | OPEN
6388 | U1 LRVP "B" isolation valve to seal water spray valve | 01-V-893B | U1 VACUUM PUMP AREA | Valve | CLOSED | OPEN
6389 | U1 LRVP "B" non condensable suction line | 01-V890 | U1 VACUUM PUMP AREA | Valve | CLOSED | OPEN
6390 | U1 LRVP "B" non condensable inlet isolation valve | 01-YV-890 | U1 VACUUM PUMP AREA | Valve | CLOSED | AUTO
6391 | U1 LRVP "B" seal water tank equalization isolation valve | 01-V-891 | U1 VACUUM PUMP AREA | Valve | CLOSED | OPEN
6392 | U1 LRVP "B" INA-YV-883 air supply valve | 01-VINA131 | U1 VACUUM PUMP AREA | Valve | CLOSED | OPEN
6393 | U1 LRVP"B" east belly drains |  | U1 VACUUM PUMP AREA | Valve | OPEN | CLOSED
6394 | U1 LRVP "B" west belly drains |  | U1 VACUUM PUMP AREA | Valve | OPEN | CLOSED
6395 | U1 LRVP "C" seal water isolation valve to make up control valve | 01-V903B | U1 VACUUM PUMP AREA | Valve | CLOSED | OPEN
6396 | U1 LRVP "C" seal water isolation valve to make up control valve | V-903E | U1 VACUUM PUMP AREA | Valve | CLOSED | OPEN
6397 | U1 LRVP "C" seal water isolation valve to bypass to tank | 01-V-903A | U1 VACUUM PUMP AREA | Valve | CLOSED | OPEN
6398 | U1 LRVP "C" discharge isolation valve off seal water tank | 01-V-900A | U1 VACUUM PUMP AREA | Valve | CLOSED | OPEN
6399 | U1 LRVP "C" seal water discharge isolation valve after heat exch | 01-V-901A | U1 VACUUM PUMP AREA | Valve | CLOSED | OPEN
6400 | U1 LRVP "C" isolation valve to seal water spray valve | 0-V-901B | U1 VACUUM PUMP AREA | Valve | CLOSED | OPEN
6401 | U1 LRVP "C" non condensable suction line | 01-V898 | U1 VACUUM PUMP AREA | Valve | CLOSED | OPEN
6402 | U1 LRVP "C" non condensable inlet isolation valve | 01-YV-898 | U1 VACUUM PUMP AREA | Valve | CLOSED | AUTO
6403 | U1 LRVP "C" seal water tank equalization isolation valve | 01-V-899 | U1 VACUUM PUMP AREA | Valve | CLOSED | OPEN
6404 | U1 LRVP "C" INA-YV-883 air supply valve | 01-VINA131 | U1 VACUUM PUMP AREA | Valve | CLOSED | OPEN
6405 | U1 LRVP "C" east belly drains |  | U1 VACUUM PUMP AREA | Valve | OPEN | CLOSED
6406 | U1 LRVP "C" west belly drains |  | U1 VACUUM PUMP AREA | Valve | OPEN | CLOSED
6407 | U1 LRVP "D" seal water isolation valve to make up control valve | V-911E | U1 VACUUM PUMP AREA | Valve | CLOSED | OPEN
6408 | U1 LRVP "D" seal water isolation valve to make up control valve | 01-V911B | U1 VACUUM PUMP AREA | Valve | CLOSED | OPEN
6409 | U1 LRVP "D" seal water isolation valve to bypass to tank | 01-V-911A | U1 VACUUM PUMP AREA | Valve | CLOSED | OPEN
6410 | U1 LRVP "D" discharge isolation valve off seal water tank | 01-V-908A | U1 VACUUM PUMP AREA | Valve | CLOSED | OPEN
6411 | U1 LRVP "D" seal water discharge isolation valve after heat exch | 01-V-909A | U1 VACUUM PUMP AREA | Valve | CLOSED | OPEN
6412 | U1 LRVP "D" isolation valve to seal water spray valve | 01-V-909B | U1 VACUUM PUMP AREA | Valve | CLOSED | OPEN
6413 | U1 LRVP "D" non condensable suction line | 01-V906 | U1 VACUUM PUMP AREA | Valve | CLOSED | OPEN
6414 | U1 LRVP "D" non condensable inlet isolation valve | 01-YV-906 | U1 VACUUM PUMP AREA | Valve | CLOSED | AUTO
6415 | U1 LRVP "D" seal water tank equalization isolation valve | 01-V-907 | U1 VACUUM PUMP AREA | Valve | CLOSED | OPEN
6416 | U1 LRVP "D" INA-YV-883 air supply valve | 01-VINA131 | U1 VACUUM PUMP AREA | Valve | CLOSED | OPEN
6417 | U1 LRVP "D" east belly drains |  | U1 VACUUM PUMP AREA | Valve | OPEN | CLOSED
6418 | U1 LRVP "D" west belly drains |  | U1 VACUUM PUMP AREA | Valve | OPEN | CLOSED
6419 | U1 LRVP "B" seal water isolation valve to make up control valve | V-895E | U2 VACUUM PUMP AREA | Valve | CLOSED | OPEN
6420 | U1 LRVP "B"seal water isolation valve to make up control valve | 01-V895B | U2 VACUUM PUMP AREA | Valve | CLOSED | OPEN
6421 | U1 LRVP "B" seal water isolation valve to bypass to tank | 01-V-895A | U1 VACUUM PUMP AREA | Valve | CLOSED | OPEN
6422 | U1 LRVP "B" discharge isolation valve off seal water tank | 01-V-892A | U1 VACUUM PUMP AREA | Valve | CLOSED | OPEN
6423 | U1 LRVP "B" seal water discharge isolation valve after heat exch | 01-V-893A | U1 VACUUM PUMP AREA | Valve | CLOSED | OPEN
6424 | U1 LRVP "B" isolation valve to seal water spray valve | 01-V-893B | U1 VACUUM PUMP AREA | Valve | CLOSED | OPEN
6425 | U1 LRVP "B" non condensable suction line | 01-V890 | U1 VACUUM PUMP AREA | Valve | CLOSED | OPEN
6426 | U1 LRVP "B" non condensable inlet isolation valve | 01-YV-890 | U1 VACUUM PUMP AREA | Valve | CLOSED | AUTO
6427 | U1 LRVP "B" seal water tank equalization isolation valve | 01-V-891 | U1 VACUUM PUMP AREA | Valve | CLOSED | OPEN
6428 | U1 LRVP "B" INA-YV-883 air supply valve | 01-VINA131 | U1 VACUUM PUMP AREA | Valve | CLOSED | OPEN
6429 | U1 LRVP"B" east belly drains |  | U1 VACUUM PUMP AREA | Valve | OPEN | CLOSED
6430 | U1 LRVP "B" west belly drains |  | U1 VACUUM PUMP AREA | Valve | OPEN | CLOSED
6431 | U1 LRVP "E" seal water isolation valve to make up control valve | V-919B | U1 VACUUM PUMP AREA | Valve | CLOSED | OPEN
6432 | U1 LRVP E seal water isolation valve to make up control valve | V-919E | U1 VACUUM PUMP AREA | Valve | CLOSED | OPEN
6433 | U1 LRVP "E" seal water isolation valve to bypass to tank | V-919A | U1 VACUUM PUMP AREA | Valve | CLOSED | OPEN
6434 | U1 LRVP "E" discharge isolation valve off seal water tank | V-916A | U1 VACUUM PUMP AREA | Valve | CLOSED | OPEN
6435 | U1 LRVP "E" seal water discharge isolation valve after heat exch | V-917A | U1 VACUUM PUMP AREA | Valve | CLOSED | OPEN
6436 | U1 LRVP "E" isolation valve to seal water spray valve | V-917B | U1 VACUUM PUMP AREA | Valve | CLOSED | OPEN
6437 | U1 LRVP "E" non condensable suction line | V914 | U1 VACUUM PUMP AREA | Valve | CLOSED | OPEN
6438 | U1 LRVP "E" non condensable inlet isolation valve | YV-914 | U1 VACUUM PUMP AREA | Valve | CLOSED | AUTO
6439 | U1 LRVP "E" seal water tank equalization isolation valve | V-915 | U1 VACUUM PUMP AREA | Valve | CLOSED | OPEN
6440 | U1 LRVP "E" INA-YV-883 air supply valve |  | U1 VACUUM PUMP AREA | Valve | CLOSED | OPEN
6441 | U1 LRVP "E" east belly drains |  | U1 VACUUM PUMP AREA | Valve | OPEN | CLOSED
6442 | U1 LRVP "E" west belly drains |  | U1 VACUUM PUMP AREA | Valve | OPEN | CLOSED
6443 | 01-HTT-HPL-1118 Brker 1/3 CB 1 | Brker 1/3 CB 1 | Outside of U1 HRSG MCC enclosure (NW corner of the enclosure) | Valve | OPEN | CLOSED
6444 | 01-HTT-HPL-1118 Brker 5/7 CB 3 | Brker 5/7 CB 3 | Outside of U1 HRSG MCC enclosure (NW corner of the enclosure) | Valve | OPEN | CLOSED
6445 | 01-HTT-HPL-1118 Brker 9/11 CB 5 | Brker 9/11 CB 5 | Outside of U1 HRSG MCC enclosure (NW corner of the enclosure) | Valve | OPEN | CLOSED
6446 | 01-HTT-HPL-1118 Brker 13/15 CB 7 | Brker 13/15 CB 7 | Outside of U1 HRSG MCC enclosure (NW corner of the enclosure) | Valve | OPEN | CLOSED
6447 | 01-HTT-HPL-1118 Brker 17/19 CB 9 | Brker 17/19 CB 9 | Outside of U1 HRSG MCC enclosure (NW corner of the enclosure) | Valve | OPEN | CLOSED
6448 | 01-HTT-HPL-1118 Brker 21/23 CB 11 | Brker 21/23 CB 11 | Outside of U1 HRSG MCC enclosure (NW corner of the enclosure) | Valve | OPEN | CLOSED
6449 | 01-HTT-HPL-1118 Brker 25/27 CB 13 | Brker 25/27 CB 13 | Outside of U1 HRSG MCC enclosure (NW corner of the enclosure) | Valve | OPEN | CLOSED
6450 | 01-HTT-HPL-1118 Brker 29/31 CB 15 | Brker 29/31 CB 15 | Outside of U1 HRSG MCC enclosure (NW corner of the enclosure) | Valve | OPEN | CLOSED
6451 | 01-HTT-HPL-1118 Brker 33/35 CB 17 |  | Outside of U1 HRSG MCC enclosure (NW corner of the enclosure) | Valve | OPEN | CLOSED
6452 | 01-HTT-HPL-1118 Brker 37/39 CB 19 | Brker 37/39 CB 19 | Outside of U1 HRSG MCC enclosure (NW corner of the enclosure) | Valve | OPEN | CLOSED
6453 | 01-HTT-HPL-1118 Brker 41 CB 41 | Brker 41 CB 41 | Outside of U1 HRSG MCC enclosure (NW corner of the enclosure) | Valve | OPEN | CLOSED
6454 | 01-HTT-HPL-1118 Brker 2/4 CB 2 | Brker 2/4 CB 2 | Outside of U1 HRSG MCC enclosure (NW corner of the enclosure) | Valve | OPEN | CLOSED
6455 | 01-HTT-HPL-1118 Brker 6/8 CB 4 | Brker 6/8 CB 4 | Outside of U1 HRSG MCC enclosure (NW corner of the enclosure) | Valve | OPEN | CLOSED
6456 | 01-HTT-HPL-1118 Brker 10/12 CB 6 | Brker 10/12 CB 6 | Outside of U1 HRSG MCC enclosure (NW corner of the enclosure) | Valve | OPEN | CLOSED
6457 | 01-HTT-HPL-1118 Brker 14/16 CB 8 | Brker 14/16 CB 8 | Outside of U1 HRSG MCC enclosure (NW corner of the enclosure) | Valve | OPEN | CLOSED
6458 | 01-HTT-HPL-1118 Brker 18/20 CB 10 | Brker 18/20 CB 10 | Outside of U1 HRSG MCC enclosure (NW corner of the enclosure) | Valve | OPEN | CLOSED
6459 | 01-HTT-HPL-1118 Brker 22/24 CB 12 | Brker 22/24 CB 12 | Outside of U1 HRSG MCC enclosure (NW corner of the enclosure) | Valve | OPEN | CLOSED
6460 | 01-HTT-HPL-1118 Brker 26/28 CB 14 | Brker 26/28 CB 14 | Outside of U1 HRSG MCC enclosure (NW corner of the enclosure) | Valve | OPEN | CLOSED
6461 | 01-HTT-HPL-1118 Brker 30/32 CB 16 | Brker 30/32 CB 16 | Outside of U1 HRSG MCC enclosure (NW corner of the enclosure) | Valve | OPEN | CLOSED
6462 | 01-HTT-HPL-1118 Brker 34/36 CB 18 | Brker 34/36 CB 18 | Outside of U1 HRSG MCC enclosure (NW corner of the enclosure) | Valve | OPEN | CLOSED
6463 | 01-HTT-HPL-1118 Brker 38/40 CB 20 | Brker 38/40 CB 20 | Outside of U1 HRSG MCC enclosure (NW corner of the enclosure) | Valve | OPEN | CLOSED
6464 | 01-HTT-HPL-1118 Brker 42 CB 42 | Brker 42 CB 42 | Outside of U1 HRSG MCC enclosure (NW corner of the enclosure) | Valve | OPEN | CLOSED
6465 | 02-HTT-HPL-1211 Brker 1/3 CB 1 | Brker 1/3 CB 1 | U2 HRSG piperack 1st level (North) | Valve | OPEN | CLOSED
6466 | 02-HTT-HPL-1211 Brker 5/7 CB 3 | Brker 5/7 CB 3 | U2 HRSG piperack 1st level (North) | Valve | OPEN | CLOSED
6467 | 02-HTT-HPL-1211 Brker 9/11 CB 5 | Brker 9/11 CB 5 | U2 HRSG piperack 1st level (North) | Valve | OPEN | CLOSED
6468 | 02-HTT-HPL-1211 Brker 13/15 CB 7 | Brker 13/15 CB 7 | U2 HRSG piperack 1st level (North) | Valve | OPEN | CLOSED
6469 | 02-HTT-HPL-1211 Brker 17/19 CB 9 | Brker 17/19 CB 9 | U2 HRSG piperack 1st level (North) | Valve | OPEN | CLOSED
6470 | 02-HTT-HPL-1211 Brker 21/23 CB 11 | Brker 21/23 CB 11 | U2 HRSG piperack 1st level (North) | Valve | OPEN | CLOSED
6471 | 02-HTT-HPL-1211 Brker 25/27 CB 13 | Brker 25/27 CB 13 | U2 HRSG piperack 1st level (North) | Valve | OPEN | CLOSED
6472 | 02-HTT-HPL-1211 Brker 29/31 CB 15 | Brker 29/31 CB 15 | U2 HRSG piperack 1st level (North) | Valve | OPEN | CLOSED
6473 | 02-HTT-HPL-1211 Brker 33/35 CB 17 | Brker 33/35 CB 17 | U2 HRSG piperack 1st level (North) | Valve | OPEN | CLOSED
6474 | 02-HTT-HPL-1211 Brker 37/39 CB 19 | Brker 37/39 CB 19 | U2 HRSG piperack 1st level (North) | Valve | OPEN | CLOSED
6475 | 02-HTT-HPL-1211 Brker 41/43 CB 21 | Brker 41/43 CB 21 | U2 HRSG piperack 1st level (North) | Valve | OPEN | CLOSED
6476 | 02-HTT-HPL-1211 Brker 45/47 CB 23 | Brker 45/47 CB 23 | U2 HRSG piperack 1st level (North) | Valve | OPEN | CLOSED
6477 | 02-HTT-HPL-1211 Brker 49/51 CB 25 | Brker 49/51 CB 25 | U2 HRSG piperack 1st level (North) | Valve | OPEN | CLOSED
6478 | 02-HTT-HPL-1211 Brker 53/55 CB 27 | Brker 53/55 CB 27 | U2 HRSG piperack 1st level (North) | Valve | OPEN | CLOSED
6479 | 02-HTT-HPL-1211 Brker 57/59 CB 29 | Brker 57/59 CB 29 | U2 HRSG piperack 1st level (North) | Valve | OPEN | CLOSED
6480 | 02-HTT-HPL-1211 Brker 61/63 CB 31 | Brker 61/63 CB 31 | U2 HRSG piperack 1st level (North) | Valve | OPEN | CLOSED
6481 | 02-HTT-HPL-1211 Brker 65/67 CB 33 | Brker 65/67 CB 33 | U2 HRSG piperack 1st level (North) | Valve | OPEN | CLOSED
6482 | 02-HTT-HPL-1211 Brker 69/71 CB 35 | Brker 69/71 CB 35 | U2 HRSG piperack 1st level (North) | Valve | OPEN | CLOSED
6483 | 02-HTT-HPL-1211 Brker 73/75 CB 37 | Brker 73/75 CB 37 | U2 HRSG piperack 1st level (North) | Valve | OPEN | CLOSED
6484 | 02-HTT-HPL-1211 Brker 77/79 CB 39 | Brker 77/79 CB 39 | U2 HRSG piperack 1st level (North) | Valve | OPEN | CLOSED
6485 | 02-HTT-HPL-1211 Brker 81 CB 81 | Brker 81 CB 81 | U2 HRSG piperack 1st level (North) | Valve | OPEN | CLOSED
6486 | 02-HTT-HPL-1211 Brker 83 CB 83 | Brker 83 CB 83 | U2 HRSG piperack 1st level (North) | Valve | OPEN | CLOSED
6487 | 02-HTT-HPL-1211 Brker 2/4 CB 2 | Brker 2/4 CB 2 |  | Valve | OPEN | CLOSED
6488 | 02-HTT-HPL-1211 Brker 6/8 CB 4 | Brker 6/8 CB 4 |  | Valve | OPEN | CLOSED
6489 | 02-HTT-HPL-1211 Brker 10/12 CB 6 | Brker 10/12 CB 6 |  | Valve | OPEN | CLOSED
6490 | 02-HTT-HPL-1211 Brker 14/16 CB 8 | Brker 14/16 CB 8 |  | Valve | OPEN | CLOSED
6491 | 02-HTT-HPL-1211 Brker 18/20 CB 10 | Brker 18/20 CB 10 |  | Valve | OPEN | CLOSED
6492 | 02-HTT-HPL-1211 Brker 22/24 CB 12 | Brker 22/24 CB 12 |  | Valve | OPEN | CLOSED
6493 | 02-HTT-HPL-1211 Brker 26/28 CB 14 | Brker 26/28 CB 14 |  | Valve | OPEN | CLOSED
6494 | 02-HTT-HPL-1211 Brker 30/32 CB 16 | Brker 30/32 CB 16 |  | Valve | OPEN | CLOSED
6495 | 02-HTT-HPL-1211 Brker 34/36 CB 18 | Brker 34/36 CB 18 |  | Valve | OPEN | CLOSED
6496 | 02-HTT-HPL-1211 Brker 38/40 CB 20 | Brker 38/40 CB 20 |  | Valve | OPEN | CLOSED
6497 | 02-HTT-HPL-1211 Brker 42/44 CB 22 | Brker 42/44 CB 22 |  | Valve | OPEN | CLOSED
6498 | 02-HTT-HPL-1211 Brker 46/48 CB 24 | Brker 46/48 CB 24 |  | Valve | OPEN | CLOSED
6499 | 02-HTT-HPL-1211 Brker 50/52 CB 26 | Brker 50/52 CB 26 |  | Valve | OPEN | CLOSED
6500 | 02-HTT-HPL-1211 Brker 54/56 CB 28 | Brker 54/56 CB 28 |  | Valve | OPEN | CLOSED
6501 | 02-HTT-HPL-1211 Brker 58/60 CB 30 | Brker 58/60 CB 30 |  | Valve | OPEN | CLOSED
6502 | 02-HTT-HPL-1211 Brker 62/64 CB 32 | Brker 62/64 CB 32 |  | Valve | OPEN | CLOSED
6503 | 02-HTT-HPL-1211 Brker 66/68 CB 34 | Brker 66/68 CB 34 |  | Valve | OPEN | CLOSED
6504 | 02-HTT-HPL-1211 Brker 70/72 CB 36 | Brker 70/72 CB 36 |  | Valve | OPEN | CLOSED
6505 | 02-HTT-HPL-1211 Brker 74/76 CB 38 | Brker 74/76 CB 38 |  | Valve | OPEN | CLOSED
6506 | 02-HTT-HPL-1211 Brker 78/80 CB 39 | Brker 78/80 CB 39 |  | Valve | OPEN | CLOSED
6507 | 02-HTT-HPL-1211 Brker 82 CB 82 | Brker 82 CB 82 |  | Valve | OPEN | CLOSED
6508 | 02-HTT-HPL-1211 Brker 84 CB 84 | Brker 84 CB 84 |  | Valve | OPEN | CLOSED
6509 | FGC "A" purge valve | 00-VFGS442A | Inide FGC "B" enclosure | Valve | CLOSED | OPEN
6510 | FGC "A" discharge block AOV air supply. | 00-V-INA452B | Inside FGC "A" enclosure | no data | CLOSED | OPEN
6511 | FGC "A" inlet block AOV control air isolation | 00-VINA481B | Inside FGC "A" enclosure | no data | CLOSED | OPEN
6512 | FGC "A" vent AOV control air isolation | 00-V-INA487 | Inside FGC "A" enclosure | no data | CLOSED | OPEN
6513 | FGC "A" IGV air supply manual valve | VINA-484 | FUEL GAS COMPRESSOR AREA | no data | CLOSED | OPEN
6514 | FGC "C" purge valve | 00-VFGS642A | Inide FGC "C" enclosure | no data | CLOSED | OPEN
6515 | FGC "C" discharge block AOV air supply. | 00-V-INA652B | Inside FGC "C" enclosure | no data | CLOSED | OPEN
6516 | FGC "C" inlet block AOV control air isolation | 00-VINA681B | Inside FGC "C" enclosure | no data | CLOSED | OPEN
6517 | FGC "C" vent AOV control air isolation | 00-V-INA687 | Inside FGC "C" enclosure | no data | CLOSED | OPEN
6518 | FGC "C" IGV air supply manual valve | VINA-684 | Inside FGC "C" enclosure | no data | CLOSED | OPEN
6519 | FGC B IGV INA ISO |  | FUEL GAS COMPRESSOR AREA | no data | CLOSED | OPEN
6520 | FGC "A" purge valve | 00-VFGS442C | Inide FGC "A" enclosure | no data | CLOSED | OPEN
6521 | FGC "C" purge valve | 00-VFGS642C | Inide FGC "C" enclosure | no data | CLOSED | OPEN
6522 | FGC "B" purge valve | 00-VFGS542C | Inide FGC "B" enclosure | no data | CLOSED | OPEN
6523 | FGC "A" recirc valve control air ISO | 00-V-INA456 | FUEL GAS COMPRESSOR AREA | no data | CLOSED | OPEN
6524 | SEAL OIL REGULATOR INLET | MKW01AA110 | U1 Basement | no data | CLOSED | OPEN
6525 | SEAL OIL STRAINER OUTLET | MKW01AA112 | U1 Basement | no data | CLOSED | OPEN
6526 | SEAL OIL REGULATOR OIL SUPPLY | MKW01AA807 | U1 Basement | no data | CLOSED | OPEN
6527 | SEAL OIL REGULATOR H2 SUPPLY | MKW02AA801 | U1 Basement | no data | CLOSED | OPEN
6528 | SEAL OIL FLOAT TRAP VENT | MKW03AA901 | U1 Basement | no data | CLOSED | OPEN
6529 | SEAL OIL FLOAT TRAP INLET | MKW03AA101 | U1 Basement | no data | CLOSED | OPEN
6530 | SEAL OIL FLOAT TRAP OUTLET | MKW03AA103 | U1 Basement | no data | CLOSED | OPEN
6531 | MINI BULK CO2 OUTLET ISO | V-1 | CO2 MINI BULK | no data | CLOSED | OPEN
6532 | SEAL OIL REGULATOR INLET | MKW01AA110 | Turbine Basement | no data | CLOSED | OPEN
6533 | SEAL OIL STRAINER OUTLET | MKW01AA112 | Turbine Basement | no data | CLOSED | OPEN
6534 | SEAL OIL REGULATOR OIL SUPPLY | MKW01AA807 | Turbine Basement | no data | CLOSED | OPEN
6535 | SEAL OIL REGULATOR H2 SUPPLY | MKW02AA801 | Turbine Basement | no data | CLOSED | OPEN
6536 | SEAL OIL FLOAT TRAP VENT | MKW03AA901 | Turbine Basement | no data | CLOSED | OPEN
6537 | SEAL OIL FLOAT TRAP INLET | MKW03AA101 | Turbine Basement | no data | CLOSED | OPEN
6538 | SEAL OIL FLOAT TRAP OUTLET | MKW03AA103 | Turbine Basement | no data | CLOSED | OPEN
6539 | H2 ISOLATION | 02-VCMG103 | UNIT 2 EAST BUILDING WALL OUTSIDE | no data | CLOSED | OPEN
6540 | H2 ISOLATION | 02-VCMG113 | UNIT 2 EAST BUILDING WALL OUTSIDE | no data | CLOSED | OPEN
6541 | H2 VENT | 02-VCMG602 | UNIT 2 EAST BUILDING WALL OUTSIDE | no data | OPEN | CLOSED
6542 | Purge Air to TCA System | QFF11AA033 | U2 HRSG | no data | CLOSED | OPEN
6543 | Purge Air to U2 ECA System | 02-VINA277 | U2 HRSG | no data | CLOSED | OPEN
6544 | Purge Air to U2 ECA CMP "A" Inlet | 02-VINA116 | U2 HRSG | no data | CLOSED | OPEN
6545 | Purge Air to ECA CMP "B" Inlet | 02-VINA177 | U2 HRSG | no data | CLOSED | OPEN
6546 | U1 Turbine Building isolation Post Indicating Valve | 00-IDV-FPS610 | East of TB U1 | no data | CLOSED | OPEN
6547 | U1 water supply iso for TB ground floor | 00-VPFS-800 | U1 TURBINE BLDG | no data | CLOSED | OPEN
6548 | U1 water supply iso for ST/CT lube oil tank | 00-VPFS-801 | U1 TURBINE BLDG | no data | CLOSED | OPEN
6549 | U1 water supply iso for ST/GENERATOR Coupling | 00-VPFS-802 | U1 TURBINE BLDG | no data | CLOSED | OPEN
6550 | INA SUPPLY VALVE TO U1 ST/Generator Coupling | 01-VINA235 | U1 TURBINE BLDG | Valve | CLOSED | OPEN
6551 | INA supply VALVE Fire System U1 ST/Generator Coupling | 01-VINA235 | U1 TURBINE BLDG | Valve | CLOSED | OPEN
6552 | INA Low point drain VALVE Fire System U1 ST/Generator Coupling |  | U1 TURBINE BLDG | Valve | OPEN | CLOSED
6553 | U1 Excitation Field Breaker (FCB) | 01MKC01GU101 Excitation Cubicle | U1 Excitation Building | Breaker | racked out | Racked in
6554 | HEATER (GT PACKAGE GAS DETECTORS) | 01MBY91GZ100 | TCP panel 01BJA01; BR43 | no data | OPEN | CLOSED
6555 | DB Igniter Fuse 7 | TB-AC1-Fuse 7 | Duct Burner Control Panel | fuse | pulled | inserted
6556 | PURGE AIR TO TCA SYSTEM | 01QFF11AA033 | U1 CT ENCLOSURE GROUND LVL EAST | no data | CLOSED | OPEN
6557 | PURGE AIR TO U1 ECA "A" CMP SUCTION |  | U1 ECA COMPRESSOR | no data | CLOSED | CLOSED
6558 | PURGE AIR TO U1 ECA "B" CMP SUCTION |  | U1 ECA "B" COMPRESSOR | no data | CLOSED | CLOSED
6559 | PURGE AIR TO U1 ECA SYSTEM |  | U1 ECA CMP AREA | no data | CLOSED | OPEN
6560 | VHHS801/802 01-HTT-HPL-1111 | Brker 34/36 CB 18 | Top of U1 HRSG west (between HP and IP drums) | Breaker | OPEN | CLOSED
6561 | HP IBD 909 - 01-HTT-HPL-2114 | Brker 6/8 CB 4 | Outside of U1 HRSG MCC enclosure (NE corner of the enclosure) | Breaker | OPEN | CLOSED
6562 | 01-VHHS842/843/01-MOV-HHS908 01-HTT-HPL-1112 | Brker 41/43 CB 21 | Outside of U1 HRSG MCC enclosure (NE corner of the enclosure) | Breaker | OPEN | CLOSED
6563 | 01-MOV-HRS912 01-HTT-HPL1116 | Brker 38/40 CB 20 | Outside of U1 HRSG MCC enclosure (SE corner of the enclosure) | Breaker | OPEN | CLOSED
6564 | 01-VHHS971/983/984/985 01-HTT-HPL-1111 | Brker 33/35 CB 17 | Top of U1 HRSG west (between HP and IP drums) | Breaker | OPEN | CLOSED
6565 | 01-MOV-HHS-910 01-HTT-HPL-1116 | Brker 50/52 CB 26 | Outside of U1 HRSG MCC enclosure (SE corner of the enclosure) | Breaker | OPEN | CLOSED
6566 | O’Bryan box HPS101 01-HTT-HPL-2111 | Brker 46/48 CB 24 | U1 HRSG piperack 1st level (North) | Breaker | OPEN | CLOSED
6567 | UNIT 2 LP DRAINS TANK PUMP MTR A | 02-STP-MPM-01A | 02-ACC-MCC-141, CUBICLE12FB | 480 V MOLDED CASE BREAKER | OPEN | CLOSED
6568 | LP STEAM DRAINS PUMP A DISCHARGE ISOLATION-02-VSTP165 | 02-VSTP165 | LP Drains tank area U2 | Valve | CLOSED | OPEN
6569 | DRAIN after check valve- 02-VSTP164 | 02-VSTP164 | LP drains tank area | Valve | OPEN | CLOSED
6570 | Inlet valve suction strainers LP 2A pump 02-VSTP900A | 02-VSTP900A | unit 2 STP pump U2 "A" | no data | CLOSED | OPEN
6571 | inlet valve suction strainer LP 2A pump 02-VSTP900C | 02-VSTP900C | unit 2 STP pump U2 "A" | Valve | CLOSED | OPEN
6572 | discharge valve after strainer ( LP 2A pump - 02-VSTP900B) | LP 2A pump - 02-VSTP900B | unit 2 STP pump U2 "A" | Valve | CLOSED | OPEN
6573 | discharge valve after strainer ( LP 2A pump - 02-VSTP900D) | 02-VSTP900D | unit 2 STP pump U2 "A" | Valve | CLOSED | OPEN
6574 | Alliance HP Reg station Manual Iso 772 | 772 | Alliance HP Reg station | Valve | CLOSED | OPEN
6575 | Alliance HP Reg station Manual vent 780 | 780 | Alliance HP Reg Station | Valve | OPEN | CLOSED
6576 | Alliance HP Reg station Manual vent 788 | 788 | Alliance HPReg Station | Valve | OPEN | CLOSED
6577 | Alliance HP Reg station Manual vent 791 | 791 | Alliance HP Reg Station | Valve | OPEN | CLOSED
6578 | Alliance HP Reg station Outlet Manual Iso 773 | 773 | Alliance HP Reg Station | Valve | CLOSED | OPEN
6579 | Alliance HP Reg station Manual Iso 774 | 774 | Alliance HP Reg Station | Valve | CLOSED | OPEN
6580 | Alliance HP Reg station Manual vent 781 | 781 | Alliance HP Reg Station | Valve | OPEN | CLOSED
6581 | Alliance HP Reg station Manual vent 789 | 789 | Alliance HP Reg Station | Valve | OPEN | CLOSED
6582 | Alliance HP Reg station Manual vent 792 | 792 | Alliance HP Reg Station | Valve | OPEN | CLOSED
6583 | Alliance HP Reg station Outlet Manual Iso 775 | 775 | Alliance HP Reg Station | Valve | CLOSED | OPEN
6584 | Alliance HP Reg station Manual Iso 776 | 776 | Alliance HP Reg Station | Valve | CLOSED | OPEN
6585 | Alliance HP Reg station Manual vent 782 | 782 | Alliance HP Reg Station | Valve | OPEN | CLOSED
6586 | Alliance HP Reg station Manual vent 790 | 790 | Alliance HP Reg Station | Valve | OPEN | CLOSED
6587 | Alliance HP Reg station Manual vent 793 | 793 | Alliance HP Reg Station | Valve | OPEN | CLOSED
6588 | Alliance HP Reg station Outlet Manual Iso 777 | 777 | Alliance HP Reg Station | Valve | CLOSED | OPEN
6589 | Alliance SOV785 INA Supply Iso | 785 | Jackson Onsite Gas Yard | Valve | CLOSED | OPEN
6590 | Alliance SOV786 INA Supply Iso | 786 | Jackson Onsite gas yard | Valve | CLOSED | OPEN
6591 | Alliance HP Reg upstream SOV785 Manual vent 794 | 794 | Alliance HP Reg Station | Valve | OPEN | CLOSED
6592 | Alliance HP Reg station Manual Iso 772 | 772 | Alliance HP Reg station | Valve | CLOSED | OPEN
6593 | Alliance HP Reg station Manual vent 780 | 780 | Alliance HP Reg Station | Valve | OPEN | CLOSED
6594 | Alliance HP Reg station Manual vent 788 | 788 | Alliance HPReg Station | Valve | OPEN | CLOSED
6595 | Alliance HP Reg station Manual vent 791 | 791 | Alliance HP Reg Station | Valve | OPEN | CLOSED
6596 | Alliance HP Reg station Outlet Manual Iso 773 | 773 | Alliance HP Reg Station | Valve | CLOSED | OPEN
6597 | Alliance HP Reg station Manual Iso 774 | 774 | Alliance HP Reg Station | Valve | CLOSED | OPEN
6598 | Alliance HP Reg station Manual vent 781 | 781 | Alliance HP Reg Station | Valve | OPEN | CLOSED
6599 | Alliance HP Reg station Manual vent 789 | 789 | Alliance HP Reg Station | Valve | OPEN | CLOSED
6600 | Alliance HP Reg station Manual vent 792 | 792 | Alliance HP Reg Station | Valve | OPEN | CLOSED
6601 | Alliance HP Reg station Outlet Manual Iso 775 | 775 | Alliance HP Reg Station | Valve | CLOSED | OPEN
6602 | Alliance HP Reg station Manual Iso 776 | 776 | Alliance HP Reg Station | Valve | CLOSED | OPEN
6603 | Alliance HP Reg station Manual vent 782 | 782 | Alliance HP Reg Station | Valve | OPEN | CLOSED
6604 | Alliance HP Reg station Manual vent 790 | 790 | Alliance HP Reg Station | Valve | OPEN | CLOSED
6605 | Alliance HP Reg station Manual vent 793 | 793 | Alliance HP Reg Station | Valve | OPEN | CLOSED
6606 | Alliance HP Reg station Outlet Manual Iso 777 | 777 | Alliance HP Reg Station | Valve | CLOSED | OPEN
6607 | Alliance SOV785 INA Supply Iso | 785 | Jackson Onsite Gas Yard | Valve | CLOSED | OPEN
6608 | Alliance SOV786 INA Supply Iso | 786 | Jackson Onsite gas yard | Valve | CLOSED | OPEN
6609 | Alliance HP Reg upstream SOV785 Manual vent 794 | 794 | Alliance HP Reg Station | Valve | OPEN | CLOSED
6610 | ANR/NB HP Reg station Manual Iso 872 | 872 | Jackson Onsite gas yard | Valve | CLOSED | OPEN
6611 | ANR/NB HP Reg station Manual vent 880 | 880 | ANR/NB HP Regulating station | Valve | OPEN | CLOSED
6612 | ANR/NB HP Reg station Manual vent 888 | 888 | ANR/NB HP Reg Station | Valve | OPEN | CLOSED
6613 | ANR/NB HP Reg station Manual vent 891 | 891 | ANR/NB HP Reg Station | Valve | OPEN | CLOSED
6614 | ANR/NB HP Reg station Outlet Manual Iso 873 | 873 | ANR/NB HP Reg Station | Valve | CLOSED | OPEN
6615 | ANR/NB HP Reg station Manual Iso 874 | 874 | ANR/NB HP Reg Station | Valve | CLOSED | OPEN
6616 | ANR/NB HP Reg station Manual vent 881 | 881 | ANR/NB HP Reg Station | Valve | OPEN | CLOSED
6617 | ANR/NB HP Reg station Manual vent 889 | 889 | ANR/NB HP Reg Station | Valve | OPEN | CLOSED
6618 | ANR/NB HP Reg station Manual vent 892 | 892 | ANR/NB HP Reg Station | Valve | OPEN | CLOSED
6619 | ANR/NB HP Reg station Outlet Manual Iso 875 | 875 | ANR/NB HP Reg Station | Valve | CLOSED | OPEN
6620 | ANR/NB HP Reg station Manual Iso 876 | 876 | ANR/NB HP Reg Station | Valve | CLOSED | OPEN
6621 | ANR/NB HP Reg station Manual vent 882 | 882 | ANR/NB HP Reg Station | Valve | OPEN | CLOSED
6622 | ANR/NB HP Reg station Manual vent 890 | 890 | ANR/NB HP Reg Station | Valve | OPEN | CLOSED
6623 | ANR/NB HP Reg station Manual vent 893 | 893 | ANR/NB HP Reg Station | Valve | OPEN | CLOSED
6624 | ANR/NB HP Reg station Outlet Manual Iso 877 | 877 | ANR/NB HP Reg Station | Valve | CLOSED | OPEN
6625 | ANR/NB SOV885 INA Supply Iso | 885 | ANR/NB HP Reg Station | Valve | CLOSED | OPEN
6626 | ANR/NB SOV886 INA Supply Iso | 886 | ANR/NB HP Reg Station | Valve | CLOSED | OPEN
6627 | ANR/NB HP Reg upstream SOV885 vent 894 | 894 | ANR/NB HP Reg Station | Valve | OPEN | CLOSED
6628 | FGC "C" purge valve | 00-VFGS642A | Inide FGC "C" enclosure | Valve | CLOSED | OPEN
6629 | FGC "A" purge valve | 00-VFGS442A | Inide FGC "A" enclosure | Valve | CLOSED | OPEN
6630 | FGC "B" purge valve | 00-VFGS542A | Inide FGC "B" enclosure | Valve | CLOSED | OPEN
6631 | UNIT 1 LP DRAINS TANK PUMP MTR A | 01-STP-MPM-01A | 01-ACC-MCC-131, CUBICLE 14FB | 480 V MOLDED CASE BREAKER | OPEN | CLOSED
6632 | UNIT 1 LP DRAINS TANK PUMP MTR B | 01-STP-MPM-01B | 01-ACC-MCC-231, CUBICLE12FB | 480 V MOLDED CASE BREAKER | OPEN | CLOSED
6633 | CRT sparging manual Iso | 01-VAXS165 | UNIT 1 CONDENSATE RECIEVER TANK 2ND LEVEL | no data | CLOSED | OPEN
6634 | 01-VAXS165 wrap around BYPASS | 01-VAXS165B | U1 CONDENSATE RECIEVER TANK 2ND LEVEL | no data | CLOSED | CLOSED
6635 | U1 AUX Steam Header Byp Iso handwheel | 01-MOV-AXS321A | 2ND PIPE RACK | MOV handwheel | CLOSED | CLOSED
6636 | U1 Aux steam Header Iso | 01-MOV-AXS321 | 2ND PIPE RACK | MOV handwheel | CLOSED | CLOSED
6637 | HRSG 1 HP SPARGING MOV MAIN FEED | 01-MOV-HHS904 | 01-LVB-PPL-11121 BR 8 OUTSIDE HRSG SWG ENCLOSURE | 480 V CIRCUIT BREACKER | OPEN | CLOSED
6638 | U2 AUX STEAM ISOLATION | 02-MOV-AXS321 | U2 2ND LEVEL PIPE RACK | no data | CLOSED | OPEN
6639 | DUCT BURNER SOV INA SUPPLY | 01-VFGS922 | DUCT BURNER SKID | no data | CLOSED | OPEN
6640 | U2 CONDENSATE PUMP B | 02-CND-MPM-01B | MVB SWITCHGEAR 11, CUBICLE 03A | Fuse | OPEN | CLOSED
6641 | U2 CONDENSATE PUMP C | 02-CND-MPM-01C | MVB SWITCHGEAR 21, CUBICLE 03B | Fuse | OPEN | CLOSED
6642 | GT 2C/ECA RECIRCULATION PUMP (A) | 02LCA14AP101 | TCP NON ESS | no data | OPEN | CLOSED
6643 | GT 2C/ECA RECIRCULATION PUMP (B) | 02LCA14AP102 | TCP NON ESS | no data | OPEN | CLOSED
6644 | ACC 2 LRVP 01A | 02-ARM-MPM-01A |  | 480 V MOLDED CASE BREAKER | OPEN | CLOSED
6645 | UNIT 2 EMERGENCY MAKE UP DRAIN VALVE | 02-VDWS643 | U2 DRT | no data | OPEN | CLOSED
6646 | U1 Excitation Field Breaker (FCB) | 01MKC01GU101 Excitation Cubicle | U1 Excitation Building | Breaker | racked out | Racked in
6647 | HEATER (GT PACKAGE GAS DETECTORS) | 01MBY91GZ100 | TCP panel 01BJA01; BR43 | no data | OPEN | CLOSED
6648 | DB Igniter Fuse 7 | TB-AC1-Fuse 7 | Duct Burner Control Panel | fuse | pulled | inserted
6649 | DUCT BURNER SOV INA SUPPLY | 01-VFGS922 | DUCT BURNER SKID | no data | CLOSED | OPEN
6650 | PURGE AIR TO TCA SYSTEM | 01QFF11AA033 | U1 CT ENCLOSURE GROUND LVL EAST | no data | CLOSED | OPEN
6651 | PURGE AIR TO U1 ECA "A" CMP SUCTION |  | U1 ECA COMPRESSOR | no data | CLOSED | CLOSED
6652 | PURGE AIR TO U1 ECA "B" CMP SUCTION |  | U1 ECA "B" COMPRESSOR | no data | CLOSED | CLOSED
6653 | PURGE AIR TO U1 ECA SYSTEM |  | U1 ECA CMP AREA | no data | CLOSED | OPEN
6654 | Water wash skid offline 01-VCTP125 | 01-VCTP125 | water wash | Valve | CLOSED | CLOSED
6655 | Water wash skid offline 01-VCTP121 | 01-VCTP121 | inside CT enclosure unit 1 | Valve | CLOSED | CLOSED
6656 | Water wash skid online 01-VCTP135 | 01-VCTP135 | water wash skid | Valve | CLOSED | CLOSED
6657 | Water wash skid online 01-VCTP131 | 01-VCTP131 | inside Gt ENCLOSURE unit 1 | Valve | CLOSED | CLOSED
6658 | DB Fuel Gas vent | 01-VFGS932 | DB SKID U1 | no data | OPEN | CLOSED
6659 | EXCITATION CUBICLE (FCB) RACKED OUT | 02MKC01GU101 | U2 EXCITOR BLDG | Breaker | OPEN | CLOSED
6660 | 220V DC RECTIFIER PANEL | 01BTL01-E01 | TCP, BUS 01BFJ01 | 480 V MOLDED CASE BREAKER | OPEN | CLOSED
6661 | 220V DC RECTIFIER PANE | 01BTL01-E02 | TCP BUS 01BMC01 | 480 V MOLDED CASE BREAKER | OPEN | CLOSED
6662 | 220VDC OUTPUT BREAKER | 01BTL01-Q2.1 | TCP, BENNING CAB 01BTL01 | no data | OPEN | CLOSED
6663 | 220VDC OUTPUT BREAKER | 01BTL01-Q2.2 | TCP, BENNING CAB 01BTL01 | no data | OPEN | CLOSED
6664 | U1 Battery Charger "A" 125VDC output | 00-MVA-ENC-01-201, Q011 | MED VOLT BUILDING, CAB 00-MVA-ENC-01 | no data | OPEN | CLOSED
6665 | U1 Battery Charger "B" 125VDC output | 01-LVE-ENC-01-202, Q011 | 01-LVE-ENC-01 | no data | OPEN | CLOSED
6666 | U1 125VDC TO U1 UPS | 01-LVF-UPS-01-201,Q100 | MVB, UPS CAB 01-LVF-UPS-01 | no data | OPEN | CLOSED
6667 | U2 125VDC TO UPS | 01-LVF-UPS-01-201,Q100 | MVB 01-LVF-UPS-01 | no data | OPEN | CLOSED
6668 | 220V DC RECTIFIER PANEL | 02BTL01-E01 | TCP, BUS 02BFJ01 | 480 V MOLDED CASE BREAKER | OPEN | CLOSED
6669 | 220V DC RECTIFIER PANE | 02BTL01-E02 | TCP BUS 02BMC01 | 480 V MOLDED CASE BREAKER | OPEN | CLOSED
6670 | 220VDC OUTPUT BREAKER | 02BTL01-Q2.1 | TCP, BENNING CAB 01BTL01 | no data | OPEN | CLOSED
6671 | 220VDC OUTPUT BREAKER | 02BTL01-Q2.2 | TCP, BENNING CAB 01BTL01 | no data | OPEN | CLOSED
6672 | U2 Battery Charger "A" 125VDC output | 02-LVE-CHG-01A, Q011 | MED VOLT BUILDING, CAB 02-LVE-CHG-01A | no data | OPEN | CLOSED
6673 | U2 Battery Charger "B" 125VDC output | 02-LVE-CHG-01B, Q011 | MVB, CAB 02-LVE-CHG-01B | no data | OPEN | CLOSED
6674 | U1 Battery Charger "A" 125VDC output | 01-LVE-CHG-01A, Q011 | MED VOLT BUILDING, CAB 01-LVE-CHG-01A | no data | OPEN | CLOSED
6675 | U1 Battery Charger "B" 125VDC output | 01-LVE-ENC-01-202, Q011 | MVB,CAB 01-LVE-CHG-01B | no data | OPEN | CLOSED
6676 | UNIT 1 LP DRAINS TANK PUMP MTR A | 01-STP-MPM-01A | 01-ACC-MCC-131, CUBICLE 12FB | 480 V MOLDED CASE BREAKER | OPEN | CLOSED
6677 | UNIT 1 LP DRAINS TANK PUMP MTR B | 01-STP-MPM-01B | 01-ACC-MCC-231, CUBICLE14FB | 480 V MOLDED CASE BREAKER | OPEN | CLOSED
6678 | UNIT 1 AUXBLR TO STM SEP INLET BYP HANDWHEEL | 01-MOV-AXS322H | 2ND PIPE RACK | MOV handwheel | CLOSED | CLOSED
6679 | UNIT 1 AUXBLR TO STM SEP INLET BLK MOV HANDWHEEL | 01-MOV-AXS321H | 2ND PIPE RACK | MOV handwheel | CLOSED | CLOSED
6680 | O'Bryan box HPS 101 01-HTT-HPL-2111 | Brker 46/48 CB 24 | U1 HRSG piperack 1st level (North) | Breaker | OPEN | CLOSED
6681 | 02-VHHS971/983/984/985 02-HTT-HPL-2211 | Brker 30/32 CB 16 | Top of U2 HRSG west (between HP and IP drums) | Breaker | OPEN | CLOSED
6682 | 02-MOV-HHS-907 - 02-HTT-HPL-2217 | Brker 1/3 CB 1 | Top of U2 HRSG east (NE of LP drum) | Breaker | OPEN | CLOSED
6683 | 02-HHS-993 sparge 02-HTT-HPL-1216 | Brker 34/36 CB 18 | Outside of U2 HRSG MCC enclosure (NW corner of the enclosure) | Breaker | OPEN | CLOSED
6684 | U1 Evap Cooler Pump | CB01 | U1 Evap Panel | no data | OPEN | CLOSED
6685 | U1 Evap Pump Suction | MBL02AA201 |  | no data | CLOSED | OPEN
6686 | U1 Evap Pump Discharge | MBL02AA202 |  | no data | CLOSED | OPEN
6687 | U2 Evap Cooler Pump | CB01 | U2 Evap Panel | no data | OPEN | CLOSED
6688 | U2 Evap Pump Suction | MBL02AA201 |  | no data | CLOSED | OPEN
6689 | U2 Evap Pump Discharge | MBL02AA202 |  | no data | CLOSED | OPEN
6690 | Inst Air to DB purge credit valves | 02-V-BUR890 | U2 DB skid | no data | CLOSED | OPEN
6691 | DB igniters | TB-AC1 fuse # 7 | Unit 2 Duct Burner Managment System Cabinet 02-BUR-JBX-01 | Fuse | pulled | inserted
6692 |  |  |  | no data | OPEN | CLOSED
6693 | Outlet to 01B Dryer VINA-626 | VINA-626 | AIR COMPRESSOR AREA | Valve | CLOSED | OPEN
6694 | ANR/NB EMERGENCY SHUT OFF VALVE MANUAL ISO | 00-VFGS220 | FUEL GAS YARD AREA | no data | CLOSED | OPEN
6696 | ANR HV110 manual isolation | HV110 | ANR- Upstream in Standby Regulator Run | no data | CLOSED | OPEN
6697 | ANR HV120 manual isolation | HV120 | ANR- Upstream in primary Reg Run | Valve | CLOSED | OPEN
6698 | ANR HV130 manual isolation | HV130 | T/C Interconnect | Valve | CLOSED | OPEN
6699 | ANR HV115 manual isolation | HV115 | ANR- Downstream in Standby Reg Run | Valve | CLOSED | OPEN
6700 | ANR HV125 manual isolation | HV125 | ANR- Downstream in Primary Reg run | Valve | CLOSED | OPEN
6701 | ANR HV135 manual isolation | HV135 | T/C Interconnect | Valve | CLOSED | OPEN
6702 | CO2 outlet to CALCITE FILTER ISOLATION | 02-VDWS106 | U2 CALCITE SKID AREA | no data | CLOSED | OPEN
6703 | U2 CALCITE BACKWASH MAIN INLET | 02-VDWS820 | UNIT 2 TURBINE BUILDING | no data | CLOSED | OPEN
6704 | U2 CALCITE CONTACTOR DEMIN INLET ISO VALVE | 02-FCV-VDWS100 | UNIT 2 TURBINE BUILDING | no data | CLOSED | OPEN
6705 | U2 CALCITE CONTACTOR VESSEL "1" WATER OUTLET | 02-VDWS813 | UNIT 2 TURBINE BUILDING | no data | CLOSED | OPEN
6706 | U2 CALCITE CONTACTOR VESSEL "2" WATER OUTLET | 01-VDWS817 | U2 TURBINE BUILDING | no data | CLOSED | OPEN
6707 | U2 CALCITE WATER MAIN OUTLET ISO | 02-VDWS819 | UNIT 2 TURBINE BUILDING | no data | CLOSED | OPEN
6708 | CALCITE FILTER CO2 INJECTION MODULE ISOLATION | 01-VDWS107 | U1 CALCITE SKID AREA | no data | CLOSED | OPEN
6709 | CO2 outlet to CALCITE FILTER ISOLATION | 01-VDWS106 | U1 CALCITE SKID AREA | no data | CLOSED | OPEN
6710 | U1 CALCITE BACKWASH MAIN INLET | 01-VDWS820 | UNIT 1 TURBINE BUILDING | no data | CLOSED | OPEN
6711 | U1 CALCITE CONTACTOR DEMIN INLET ISO VALVE | 01-VDWS800 | UNIT 1 TURBINE BUILDING | no data | CLOSED | OPEN
6712 | U1 CALCITE CONTACTOR VESSEL "1" WATER OUTLET | 01-VDWS813 | UNIT 1 TURBINE BUILDING | no data | CLOSED | OPEN
6713 | U1 CALCITE CONTACTOR VESSEL "2" WATER OUTLET | 01-VDWS817 | U1 TURBINE BUILDING | no data | CLOSED | OPEN
6714 | U1 CALCITE WATER MAIN OUTLET ISO | 01-VDWS819 | UNIT 1 TURBINE BUILDING | no data | CLOSED | OPEN
6715 | U1 ECA Purge INA Isolation | U1 ECA Purge INA Isolation | U1 ECA | no data | CLOSED | OPEN
6716 | BFW SUCTION LP DRUM ISOLATION | 01-VBFW152 | U1 WEST SIDE HRSG UPPER DECK | no data | CLOSED | OPEN
6717 | BFW SUCTION LP DRUM ISOLATION BYPASS | 01-VBFW152A | U1 BFP Pipe rack | no data | CLOSED | CLOSED
6718 | BFP SUCTION ISO FROM CONDENSATE | 01-VBFW264 | UNIT 1 PIPERACK DECK 1ST LEVEL | no data | CLOSED | OPEN
6719 | BFP SUCTION ISO FROM CONDENSATE BYPASS | 01-VBFW264A | U1 BFP Pipe rack | no data | CLOSED | CLOSED
6720 | BFP A SUCTION ISOLATION | 01-VBFW265 | UNIT 1 PIPERACK DECK 1ST LEVEL | no data | CLOSED | OPEN
6721 | BFP B SUCTION ISOLATION | 01-VBFW266 | UNIT 1 PIPERACK DECK 1ST LEVEL | no data | CLOSED | OPEN
6722 | BFW SUCTION LP DRUM ISOLATION | 02-VBFW152 | U2 WEST SIDE HRSG UPPER DECK | no data | CLOSED | OPEN
6723 | BFW SUCTION LP DRUM ISOLATION BYPASS | 02-VBFW152A | U2 BFP Pipe rack | no data | CLOSED | CLOSED
6724 | BFP SUCTION ISO FROM CONDENSATE BYPASS | 02-VBFW264A | U2 BFP Pipe rack | no data | CLOSED | CLOSED
6725 | 2A BFP suction bypass | 02-VBFW265A | PIPE RACK | no data | CLOSED | CLOSED
6726 | 2B BFP suction bypass | 02-VBFW266A | PIPE RACK | no data | CLOSED | CLOSED
6727 | MAIN GAS AUTO BLOCK | 01-YV-BUR850 | U1 duct burners | no data | CLOSED | OPEN
6728 | HRSG 2 LP STEAM OUTLET STOP MAIN PWR FEED | 02-MOV-HLS906 | 02-LVB-PPL-2112 BR 20,22,24 INSIDE HRSG SWG ENCLOSURE | 480 V CIRCUIT BREACKER | OPEN | CLOSED
6729 | HRSG 2 LP STEAM OUTLET STOP HANDWHEEL | 02-MOV-HLS906 | East of HRSG | Valve | CLOSED | OPEN
6730 | HRSG 2 IP STEAM STOP MAIN PWR FEED | 02-MOV-HIS908 | 02-LVB-PPL-11121 BR 8 OUTSIDE HRSG SWG ENCLOSURE | 480 V CIRCUIT BREACKER | OPEN | CLOSED
6731 | HRSG 2 IP STEAM STOP HANDWHEEL | 02-MOV-HIS908 |  | Valve | CLOSED | OPEN
6732 | HRSG 2 IP STEAM STOP BYPASS | 02-MOV-HIS908B |  | Valve | CLOSED | CLOSED
6733 | HRSG 2 HP STEAM OUTLET STOP MOV PWR FEED | 02-MOV-HHS906 | 02-LVB-PPL-2111 BR 25,27,29 TOP OF HRSG HP DRUM | 480 V CIRCUIT BREACKER | OPEN | CLOSED
6734 | HRSG 2 HP STEAM OUTLET STOP MOV HANDWHEEL | 02-MOV-HHS906 | TOP OF THE HRSG | Valve | CLOSED | OPEN
6735 | HRSG 2 HP STEAM OUTLET STOP MOV BYPASS | 02-MOV-HHS906B | TOP OF THE HRSG | Valve | CLOSED | CLOSED
6736 | HRSG 2 HP STEAM OUTLET STOP VLV BYP MOV FEED | 02-MOV-HHS907 | 02-LVB-PPL-2111 BR 7,9,11 TOP OF HRSG HP DRUM | 480 V CIRCUIT BREACKER | OPEN | CLOSED
6737 | HRSG 2 HP STEAM OUTLET STOP VLV BYP MOV HANDWHEEL | 02-MOV-HHS907 | TOP OF HRSG HP DRUM | Valve | CLOSED | OPEN
6738 | HRSG 2 HP STEAM OUTLET STOP VLV BYP MOV BYPASS | 02-MOV-HHS907B | TOP OF HRSG HP DRUM | Valve | CLOSED | CLOSED
6739 | DISCONNECT DOWNSTREAM OF GCB U1 | 89G-1/Q9 | GCB landing | DISCONNECT | OPEN | CLOSED
6740 | SFC TO U1 GENERATOR DISCONNECT | 89SS-1 | U1 GSB | DISCONNECT | OPEN | CLOSED
6741 | U2 CONDENSATE PUMP B | 02-CND-MPM-02B | MVB SWITCHGEAR 11, CUBICLE 03A | Breaker | OPEN | CLOSED
6742 | U2 CONDENSATE PUMP C | 02-CND-MPM-02C | MVB SWITCHGEAR 21, CUBICLE 03B | Breaker | OPEN | CLOSED
6743 | DEMIN FILL TO CND STOP CHECK | 01-VCND236 | U1 WEST OF CONDENSATE PUMP | no data | CLOSED | OPEN
6744 | DEMIN FILL TO CND ISOLATION | 01-VCND238 | U1 WEST OF CONDENSATE PUMP | no data | CLOSED | OPEN
6745 | U1 MAKE UP CONTROL VALVE MANUAL ISOLATION | 01-VDWS642 | U1 CONDENSATE DEAERATOR AREA | no data | CLOSED | OPEN
6746 | U1 MAKE UP CONTROL VALVE MANUAL ISOLATION | 01-VDWS641 | U1 CONDENSATE DEAERATOR AREA | no data | CLOSED | OPEN
6747 | U1 MAKE UP CONTROL VALVE MANUAL ISOLATION | 01-VDWS639 | U1 CONDENSATE DEAERATOR AREA | no data | CLOSED | OPEN
6748 | U1 MAKE UP CONTROL VALVE MANUAL ISOLATION | 01-VDWS638 | U1 CONDENSATE DEAERATOR AREA | no data | CLOSED | OPEN
6749 | U1 MAKE UP VALVE BYPASS | 01-VDWS636 | U1 CONDENSATE DEAERATOR AREA | no data | CLOSED | OPEN
6750 | FUEL GAS PURGE CREDIT SHUT OFF VALVE A | 01-VFGS192 | U1 GAS PURGE CREDIT VALVE AREA | no data | CLOSED | OPEN
6751 | U1 FUEL GAS INLET VENT | 01-VFGS193 | U1 GAS PURGE CREDIT VALVE AREA (NEED LADDER) | no data | OPEN | CLOSED
6752 | GAS TURBINE FUEL GAS CARTRIDGE FILTER INLET | 01-VFGS174 | U1 FUEL GAS CARTRIDGE FILTER | no data | CLOSED | OPEN
6753 | U1 BFP LP drum iso strainer inlet | 01-VBFW152 | U1 PipE RACK 1ST LEVEL | no data | CLOSED | OPEN
6754 | MPV21AA904 LO Purifier Pump Discharge Vlv | MPV21AA904 | U2 Lube Oil Skid | no data | CLOSED | OPEN
6755 | MPV21AA106 LO Purifier Outlet to Tank | MPV21AA106 | U2 Lube Oil Skid | no data | CLOSED | OPEN
6756 | MPV21AA902 LO Purifier Filter Drain | MPV21AA902 | U2 Lube Oil Skid | no data | OPEN | CLOSED
6757 | 480v Normal Feed to UPS 1 | 00-LVF-XFR-01 | MVB, 01-LVB-SWB-171, BR 4 | 480 V CIRCUIT BREACKER | OPEN | CLOSED
6758 | UPS BYPASS TRANSFORMER | 01-LVF-UPS-01 | BYPASS SWITCH Q500 UPS#1, DOOR 6 | SWITCH | Bypass | AUTO
6759 | UPS 125VDC SYSTEM UNIT 01 | 01-LVF-UPS-01 | MVB, DOOR 2, DC DISTRIBUTION PANEL 01-LVE-PPL-01, F6 | SWITCH | OPEN | CLOSED
6760 | UPS 125VDC SYSTEM UNIT 02 | 02-LVF-UPS-01 | MVB, DOOR 2, DC DISTRIBUTION PANEL 02-LVE-PPL-01, F6 | SWITCH | OPEN | CLOSED
6761 | U1 220V DC FEED TO RECTIFIER | 01BTL01, BR Q4 | TCP | DC Breaker | OPEN | CLOSED
6762 | U1 220V DC FEED TO LOAD | 01BTL01, BR Q5.1 | TCP | DC Breaker | OPEN | CLOSED
6763 | U1 220V DC FEED TO LOAD | 01BTL01, BR Q5.2 | TCP | DC Breaker | OPEN | CLOSED
6764 | U1 220V DC FEED TO LOAD | 01BTL01, BR Q5.3 | TCP | DC Breaker | OPEN | CLOSED
6765 | U1 480V AC FEED TO RECTIFIER PANEL | 01BTL01 220V DC RECTIFIER PANEL | U1 TCP | 480 V CIRCUIT BREAKER | OPEN | CLOSED
6766 | U1 480V AC FEED TO RECTIFIER PANEL | 01BFJ01 | TCP, BENNING CAB 01BTL01 | 480 V CIRCUIT BREAKER | OPEN | CLOSED
6767 | U2 220V DC FEED TO RECTIFIER | 02BTL01, BR Q4 | TCP | DC Breaker | OPEN | CLOSED
6768 | U2 220V DC FEED TO LOAD | 02BTL01, BR Q5.1 | TCP | DC Breaker | OPEN | CLOSED
6769 | U2 220V DC FEED TO LOAD | 02BTL01, BR Q5.2 | TCP | DC Breaker | OPEN | CLOSED
6770 | U2 220V DC FEED TO LOAD | 02BTL01, BR Q5.3 | TCP | DC Breaker | OPEN | CLOSED
6771 | U2 480V AC FEED TO RECTIFIER PANEL | 02BTL01 220V DC RECTIFIER PANEL | U2 TCP | 480 V CIRCUIT BREAKER | OPEN | CLOSED
6772 | U2 480V AC FEED TO RECTIFIER PANEL | 02BFJ01 | TCP, BENNING CAB 02BTL01 | 480 V CIRCUIT BREAKER | OPEN | CLOSED
6773 | U1 Pulse air inlet isolation | ISOLATION BEFORE AIR REGULATOR | U1 INLET AIR INTAKE, UNDERNEATH NW | Valve | CLOSED | OPEN
6774 | U1 Pulse air drain after regulator | DRAIN AFTER REGULATOR | U1 INLET AIR INTAKE, UNDERNEATH NW | Valve | OPEN | CLOSED
6775 | U2 Pulse air inlet isolation | ISOLATION BEFORE AIR REGULATOR | U2 INLET AIR INTAKE, UNDERNEATH NW | Valve | CLOSED | OPEN
6776 | U2 Pulse air drain after regulator | DRAIN AFTER REGULATOR | U2 INLET AIR INTAKE, UNDERNEATH NW | Valve | OPEN | CLOSED
6777 | U2 Turbine Building isolation Post Indicating Valve | 00-IDV-FPS610 | East of TB U2 | no data | CLOSED | OPEN
6778 | U2 water supply iso for TB ground floor | 00-VPFS-814 | U2 TURBINE BLDG | no data | CLOSED | OPEN
6779 | U2 water supply iso for ST/CT lube oil tank | 00-VPFS-815 | U2 TURBINE BLDG | no data | CLOSED | OPEN
6780 | U2 water supply iso for ST/GENERATOR Coupling | 00-VPFS-816 | U2 TURBINE BLDG | no data | CLOSED | OPEN
6781 | INA supply VALVE Fire System U2 ST/Generator Coupling | 02-VINA198 | U2 TURBINE BLDG | Valve | CLOSED | OPEN
6782 | INA Low point drain VALVE Fire System U2 ST/Generator Coupling |  | U2 TURBINE BLDG | Valve | OPEN | CLOSED
6783 | U2 Turbine building fire system header drain | 00-VPFS-825 | U2 TURBINE BLDG | no data | OPEN | CLOSED
6784 | 01-BST-CND-100 "A" South Inlet Iso |  | CONDENSATE RECEIVER TANK AREA | no data | CLOSED | OPEN
6785 | 01-BST-CND-100 "A" South Outlet Iso |  | CONDENSATE RECEIVER TANK AREA | no data | CLOSED | OPEN
6786 | A South Strainer Vent Iso VCND320 |  | CONDENSATE RECEIVER TANK AREA | no data | OPEN | CLOSED
6787 | 01-BST-CND-100 "A" North Inlet Iso |  | CONDENSATE RECEIVER TANK AREA | no data | CLOSED | OPEN
6788 | 01-BST-CND-100 "A" North Outlet Iso |  | CONDENSATE RECEIVER TANK AREA | no data | CLOSED | OPEN
6789 | A North Strainer Vent Iso VCND320 |  | CONDENSATE RECEIVER TANK AREA | no data | CLOSED | OPEN
6790 | A South Strainer Vent Iso VCND320 |  | CONDENSATE RECEIVER TANK AREA | no data | CLOSED | OPEN
6791 | U1 CONDENSATE PUMP A | 01-CND-MPM-01A | MVB SWITCHGEAR 11, CUBICLE 02A | DISCONNECT | OPEN | CLOSED
6792 | 01-BST-CND-100 North Inlet Iso |  | CONDENSATE RECEIVER TANK AREA | no data | CLOSED | OPEN
6793 | 01-BST-CND-100 South Inlet Iso |  | CONDENSATE RECEIVER TANK AREA | no data | CLOSED | OPEN
6794 | 01-BST-CND-100 North Outlet Iso |  | CONDENSATE RECEIVER TANK AREA | no data | CLOSED | OPEN
6795 | 01-BST-CND-100 South Outlet Iso |  | CONDENSATE RECEIVER TANK AREA | no data | CLOSED | OPEN
6796 | North Strainer Vent Iso VCND100 |  | CONDENSATE RECEIVER TANK AREA | no data | CLOSED | OPEN
6797 | South Strainer Vent Iso VCND320 |  | CONDENSATE RECEIVER TANK AREA | no data | CLOSED | OPEN
6798 | UNIT 1 125VDC BATTERY CHARGER A (MVB) | 01-LVE-CHG-01A, BR 14 | Medium voltage | 480 V CIRCUIT BREACKER | OPEN | CLOSED
6799 | UNIT 2 125VDC BATTERY CHARGER A | 02-LVE-CHG-01A, BR 16 | Medium voltage | no data | OPEN | CLOSED
6800 | CH. A INP. TO PRIM. DC BUS | 01-LVE-PPL-01, F3 | MVB, DC DISTRIBUTION PANEL 01-LVE-PPL-01, F3 | no data | OPEN | CLOSED
6801 | 125 VDC CHARGER A INPUT TO SECONDARY DC BUS | 02-LVE-PPL-01, F2 | MVB, DC DISTRIBUTION PANEL 02-LVE-PPL-01, F2 | no data | OPEN | CLOSED
6802 | CH. A INP. TO PRIM. DC BUS | 02-LVE-PPL-01, F3 | MVB, DC DISTRIBUTION PANEL 02-LVE-PPL-01, F3 | no data | OPEN | CLOSED
6803 | UNIT 1 125VDC BATTERY CHARGER B | 01-LVE-CHG-01B, BR15 | MVB, 02-LVB-SWB-271 | 480 V CIRCUIT BREACKER | OPEN | CLOSED
6804 | Unit 1 CHARGER B INPUT TO SECONDARY DC BUS | 01-LVE-PPL-01, F4 | MVB, DC DISTRIBUTION PANEL 01-LVE-PPL-01 | 125VDC Disconnect | OPEN | CLOSED
6805 | Unit 1 CH. B INP. TO PRIM. DC BUS | 01-LVE-PPL-01, F5 | MVB, DC DISTRIBUTION PANEL 01-LVE-PPL-01 | 125VDC Disconnect | OPEN | CLOSED
6806 | UNIT 2 125VDC BATTERY CHARGER B | 02-LVE-CHG-01B, BR 15 | MVB, 01-LVB-SWB-171 | 480 V CIRCUIT BREACKER | OPEN | CLOSED
6807 | UNit 2 CHARGER B INPUT TO SECONDARY DC BUS | 02-LVE-PPL-01, F4 | MVB, DC DISTRIBUTION PANEL 02-LVE-PPL-01 | 125VDC Disconnect | OPEN | CLOSED
6808 | Unit 2 CH. B INP. TO PRIM. DC BUS | 02-LVE-PPL-01, F5 | MVB, DC DISTRIBUTION PANEL 02-LVE-PPL-01 | no data | OPEN | CLOSED

## Vendor
Unit | ID | Description | Location | Equipment | Extra Info | Type | System | P&ID | Normal Pos | Iso Pos | Fluid | Size | Rec ID
no data | 00-FCV-DWS111 | no data | no data | no data | PUMP MIN RECIRC | no data | DWS | PD-410 | no data | no data | Water | 2" | no data
no data | 00-FCV-SWS101 | no data | no data | no data | POTABLE WATER MAKEUP CV | no data | SWS | PD-390 | no data | no data | Water | 4" | no data
no data | 00-FCV-SWS112 | no data | no data | no data | SERVICE WATER PUMP RECIRC CONTROL VALVE | no data | SWS | PD-391 | no data | no data | Water | 4" | no data
no data | 00-PCV-AXS113 | no data | no data | no data | AUX BOILER BACK PRESSURE CONTROL VALVE | no data | AXS | PD-120 | no data | no data | Steam | 6" | no data
no data | 00-PRV-CMG603 | no data | no data | no data | NITROGEN STORAGE CYLINDER RACK OUTLET | no data | CMG | PD-570 | no data | no data | NITROGEN | 1" | no data
no data | 00-PRV-CMG604 | no data | no data | no data | NITROGEN STORAGE CYLINDER RACK OUTLET | no data | CMG | PD-570 | no data | no data | NITROGEN | 1" | no data
no data | 00-PRV-INA220 | no data | no data | no data | UTS PRV | no data | INA | PD-552 | no data | no data | AIR | 0.75" | no data
no data | 00-PRV-INA224 | no data | no data | no data | UTS PRV | no data | INA | PD-552 | no data | no data | AIR | 0.75" | no data
no data | 00-PRV-INA228 | no data | no data | no data | UTS PRV | no data | INA | PD-552 | no data | no data | AIR | 0.75" | no data
no data | 00-PRV-INA232 | no data | no data | no data | UTS PRV | no data | INA | PD-552 | no data | no data | AIR | 0.75" | no data
no data | 00-PRV-INA236 | no data | no data | no data | UTS PRV | no data | INA | PD-552 | no data | no data | AIR | 0.75" | no data
no data | 00-PRV-INA240 | no data | no data | no data | UTS PRV | no data | INA | PD-552 | no data | no data | AIR | 0.75" | no data
no data | 00-PRV-INA244 | no data | no data | no data | UTS PRV | no data | INA | PD-553 | no data | no data | AIR | 0.75" | no data
no data | 00-PRV-INA248 | no data | no data | no data | UTS PRV | no data | INA | PD-554 | no data | no data | AIR | 0.75" | no data
no data | 00-PRV-INA252 | no data | no data | no data | UTS PRV | no data | INA | PD-554 | no data | no data | AIR | 0.75" | no data
no data | 00-PRV-INA256 | no data | no data | no data | UTS PRV | no data | INA | PD-554 | no data | no data | AIR | 0.75" | no data
no data | 00-PRV-INA260 | no data | no data | no data | UTS PRV | no data | INA | PD-553 | no data | no data | AIR | 0.75" | no data
no data | 00-PRV-INA264 | no data | no data | no data | UTS PRV | no data | INA | PD-553 | no data | no data | AIR | 0.75" | no data
no data | 00-PRV-INA268 | no data | no data | no data | UTS PRV | no data | INA | PD-553 | no data | no data | AIR | 0.75" | no data
no data | 00-PRV-INA272 | no data | no data | no data | UTS PRV | no data | INA | PD-554 | no data | no data | AIR | 0.75" | no data
no data | 00-PRV-INA276 | no data | no data | no data | UTS PRV | no data | INA | PD-554 | no data | no data | AIR | 0.75" | no data
no data | 00-PRV-INA280 | no data | no data | no data | UTS PRV | no data | INA | PD-554 | no data | no data | AIR | 0.75" | no data
no data | 00-PRV-INA284 | no data | no data | no data | UTS PRV | no data | INA | PD-554 | no data | no data | AIR | 0.75" | no data
no data | 00-PRV-INA288 | no data | no data | no data | UTS PRV | no data | INA | PD-554 | no data | no data | AIR | 0.75" | no data
no data | 00-PRV-INA300 | no data | no data | no data | UTS PRV | no data | INA | PD-555 | no data | no data | AIR | 0.75" | no data
no data | 00-PRV-INA304 | no data | no data | no data | UTS PRV | no data | INA | PD-555 | no data | no data | AIR | 0.75" | no data
no data | 00-PRV-INA308 | no data | no data | no data | UTS PRV | no data | INA | PD-555 | no data | no data | AIR | 0.75" | no data
no data | 00-PRV-INA312 | no data | no data | no data | UTS PRV | no data | INA | PD-555 | no data | no data | AIR | 0.75" | no data
no data | 00-PRV-INA316 | no data | no data | no data | UTS PRV | no data | INA | PD-561 | no data | no data | AIR | 0.75" | no data
no data | 00-PRV-INA320 | no data | no data | no data | UTS PRV | no data | INA | PD-562 | no data | no data | AIR | 0.75" | no data
no data | 00-PRV-INA324 | no data | no data | no data | UTS PRV | no data | INA | PD-562 | no data | no data | AIR | 0.75" | no data
no data | 00-PRV-INA328 | no data | no data | no data | UTS PRV | no data | INA | PD-556 | no data | no data | AIR | 0.75" | no data
no data | 00-PRV-INA332 | no data | no data | no data | UTS PRV | no data | INA | PD-556 | no data | no data | AIR | 0.75" | no data
no data | 00-PRV-INA336 | no data | no data | no data | UTS PRV | no data | INA | PD-556 | no data | no data | AIR | 0.75" | no data
no data | 00-PRV-INA340 | no data | no data | no data | UTS PRV | no data | INA | PD-556 | no data | no data | AIR | 0.75" | no data
no data | 00-PRV-INA344 | no data | no data | no data | UTS PRV | no data | INA | PD-556 | no data | no data | AIR | 0.75" | no data
no data | 00-PRV-INA348 | no data | no data | no data | UTS PRV | no data | INA | PD-556 | no data | no data | AIR | 0.75" | no data
no data | 00-PRV-INA352 | no data | no data | no data | UTS PRV | no data | INA | PD-556 | no data | no data | AIR | 0.75" | no data
no data | 00-PRV-INA356 | no data | no data | no data | UTS PRV | no data | INA | PD-556 | no data | no data | AIR | 0.75" | no data
no data | 00-PRV-INA357 | no data | no data | no data | UTS PRV | no data | INA | PD-556 | no data | no data | AIR | 0.75" | no data
no data | 00-PRV-INA364 | no data | no data | no data | UTS PRV | no data | INA | PD-557 | no data | no data | AIR | 0.75" | no data
no data | 00-PRV-INA368 | no data | no data | no data | UTS PRV | no data | INA | PD-557 | no data | no data | AIR | 0.75" | no data
no data | 00-PRV-INA400 | no data | no data | no data | UTS PRV | no data | INA | PD-557 | no data | no data | AIR | 0.75" | no data
no data | 00-PRV-INA404 | no data | no data | no data | UTS PRV | no data | INA | PD-557 | no data | no data | AIR | 0.75" | no data
no data | 00-PRV-INA408 | no data | no data | no data | UTS PRV | no data | INA | PD-557 | no data | no data | AIR | 0.75" | no data
no data | 00-PRV-INA412 | no data | no data | no data | UTS PRV | no data | INA | PD-557 | no data | no data | AIR | 0.75" | no data
no data | 00-PRV-INA416 | no data | no data | no data | UTS PRV | no data | INA | PD-557 | no data | no data | AIR | 0.75" | no data
no data | 00-PRV-INA420 | no data | no data | no data | UTS PRV | no data | INA | PD-557 | no data | no data | AIR | 0.75" | no data
no data | 00-PRV-INA424 | no data | no data | no data | UTS PRV | no data | INA | PD-557 | no data | no data | AIR | 0.75" | no data
no data | 00-PRV-INA428 | no data | no data | no data | UTS PRV | no data | INA | PD-557 | no data | no data | AIR | 0.75" | no data
no data | 00-PRV-PWS602 | no data | no data | no data | PRESSURE REFGULATING VALVE FOR EWS 611 | no data | PWS | PD-402 | no data | no data | Water | 1" | no data
no data | 00-PRV-PWS603 | no data | no data | no data | PRESSURE REFGULATING VALVE FOR EWS 612 | no data | PWS | PD-402 | no data | no data | Water | 1" | no data
no data | 00-PRV-PWS604 | no data | no data | no data | PRESSURE REFGULATING VALVE FOR EWS 613 | no data | PWS | PD-402 | no data | no data | Water | 1" | no data
no data | 00-PRV-PWS605 | no data | no data | no data | PRESSURE REFGULATING VALVE FOR EWS 614 | no data | PWS | PD-402 | no data | no data | Water | 1" | no data
no data | 00-PRV-PWS606 | no data | no data | no data | PRESSURE REFGULATING VALVE FOR EWS 615 | no data | PWS | PD-402 | no data | no data | Water | 1" | no data
no data | 00-PRV-PWS607 | no data | no data | no data | PRESSURE REFGULATING VALVE FOR EWS 616 | no data | PWS | PD-402 | no data | no data | Water | 1" | no data
no data | 00-PRV-PWS608 | no data | no data | no data | PRESSURE REFGULATING VALVE FOR EWS 617 | no data | PWS | PD-402 | no data | no data | Water | 1" | no data
no data | 00-PRV-PWS609 | no data | no data | no data | PRESSURE REFGULATING VALVE FOR EWS 618 | no data | PWS | PD-402 | no data | no data | Water | 1" | no data
no data | 00-PRV-PWS610 | no data | no data | no data | PRESSURE REFGULATING VALVE FOR EWS 619 | no data | PWS | PD-402 | no data | no data | Water | 1" | no data
no data | 00-PRV-PWS629 | no data | no data | no data | PRESSURE REFGULATING VALVE FOR EWS 620 | no data | PWS | PD-402 | no data | no data | Water | 1" | no data
no data | 00-PRV-PWS630 | no data | no data | no data | PRESSURE REFGULATING VALVE FOR EWS 621 | no data | PWS | PD-402 | no data | no data | Water | 1" | no data
no data | 00-PRV-PWS631 | no data | no data | no data | PRESSURE REFGULATING VALVE FOR EWS 622 | no data | PWS | PD-402 | no data | no data | Water | 1" | no data
no data | 00-PRV-PWS632 | no data | no data | no data | PRESSURE REFGULATING VALVE FOR EWS 623 | no data | PWS | PD-402 | no data | no data | Water | 1" | no data
no data | 00-PRV-PWS633 | no data | no data | no data | PRESSURE REFGULATING VALVE FOR EWS 624 & 628 | no data | PWS | PD-402 | no data | no data | Water | 1" | no data
no data | 00-PRV-PWS634 | no data | no data | no data | PRESSURE REFGULATING VALVE FOR EWS 625 | no data | PWS | PD-402 | no data | no data | Water | 1" | no data
no data | 00-PRV-PWS635 | no data | no data | no data | PRESSURE REFGULATING VALVE FOR EWS 626 | no data | PWS | PD-402 | no data | no data | Water | 1" | no data
no data | 00-PRV-SWS633 | no data | no data | no data | UTILITY STATION PRESSURE REGULATOR | no data | SWS | PD-392 | no data | no data | Water | 1" | no data
no data | 00-PRV-SWS634 | no data | no data | no data | UTILITY STATION PRESSURE REGULATOR | no data | SWS | PD-392 | no data | no data | Water | 1" | no data
no data | 00-PRV-SWS635 | no data | no data | no data | UTILITY STATION PRESSURE REGULATOR | no data | SWS | PD-392 | no data | no data | Water | 1" | no data
no data | 00-PRV-SWS636 | no data | no data | no data | UTILITY STATION PRESSURE REGULATOR | no data | SWS | PD-392 | no data | no data | Water | 1" | no data
no data | 00-PRV-SWS637 | no data | no data | no data | UTILITY STATION PRESSURE REGULATOR | no data | SWS | PD-392 | no data | no data | Water | 1" | no data
no data | 00-PRV-SWS638 | no data | no data | no data | UTILITY STATION PRESSURE REGULATOR | no data | SWS | PD-392 | no data | no data | Water | 1" | no data
no data | 00-PRV-SWS639 | no data | no data | no data | UTILITY STATION PRESSURE REGULATOR | no data | SWS | PD-392 | no data | no data | Water | 1" | no data
no data | 00-PRV-SWS640 | no data | no data | no data | UTILITY STATION PRESSURE REGULATOR | no data | SWS | PD-392 | no data | no data | Water | 1" | no data
no data | 00-PRV-SWS641 | no data | no data | no data | UTILITY STATION PRESSURE REGULATOR | no data | SWS | PD-392 | no data | no data | Water | 1" | no data
no data | 00-PRV-SWS642 | no data | no data | no data | UTILITY STATION PRESSURE REGULATOR | no data | SWS | PD-392 | no data | no data | Water | 1" | no data
no data | 00-PRV-SWS643 | no data | no data | no data | UTILITY STATION PRESSURE REGULATOR | no data | SWS | PD-392 | no data | no data | Water | 1" | no data
no data | 00-PRV-SWS644 | no data | no data | no data | UTILITY STATION PRESSURE REGULATOR | no data | SWS | PD-392 | no data | no data | Water | 1" | no data
no data | 00-PRV-SWS645 | no data | no data | no data | UTILITY STATION PRESSURE REGULATOR | no data | SWS | PD-393 | no data | no data | Water | 1" | no data
no data | 00-PRV-SWS646 | no data | no data | no data | UTILITY STATION PRESSURE REGULATOR | no data | SWS | PD-393 | no data | no data | Water | 1" | no data
no data | 00-PRV-SWS647 | no data | no data | no data | UTILITY STATION PRESSURE REGULATOR | no data | SWS | PD-393 | no data | no data | Water | 1" | no data
no data | 00-PRV-SWS648 | no data | no data | no data | UTILITY STATION PRESSURE REGULATOR | no data | SWS | PD-393 | no data | no data | Water | 1" | no data
no data | 00-PRV-SWS649 | no data | no data | no data | UTILITY STATION PRESSURE REGULATOR | no data | SWS | PD-393 | no data | no data | Water | 1" | no data
no data | 00-PRV-SWS650 | no data | no data | no data | UTILITY STATION PRESSURE REGULATOR | no data | SWS | PD-393 | no data | no data | Water | 1" | no data
no data | 00-PRV-SWS651 | no data | no data | no data | UTILITY STATION PRESSURE REGULATOR | no data | SWS | PD-393 | no data | no data | Water | 1" | no data
no data | 00-PRV-SWS652 | no data | no data | no data | UTILITY STATION PRESSURE REGULATOR | no data | SWS | PD-393 | no data | no data | Water | 1" | no data
no data | 00-PRV-SWS653 | no data | no data | no data | UTILITY STATION PRESSURE REGULATOR | no data | SWS | PD-393 | no data | no data | Water | 1" | no data
no data | 00-PRV-SWS654 | no data | no data | no data | UTILITY STATION PRESSURE REGULATOR | no data | SWS | PD-393 | no data | no data | Water | 1" | no data
no data | 00-PRV-SWS655 | no data | no data | no data | UTILITY STATION PRESSURE REGULATOR | no data | SWS | PD-393 | no data | no data | Water | 1" | no data
no data | 00-PRV-SWS656 | no data | no data | no data | UTILITY STATION PRESSURE REGULATOR | no data | SWS | PD-393 | no data | no data | Water | 1" | no data
no data | 00-PRV-SWS657 | no data | no data | no data | UTILITY STATION PRESSURE REGULATOR | no data | SWS | PD-394 | no data | no data | Water | 1" | no data
no data | 00-PRV-SWS658 | no data | no data | no data | UTILITY STATION PRESSURE REGULATOR | no data | SWS | PD-393 | no data | no data | Water | 1" | no data
no data | 00-PRV-SWS659 | no data | no data | no data | UTILITY STATION PRESSURE REGULATOR | no data | SWS | PD-394 | no data | no data | Water | 1" | no data
no data | 00-PRV-SWS660 | no data | no data | no data | UTILITY STATION PRESSURE REGULATOR | no data | SWS | PD-394 | no data | no data | Water | 1" | no data
no data | 00-PRV-SWS661 | no data | no data | no data | UTILITY STATION PRESSURE REGULATOR | no data | SWS | PD-394 | no data | no data | Water | 1" | no data
no data | 00-PRV-SWS662 | no data | no data | no data | UTILITY STATION PRESSURE REGULATOR | no data | SWS | PD-394 | no data | no data | Water | 1" | no data
no data | 00-PRV-SWS663 | no data | no data | no data | UTILITY STATION PRESSURE REGULATOR | no data | SWS | PD-394 | no data | no data | Water | 1" | no data
no data | 00-PRV-SWS664 | no data | no data | no data | UTILITY STATION PRESSURE REGULATOR | no data | SWS | PD-394 | no data | no data | Water | 1" | no data
no data | 00-PRV-SWS665 | no data | no data | no data | UTILITY STATION PRESSURE REGULATOR | no data | SWS | PD-394 | no data | no data | Water | 1" | no data
no data | 00-PRV-SWS666 | no data | no data | no data | UTILITY STATION PRESSURE REGULATOR | no data | SWS | PD-394 | no data | no data | Water | 1" | no data
no data | 00-PRV-SWS667 | no data | no data | no data | UTILITY STATION PRESSURE REGULATOR | no data | SWS | PD-394 | no data | no data | Water | 1" | no data
no data | 00-PRV-SWS668 | no data | no data | no data | UTILITY STATION PRESSURE REGULATOR | no data | SWS | PD-394 | no data | no data | Water | 1" | no data
no data | 00-PRV-SWS669 | no data | no data | no data | UTILITY STATION PRESSURE REGULATOR | no data | SWS | PD-394 | no data | no data | Water | 1" | no data
no data | 00-PRV-SWS670 | no data | no data | no data | UTILITY STATION PRESSURE REGULATOR | no data | SWS | PD-394 | no data | no data | Water | 1" | no data
no data | 00-PRV-SWS671 | no data | no data | no data | UTILITY STATION PRESSURE REGULATOR | no data | SWS | PD-394 | no data | no data | Water | 1" | no data
no data | 00-PRV-SWS672 | no data | no data | no data | UTILITY STATION PRESSURE REGULATOR | no data | SWS | PD-394 | no data | no data | Water | 1" | no data
no data | 00-PRV-SWS673 | no data | no data | no data | UTILITY STATION PRESSURE REGULATOR | no data | SWS | PD-394 | no data | no data | Water | 1" | no data
no data | 00-PRV-SWS674 | no data | no data | no data | UTILITY STATION PRESSURE REGULATOR | no data | SWS | PD-394 | no data | no data | Water | 1" | no data
no data | 00-PRV-SWS675 | no data | no data | no data | UTILITY STATION PRESSURE REGULATOR | no data | SWS | PD-395 | no data | no data | Water | 1" | no data
no data | 00-PRV-SWS676 | no data | no data | no data | UTILITY STATION PRESSURE REGULATOR | no data | SWS | PD-395 | no data | no data | Water | 1" | no data
no data | 00-PRV-SWS677 | no data | no data | no data | BEARING FLUSH PRESSURE REGULATOR | no data | SWS | PD-961 | no data | no data | Water | 1" | no data
no data | 00-PRV-SWS678 | no data | no data | no data | FREE CHLORINE PRESSURE REGULATOR | no data | SWS | PD-391 | no data | no data | Water | 0.5" | no data
no data | 00-PSV-AQA100 | no data | no data | no data | TANK 1 PSV | no data | AQA | PD-780 | no data | no data | 19% Aqueous Ammonia | 2" | no data
no data | 00-PSV-AQA200 | no data | no data | no data | TANK 2 PSV | no data | AQA | PD-781 | no data | no data | 19% Aqueous Ammonia | 2" | no data
no data | 00-PSV-CMG600 | no data | no data | no data | H2 OVERPRESSURE PROTECTION | no data | CMG | PD-571 | no data | no data | HYDROGEN | 1" | no data
no data | 00-PSV-CMG611 | no data | no data | no data | NITROGEN OVERPRESSURE PROTECTION | no data | CMG | PD-570 | no data | no data | NITROGEN | 1" | no data
no data | 00-PSV-CMG621 | no data | no data | no data | NITROGEN OVERPRESSURE PROTECTION | no data | CMG | PD-570 | no data | no data | NITROGEN | 1" | no data
no data | 00-TV-SWS721 | no data | no data | no data | WASTEWATER QUENCH CONTROL VALVE | no data | SWS | PD-961 | no data | no data | Water | 2.5" | no data
no data | 00-VAQA600 | no data | no data | no data | TANK 2 UNLOADING STATION ISOLATION VALVE | no data | AQA | PD-781 | no data | no data | 19% Aqueous Ammonia | 2" | no data
no data | 00-VAQA601 | no data | no data | no data | TANK 2 UNLOADING STATION VAPOR RETURN ISOLATION VALVE | no data | AQA | PD-781 | no data | no data | 19% Aqueous Ammonia | 1.5" | no data
no data | 00-VAQA602 | no data | no data | no data | AQA TANK 1 DRAIN ISOLATION VALVE | no data | AQA | PD-780 | no data | no data | 19% Aqueous Ammonia | 2" | no data
no data | 00-VAQA603 | no data | no data | no data | TANK 2 DRAIN ISOLATION VALVE | no data | AQA | PD-781 | no data | no data | 19% Aqueous Ammonia | 2" | no data
no data | 00-VAQA605 | no data | no data | no data | AQA TANK 1 FORWARDING PUMPS ISOLATION VALVE UPSTREAM OF DRAIN | no data | AQA | PD-780 | no data | no data | 19% Aqueous Ammonia | 1" | no data
no data | 00-VAQA606 | no data | no data | no data | TANK 1 FORWARDING PUMPS ISOLATION VALVE DOWNSTREAM OF DRAIN | no data | AQA | PD-780 | no data | no data | 19% Aqueous Ammonia | 1" | no data
no data | 00-VAQA607 | no data | no data | no data | AQA TANK 1 FORWARDING PUMPS DRAIN ISOLATION VALVE | no data | AQA | PD-780 | no data | no data | 19% Aqueous Ammonia | 0.75" | no data
no data | 00-VAQA609 | no data | no data | no data | LEVEL GAUGE 109 ISOLATION VALVE | no data | AQA | PD-780 | no data | no data | 19% Aqueous Ammonia | 2" | no data
no data | 00-VAQA610 | no data | no data | no data | LEVEL GAUGE 109 ISOLATION VALVE | no data | AQA | PD-780 | no data | no data | 19% Aqueous Ammonia | 2" | no data
no data | 00-VAQA611 | no data | no data | no data | TANK 1 UNLOADING STATION ISOLATION VALVE | no data | AQA | PD-780 | no data | no data | 19% Aqueous Ammonia | 2" | no data
no data | 00-VAQA612 | no data | no data | no data | TANK 1 PUMP RECIRC ISOLATION VALVE DOWNSTREAM OF DRAIN | no data | AQA | PD-780 | no data | no data | 19% Aqueous Ammonia | 0.75" | no data
no data | 00-VAQA617 | no data | no data | no data | AQA FORWARDING PUMP SKID ISOLATION VALVE | no data | AQA | PD-782 | no data | no data | 19% Aqueous Ammonia | 1" | no data
no data | 00-VAQA621 | no data | no data | no data | TANK 1 PUMP RECIRC ISOLATION VALVE UPSTREAM OF DRAIN | no data | AQA | PD-780 | no data | no data | 19% Aqueous Ammonia | 0.75" | no data
no data | 00-VAQA625 | no data | no data | no data | TANK 1 PUMP RECIRC DRAIN ISOLATION VALVE | no data | AQA | PD-780 | no data | no data | 19% Aqueous Ammonia | 0.75" | no data
no data | 00-VAQA628 | no data | no data | no data | PIT AQA101 ISOLATION VALVE | no data | AQA | PD-780 | no data | no data | 19% Aqueous Ammonia | 2" | no data
no data | 00-VAQA631 | no data | no data | no data | TANK 2 PUMP RECIRC DRAIN ISOLATION VALVE | no data | AQA | PD-781 | no data | no data | 19% Aqueous Ammonia | 0.75" | no data
no data | 00-VAQA636 | no data | no data | no data | TANK 1 UNLOADING STATION VAPOR RETURN ISOLATION VALVE | no data | AQA | PD-780 | no data | no data | 19% Aqueous Ammonia | 1.5" | no data
no data | 00-VAQA640 | no data | no data | no data | TANK 1 PUMP RECIRC VENT ISOLATION VALVE | no data | AQA | PD-780 | no data | no data | 19% Aqueous Ammonia | 0.75" | no data
no data | 00-VAQA643 | no data | no data | no data | TANK 2 FORWARDING PUMPS ISOLATION VALVE UPSTREAM OF DRAIN | no data | AQA | PD-781 | no data | no data | 19% Aqueous Ammonia | 1" | no data
no data | 00-VAQA647 | no data | no data | no data | PIT AQA201 ISOLATION VALVE | no data | AQA | PD-781 | no data | no data | 19% Aqueous Ammonia | 2" | no data
no data | 00-VAQA660 | no data | no data | no data | TANK 2 LEVEL GAUGE 209 ISOLATION VALVE | no data | AQA | PD-781 | no data | no data | 19% Aqueous Ammonia | 2" | no data
no data | 00-VAQA665 | no data | no data | no data | TANK 2 LEVEL GAUGE 209 ISOLATION VALVE | no data | AQA | PD-781 | no data | no data | 19% Aqueous Ammonia | 2" | no data
no data | 00-VAQA680 | no data | no data | no data | TANK 2 FORWARDING PUMPS ISOLATION VALVE DOWNSTREAM OF DRAIN | no data | AQA | PD-781 | no data | no data | 19% Aqueous Ammonia | 1" | no data
no data | 00-VAQA681 | no data | no data | no data | TANK 2 PUMP RECIRC VENT ISOLATION VALVE | no data | AQA | PD-781 | no data | no data | 19% Aqueous Ammonia | 0.75" | no data
no data | 00-VAQA685 | no data | no data | no data | TANK 2 PUMP RECIRC ISOLATION VALVE UPSTREAM OF DRAIN | no data | AQA | PD-781 | no data | no data | 19% Aqueous Ammonia | 0.75" | no data
no data | 00-VAQA687 | no data | no data | no data | TANK 2 PUMP RECIRC ISOLATION VALVE DOWNSTREAM OF DRAIN | no data | AQA | PD-781 | no data | no data | 19% Aqueous Ammonia | 0.75" | no data
no data | 00-VAQA690 | no data | no data | no data | TANK 2 FORWARDING PUMP LINE DRAIN ISOLATION VALVE | no data | AQA | PD-781 | no data | no data | 19% Aqueous Ammonia | 0.75" | no data
no data | 00-VAXS601 | no data | no data | no data | DRAIN | no data | AXS | PD-120 | no data | no data | Steam | 0.75" | no data
no data | 00-VAXS602 | no data | no data | no data | DRAIN | no data | AXS | PD-121 | no data | no data | Steam/Water | 0.75" | no data
no data | 00-VAXS622 | no data | no data | no data | INSTRUMENT | no data | AXS | PD-120 | no data | no data | Steam | 0.75" | no data
no data | 00-VAXS623 | no data | no data | no data | BACK PRESSURE CONTROL VALVE ISOLATION | no data | AXS | PD-120 | no data | no data | Steam | 8" | no data
no data | 00-VAXS624 | no data | no data | no data | BACK PRESSURE CONTROL VALVE BYPASS | no data | AXS | PD-120 | no data | no data | Steam | 6" | no data
no data | 00-VAXS625 | no data | no data | no data | BACK PRESSURE CONTROL VALVE ISOLATION | no data | AXS | PD-120 | no data | no data | Steam | 8" | no data
no data | 00-VBDN612 | no data | no data | no data | SWS TANK NOZZLE B2 ISOLATION | no data | BDN | PD-390 | no data | no data | Water | 8" | no data
no data | 00-VBDN613 | no data | no data | no data | BLOWDOWN TO SWS TANK ISOLATION | no data | BDN | PD-091 | no data | no data | Water | 8" | no data
no data | 00-VBDN614 | no data | no data | no data | VENT ROOT VALVE | no data | BDN | PD-091 | no data | no data | Water | 0.75" | no data
no data | 00-VBDN615 | no data | no data | no data | DRAIN ROOT VALVE | no data | BDN | PD-091 | no data | no data | Water | 0.75" | no data
no data | 00-VBDN687 | no data | no data | no data | BLOWDOWN TO WDR SUMP ISOLATION | no data | BDN | PD-091 | no data | no data | Water | 8" | no data
no data | 00-VBDN688 | no data | no data | no data | VENT ROOT VALVE | no data | BDN | PD-091 | no data | no data | Water | 0.75" | no data
no data | 00-VBDN689 | no data | no data | no data | DRAIN ROOT VALVE | no data | BDN | PD-091 | no data | no data | Water | 0.75" | no data
no data | 00-VCCF102 | no data | no data | no data | AUX BOILER AMMONIA SKID ISOLATION | no data | CCF | PD-521 | no data | no data | 19% Aqueous Ammonia | 0.5" | no data
no data | 00-VCMG600 | no data | no data | no data | VENT | no data | CMG | PD-571 | no data | no data | HYDROGEN | 0.75" | no data
no data | 00-VCMG601 | no data | no data | no data | N2 PURGE CONNECTION | no data | CMG | PD-571 | no data | no data | HYDROGEN | 0.75" | no data
no data | 00-VCMG603 | no data | no data | no data | H2 ISOLATION | no data | CMG | PD-571 | no data | no data | HYDROGEN | 1.5" | no data
no data | 00-VCMG610 | no data | no data | no data | H2 ISOLATION | no data | CMG | PD-571 | no data | no data | HYDROGEN | 1.5" | no data
no data | 00-VCMG619 | no data | no data | no data | INSTRUMENTATION | no data | CMG | PD-570 | no data | no data | NITROGEN | 0.75" | no data
no data | 00-VCMG629 | no data | no data | no data | INSTRUMENTATION | no data | CMG | PD-570 | no data | no data | NITROGEN | 0.75" | no data
no data | 00-VDWS600 | no data | no data | no data | INSTRUMENT | no data | DWS | PD-410 | no data | no data | Water | 0.75" | no data
no data | 00-VDWS601 | no data | no data | no data | VENT | no data | DWS | PD-379 | no data | no data | Water | 0.75" | no data
no data | 00-VDWS605 | no data | no data | no data | TANK ISOLATION | no data | DWS | PD-410 | no data | no data | Water | 8" | no data
no data | 00-VDWS613 | no data | no data | no data | CONTROL VALVE ISOLATION | no data | DWS | PD-410 | no data | no data | Water | 4" | no data
no data | 00-VDWS614 | no data | no data | no data | TANK ISOLATION | no data | DWS | PD-410 | no data | no data | Water | 4" | no data
no data | 00-VDWS615 | no data | no data | no data | CONTROL VALVE ISOLATION | no data | DWS | PD-410 | no data | no data | Water | 4" | no data
no data | 00-VDWS616 | no data | no data | no data | CIP TANK ISOLATION | no data | DWS | PD-379 | no data | no data | Water | 2" | no data
no data | 00-VDWS626 | no data | no data | no data | TANK ISOLATION | no data | DWS | PD-410 | no data | no data | Water | 4" | no data
no data | 00-VDWS628 | no data | no data | no data | DRAIN | no data | DWS | PD-410 | no data | no data | Water | 0.75" | no data
no data | 00-VDWS631 | no data | no data | no data | VENT | no data | DWS | PD-376 | no data | no data | Water | 0.75" | no data
no data | 00-VDWS632 | no data | no data | no data | TANK ISOLATION | no data | DWS | PD-410 | no data | no data | Water | 2" | no data
no data | 00-VDWS633 | no data | no data | no data | TANK ISOLATION | no data | DWS | PD-410 | no data | no data | Water | 2" | no data
no data | 00-VDWS634 | no data | no data | no data | CONTROL VALVE BYPASS | no data | DWS | PD-410 | no data | no data | Water | 2.5" | no data
no data | 00-VDWS640 | no data | no data | no data | DRAIN | no data | DWS | PD-410 | no data | no data | Water | 0.75" | no data
no data | 00-VDWS645 | no data | no data | no data | VENT | no data | DWS | PD-410 | no data | no data | Water | 0.75" | no data
no data | 00-VDWS646 | no data | no data | no data | RO SKID A SUPPLY ISOLATION | no data | DWS | PD-376 | no data | no data | Water | 3" | no data
no data | 00-VDWS647 | no data | no data | no data | RO SKID B SUPPLY ISOLATION | no data | DWS | PD-376 | no data | no data | Water | 3" | no data
no data | 00-VDWS649 | no data | no data | no data | VENT | no data | DWS | PD-376 | no data | no data | Water | 0.75" | no data
no data | 00-VDWS652 | no data | no data | no data | TANK ISOLATION | no data | DWS | PD-410 | no data | no data | Water | 6" | no data
no data | 00-VDWS654 | no data | no data | no data | TANK ISOLATION | no data | DWS | PD-410 | no data | no data | Water | 8" | no data
no data | 00-VDWS656 | no data | no data | no data | TANK ISOLATION | no data | DWS | PD-410 | no data | no data | Water | 3" | no data
no data | 00-VDWS658 | no data | no data | no data | TANK ISOLATION | no data | DWS | PD-410 | no data | no data | Water | 4" | no data
no data | 00-VDWT600 | no data | no data | no data | VENT VALVE | no data | DWT | PD-376 | no data | no data | Water | 0.75" | no data
no data | 00-VDWT601 | no data | no data | no data | INSTRUMENT ISOLATION VALVE | no data | DWT | PD-376 | no data | no data | Water | 0.75" | no data
no data | 00-VDWT602 | no data | no data | no data | INSTRUMENT ISOLATION VALVE | no data | DWT | PD-376 | no data | no data | Water | 0.75" | no data
no data | 00-VDWT603 | no data | no data | no data | DEMIN TRAILER DRAIN/REJECT ISOLATION VALVE | no data | DWT | PD-378 | no data | no data | Water | 4" | no data
no data | 00-VDWT604 | no data | no data | no data | DEMIN TRAILER DRAIN/REJECT ISOLATION VALVE | no data | DWT | PD-378 | no data | no data | Water | 4" | no data
no data | 00-VDWT605 | no data | no data | no data | VENT VALVE | no data | DWT | PD-376 | no data | no data | Water | 0.75" | no data
no data | 00-VDWT606 | no data | no data | no data | VENT VALVE | no data | DWT | PD-376 | no data | no data | Water | 0.75" | no data
no data | 00-VDWT607 | no data | no data | no data | VENT VALVE | no data | DWT | PD-376 | no data | no data | Water | 0.75" | no data
no data | 00-VDWT608 | no data | no data | no data | MIXED BED EFFLUENT HEADER (C/D SIDE) ISOLATION VALVE | no data | DWT | PD-377 | no data | no data | Water | 4" | no data
no data | 00-VDWT609 | no data | no data | no data | MIXED BED EFFLUENT HEADER (A/B SIDE) ISOLATION VALVE | no data | DWT | PD-377 | no data | no data | Water | 4" | no data
no data | 00-VDWT610 | no data | no data | no data | MIXED BED C INLET ISOLATION VALVE | no data | DWT | PD-377 | no data | no data | Water | 4" | no data
no data | 00-VDWT611 | no data | no data | no data | MIXED BED B INLET ISOLATION VALVE | no data | DWT | PD-377 | no data | no data | Water | 4" | no data
no data | 00-VDWT612 | no data | no data | no data | MIXED BED INTERPASS (A/B SIDE) ISOLATION VALVE | no data | DWT | PD-377 | no data | no data | Water | 4" | no data
no data | 00-VDWT613 | no data | no data | no data | MIXED BED INTERPASS (C/D SIDE) ISOLATION VALVE | no data | DWT | PD-377 | no data | no data | Water | 4" | no data
no data | 00-VDWT614 | no data | no data | no data | MIXED BED INTERPASS (A/B SIDE) ISOLATION VALVE | no data | DWT | PD-377 | no data | no data | Water | 4" | no data
no data | 00-VDWT615 | no data | no data | no data | MIXED BED INTERPASS (C/D SIDE) ISOLATION VALVE | no data | DWT | PD-377 | no data | no data | Water | 4" | no data
no data | 00-VDWT616 | no data | no data | no data | VENT VALVE | no data | DWT | PD-377 | no data | no data | Water | 0.75" | no data
no data | 00-VDWT617 | no data | no data | no data | MIXED BED MANIFOLD INLET ISOLATION VALVE | no data | DWT | PD-377 | no data | no data | Water | 4" | no data
no data | 00-VDWT620 | no data | no data | no data | MIXED BED INLET HEADER (C/D SIDE) ISOLATION VALVE | no data | DWT | PD-377 | no data | no data | Water | 4" | no data
no data | 00-VDWT621 | no data | no data | no data | MIXED BED INLET HEADER (A/B SIDE) ISOLATION VALVE | no data | DWT | PD-377 | no data | no data | Water | 4" | no data
no data | 00-VDWT622 | no data | no data | no data | MIXED BED A INLET ISOLATION VALVE | no data | DWT | PD-377 | no data | no data | Water | 4" | no data
no data | 00-VDWT623 | no data | no data | no data | MIXED BED D INLET ISOLATION VALVE | no data | DWT | PD-377 | no data | no data | Water | 4" | no data
no data | 00-VDWT624 | no data | no data | no data | MIXED BED A EFFLUENT ISOLATION VALVE | no data | DWT | PD-377 | no data | no data | Water | 4" | no data
no data | 00-VDWT625 | no data | no data | no data | MIXED BED B EFFLUENT ISOLATION VALVE | no data | DWT | PD-377 | no data | no data | Water | 4" | no data
no data | 00-VDWT626 | no data | no data | no data | MIXED BED D EFFLUENT ISOLATION VALVE | no data | DWT | PD-377 | no data | no data | Water | 4" | no data
no data | 00-VDWT627 | no data | no data | no data | VENT VALVE | no data | DWT | PD-377 | no data | no data | Water | 0.75" | no data
no data | 00-VDWT628 | no data | no data | no data | MIXED BED C EFFLUENT ISOLATION VALVE | no data | DWT | PD-377 | no data | no data | Water | 4" | no data
no data | 00-VDWT629 | no data | no data | no data | INSTRUMENT ISOLATION VALVE | no data | DWT | PD-377 | no data | no data | Water | 0.75" | no data
no data | 00-VDWT630 | no data | no data | no data | DEMIN TRAILER EFFLUENT ISOLATION VALVE | no data | DWT | PD-377 | no data | no data | Water | 3" | no data
no data | 00-VDWT631 | no data | no data | no data | DEMIN TRAILER EFFLUENT ISOLATION VALVE | no data | DWT | PD-377 | no data | no data | Water | 3" | no data
no data | 00-VDWT632 | no data | no data | no data | DEMIN TRAILER EFFLUENT CHECK VALVE | no data | DWT | PD-377 | no data | no data | Water | 3" | no data
no data | 00-VDWT633 | no data | no data | no data | DEMIN TRAILER EFFLUENT CHECK VALVE | no data | DWT | PD-377 | no data | no data | Water | 3" | no data
no data | 00-VDWT636 | no data | no data | no data | GRAB SAMPLE ISOLATION VALVE | no data | DWT | PD-377 | no data | no data | Water | 0.5" | no data
no data | 00-VDWT637 | no data | no data | no data | INSTRUMENT ISOLATION VALVE | no data | DWT | PD-377 | no data | no data | Water | 0.75" | no data
no data | 00-VDWT638 | no data | no data | no data | MIXED BED MANIFOLD EFFLUENT ISOLATION VALVE | no data | DWT | PD-377 | no data | no data | Water | 4" | no data
no data | 00-VDWT639 | no data | no data | no data | DEMIN SYSTEM EFFLUENT ISOLATION VALVE | no data | DWT | PD-377 | no data | no data | Water | 4" | no data
no data | 00-VDWT640 | no data | no data | no data | DEMIN DUMP ISOLATION VALVE | no data | DWT | PD-377 | no data | no data | Water | 4" | no data
no data | 00-VDWT641 | no data | no data | no data | DEMIN TRAILER FEED ISOLATION VALVE | no data | DWT | PD-376 | no data | no data | Water | 3" | no data
no data | 00-VDWT642 | no data | no data | no data | DEMIN TRAILER FEED ISOLATION VALVE | no data | DWT | PD-376 | no data | no data | Water | 3" | no data
no data | 00-VDWT643 | no data | no data | no data | WT BUILDING SUMP PUMP A EFFLUENT CHECK VALVE | no data | DWT | PD-378 | no data | no data | Water | 3" | no data
no data | 00-VDWT644 | no data | no data | no data | WT BUILDING SUMP PUMP A EFFLUENT ISOLATION VALVE | no data | DWT | PD-378 | no data | no data | Water | 3" | no data
no data | 00-VDWT645 | no data | no data | no data | WT BUILDING SUMP PUMP B EFFLUENT CHECK VALVE | no data | DWT | PD-378 | no data | no data | Water | 3" | no data
no data | 00-VDWT646 | no data | no data | no data | WT BUILDING SUMP PUMP B EFFLUENT ISOLATION VALVE | no data | DWT | PD-378 | no data | no data | Water | 3" | no data
no data | 00-VDWT647 | no data | no data | no data | VENT VALVE | no data | DWT | PD-378 | no data | no data | Water | 0.75" | no data
no data | 00-VDWT651 | no data | no data | no data | DWT INLET FROM SWS ISOLATION VALVE | no data | DWT | PD-392 | no data | no data | Water | 4" | no data
no data | 00-VDWT656 | no data | no data | no data | RO A INLET ISOLATION VALVE | no data | DWT | PD-376 | no data | no data | Water | 3" | no data
no data | 00-VDWT658 | no data | no data | no data | RO B INLET ISOLATION | no data | DWT | PD-376 | no data | no data | Water | 3" | no data
no data | 00-VDWT662 | no data | no data | no data | RO B PERMEATE ISOLATION | no data | DWT | PD-376 | no data | no data | Water | 3" | no data
no data | 00-VDWT663 | no data | no data | no data | RO A PERMEATE ISOLATION | no data | DWT | PD-376 | no data | no data | Water | 3" | no data
no data | 00-VDWT665 | no data | no data | no data | RO INLET ISOLATION FROM SWS | no data | DWT | PD-376 | no data | no data | Water | 4" | no data
no data | 00-VDWT666 | no data | no data | no data | INSTRUMENT ISOLATION VALVE | no data | DWT | PD-377 | no data | no data | Water | 0.5" | no data
no data | 00-VDWT674 | no data | no data | no data | DEMIN STORAGE TANK ISOLATION VALVE | no data | DWT | PD-410 | no data | no data | Water | 4" | no data
no data | 00-VFGS101 | no data | no data | no data | INSTRUMENT ROOT VALVE | no data | FGS | PD-654 | no data | no data | Natural Gas | 0.75" | no data
no data | 00-VFGS102 | no data | no data | no data | INSTRUMENT ROOT VALVE | no data | FGS | PD-654 | no data | no data | Natural Gas | 0.75" | no data
no data | 00-VFGS133 | no data | no data | no data | GT FUEL GAS CALORIE METER SAMPLE TUBING ISOLATION | no data | FGS | PD-654 | no data | no data | Natural Gas | 0.375" | no data
no data | 00-VFGS136 | no data | no data | no data | GT FUEL GAS CALORIE METER SAMPLE TUBING ISOLATION | no data | FGS | PD-654 | no data | no data | Natural Gas | 0.375" | no data
no data | 00-VFGS137 | no data | no data | no data | GT FUEL GAS CALORIE METER SAMPLE TUBING ISOLATION | no data | FGS | PD-654 | no data | no data | Natural Gas | 0.375" | no data
no data | 00-VFGS144 | no data | no data | no data | VENT/DRAIN | no data | FGS | PD-652 | no data | no data | Oil | 0.75" | no data
no data | 00-VFGS145 | no data | no data | no data | DRAIN | no data | FGS | PD-652 | no data | no data | Oil | 0.75" | no data
no data | 00-VFGS146 | no data | no data | no data | VENT/DRAIN | no data | FGS | PD-652 | no data | no data | Oil | 0.75" | no data
no data | 00-VFGS147 | no data | no data | no data | DRAIN | no data | FGS | PD-652 | no data | no data | Oil | 0.75" | no data
no data | 00-VFGS148 | no data | no data | no data | DRAIN | no data | FGS | PD-652 | no data | no data | Oil | 0.75" | no data
no data | 00-VFGS149 | no data | no data | no data | DRAIN | no data | FGS | PD-652 | no data | no data | Oil | 0.75" | no data
no data | 00-VFGS150 | no data | no data | no data | VENT | no data | FGS | PD-650 | no data | no data | WATER/GLYCOL | 0.75" | no data
no data | 00-VFGS151 | no data | no data | no data | VENT | no data | FGS | PD-650 | no data | no data | WATER/GLYCOL | 0.75" | no data
no data | 00-VFGS152 | no data | no data | no data | VENT | no data | FGS | PD-650 | no data | no data | WATER/GLYCOL | 0.75" | no data
no data | 00-VFGS200 | no data | no data | no data | EQUIPMENT ISOLATION | no data | FGS | PD-650 | no data | no data | Natural Gas | 16" | no data
no data | 00-VFGS201 | no data | no data | no data | EQUIPMENT ISOLATION | no data | FGS | PD-650 | no data | no data | Natural Gas | 6" | no data
no data | 00-VFGS208 | no data | no data | no data | COMPRESSOR BYPASS CHECK VALVE | no data | FGS | PD-650 | no data | no data | Natural Gas | 16" | no data
no data | 00-VFGS209 | no data | no data | no data | COMPRESSOR BYPASS CHECK VALVE | no data | FGS | PD-650 | no data | no data | Natural Gas | 16" | no data
no data | 00-VFGS210 | no data | no data | no data | EQUIPMENT ISOLATION | no data | FGS | PD-650 | no data | no data | Natural Gas | 16" | no data
no data | 00-VFGS220 | no data | no data | no data | FILTER/SEPARATOR INLET | no data | FGS | PD-650 | no data | no data | Natural Gas | 18" | no data
no data | 00-VFGS221 | no data | no data | no data | N2 PURGE ISOLATION | no data | FGS | PD-650 | no data | no data | Natural Gas | 0.75" | no data
no data | 00-VFGS222 | no data | no data | no data | N2 PURGE ISOLATION | no data | FGS | PD-650 | no data | no data | Natural Gas | 0.75" | no data
no data | 00-VFGS224 | no data | no data | no data | EQUIPMENT ISOLATION | no data | FGS | PD-650 | no data | no data | WATER/GLYCOL | 4" | no data
no data | 00-VFGS225 | no data | no data | no data | EQUIPMENT ISOLATION | no data | FGS | PD-650 | no data | no data | WATER/GLYCOL | 4" | no data
no data | 00-VFGS226 | no data | no data | no data | EQUIPMENT ISOLATION | no data | FGS | PD-650 | no data | no data | WATER/GLYCOL | 4" | no data
no data | 00-VFGS227 | no data | no data | no data | AUX BOILER SUPPLY ISOLATION | no data | FGS | PD-654 | no data | no data | Natural Gas | 2" | no data
no data | 00-VFGS228 | no data | no data | no data | EQUIPMENT ISOLATION | no data | FGS | PD-654 | no data | no data | Natural Gas | 6" | no data
no data | 00-VFGS229 | no data | no data | no data | EQUIPMENT ISOLATION | no data | FGS | PD-650 | no data | no data | Natural Gas | 2" | no data
no data | 00-VFGS230 | no data | no data | no data | EMERGENCY SHUT OFF VALVE | no data | FGS | PD-650 | no data | no data | Natural Gas | 18" | no data
no data | 00-VFGS238 | no data | no data | no data | EQUIPMENT ISOLATION | no data | FGS | PD-650 | no data | no data | WATER/GLYCOL | 4" | no data
no data | 00-VFGS239 | no data | no data | no data | EQUIPMENT ISOLATION | no data | FGS | PD-650 | no data | no data | WATER/GLYCOL | 4" | no data
no data | 00-VFGS240 | no data | no data | no data | EQUIPMENT ISOLATION | no data | FGS | PD-650 | no data | no data | WATER/GLYCOL | 4" | no data
no data | 00-VFGS241 | no data | no data | no data | STEAM TURBINE BLDG 2 SUPPLY ISOLATION | no data | FGS | PD-654 | no data | no data | Natural Gas | 0.75" | no data
no data | 00-VFGS244 | no data | no data | no data | EQUIPMENT ISOLATION | no data | FGS | PD-654 | no data | no data | Natural Gas | 0.75" | no data
no data | 00-VFGS245 | no data | no data | no data | EQUIPMENT ISOLATION | no data | FGS | PD-650 | no data | no data | WATER/GLYCOL | 4" | no data
no data | 00-VFGS246 | no data | no data | no data | EQUIPMENT ISOLATION | no data | FGS | PD-650 | no data | no data | WATER/GLYCOL | 4" | no data
no data | 00-VFGS253 | no data | no data | no data | EQUIPMENT ISOLATION | no data | FGS | PD-650 | no data | no data | Natural Gas | 18" | no data
no data | 00-VFGS254 | no data | no data | no data | N2 PURGE ISOLATION | no data | FGS | PD-650 | no data | no data | Natural Gas | 0.75" | no data
no data | 00-VFGS257 | no data | no data | no data | EQUIPMENT ISOLATION | no data | FGS | PD-650 | no data | no data | Natural Gas | 18" | no data
no data | 00-VFGS258 | no data | no data | no data | N2 PURGE ISOLATION | no data | FGS | PD-650 | no data | no data | Natural Gas | 0.75" | no data
no data | 00-VFGS259 | no data | no data | no data | EQUIPMENT ISOLATION | no data | FGS | PD-650 | no data | no data | Natural Gas | 6" | no data
no data | 00-VFGS260 | no data | no data | no data | EQUIPMENT ISOLATION | no data | FGS | PD-650 | no data | no data | Natural Gas | 6" | no data
no data | 00-VFGS261 | no data | no data | no data | N2 PURGE ISOLATION | no data | FGS | PD-650 | no data | no data | Natural Gas | 0.75" | no data
no data | 00-VFGS262 | no data | no data | no data | N2 PURGE ISOLATION | no data | FGS | PD-650 | no data | no data | Natural Gas | 0.75" | no data
no data | 00-VFGS263 | no data | no data | no data | EQUIPMENT ISOLATION | no data | FGS | PD-650 | no data | no data | Natural Gas | 6" | no data
no data | 00-VFGS264 | no data | no data | no data | BUILDING SUPPLY HEADER ISOLATION | no data | FGS | PD-654 | no data | no data | Natural Gas | 0.75" | no data
no data | 00-VFGS265 | no data | no data | no data | EQUIPMENT ISOLATION | no data | FGS | PD-654 | no data | no data | Natural Gas | 1" | no data
no data | 00-VFGS272 | no data | no data | no data | EQUIPMENT ISOLATION | no data | FGS | PD-654 | no data | no data | Natural Gas | 3" | no data
no data | 00-VFGS273 | no data | no data | no data | EQUIPMENT ISOLATION | no data | FGS | PD-654 | no data | no data | Natural Gas | 3" | no data
no data | 00-VFGS278 | no data | no data | no data | EQUIPMENT ISOLATION | no data | FGS | PD-651 | no data | no data | Natural Gas | 0.375" | no data
no data | 00-VFGS279 | no data | no data | no data | EQUIPMENT ISOLATION | no data | FGS | PD-651 | no data | no data | Natural Gas | 0.375" | no data
no data | 00-VFGS280 | no data | no data | no data | EQUIPMENT ISOLATION | no data | FGS | PD-651 | no data | no data | Natural Gas | 0.375" | no data
no data | 00-VFGS281 | no data | no data | no data | N2 PURGE ISOLATION | no data | FGS | PD-652 | no data | no data | Natural Gas | 0.75" | no data
no data | 00-VFGS282 | no data | no data | no data | N2 PURGE ISOLATION | no data | FGS | PD-652 | no data | no data | Natural Gas | 0.75" | no data
no data | 00-VFGS283 | no data | no data | no data | N2 PURGE ISOLATION | no data | FGS | PD-652 | no data | no data | Natural Gas | 0.75" | no data
no data | 00-VFGS300 | no data | no data | no data | N2 PURGE ISOLATION | no data | FGS | PD-654 | no data | no data | Natural Gas | 0.75" | no data
no data | 00-VFGS301 | no data | no data | no data | N2 PURGE ISOLATION | no data | FGS | PD-654 | no data | no data | Natural Gas | 0.75" | no data
no data | 00-VFGS302 | no data | no data | no data | FG NITROGEN SUPPLY ISOLATION | no data | FGS | PD-652 | no data | no data | Nitrogen | 1" | no data
no data | 00-VFGS303 | no data | no data | no data | FG NITROGEN SUPPLY ISOLATION | no data | FGS | PD-652 | no data | no data | Nitrogen | 1" | no data
no data | 00-VFGS304 | no data | no data | no data | FG NITROGEN SUPPLY ISOLATION | no data | FGS | PD-652 | no data | no data | Nitrogen | 1" | no data
no data | 00-VFGS309 | no data | no data | no data | N2 PURGE ISOLATION | no data | FGS | PD-654 | no data | no data | Natural Gas | 0.75" | no data
no data | 00-VFGS310 | no data | no data | no data | BUILDING SUPPLY HEADER ISOLATION | no data | FGS | PD-654 | no data | no data | Natural Gas | 0.75" | no data
no data | 00-VFGS311 | no data | no data | no data | N2 PURGE ISOLATION | no data | FGS | PD-654 | no data | no data | Natural Gas | 0.75" | no data
no data | 00-VFGS312 | no data | no data | no data | N2 PURGE ISOLATION | no data | FGS | PD-654 | no data | no data | Natural Gas | 0.75" | no data
no data | 00-VFGS313 | no data | no data | no data | STEAM TURBINE BLDG 1 SUPPLY ISOLATION | no data | FGS | PD-654 | no data | no data | Natural Gas | 0.75" | no data
no data | 00-VFGS314 | no data | no data | no data | N2 PURGE ISOLATION | no data | FGS | PD-654 | no data | no data | Natural Gas | 0.75" | no data
no data | 00-VFGS315 | no data | no data | no data | STEAM TURBINE BLDG 2 SUPPLY ISOLATION | no data | FGS | PD-654 | no data | no data | Natural Gas | 0.75" | no data
no data | 00-VFGS316 | no data | no data | no data | N2 PURGE ISOLATION | no data | FGS | PD-654 | no data | no data | Natural Gas | 0.75" | no data
no data | 00-VFPS601 | no data | no data | no data | UNIT 1 NORTHEAST HYDRANT ISOLATION | no data | FPS | PD-471 | no data | no data | Water | 8" | no data
no data | 00-VFPS604 | no data | no data | no data | UNIT 1 EAST HYDRANT ISOLATION | no data | FPS | PD-471 | no data | no data | Water | 8" | no data
no data | 00-VFPS612 | no data | no data | no data | UNIT 1 ACC NORTHWEST HYDRANT ISOLATION | no data | FPS | PD-471 | no data | no data | Water | 8" | no data
no data | 00-VFPS615 | no data | no data | no data | AUX BOILER NORTH HYDRANT ISOLATION | no data | FPS | PD-471 | no data | no data | Water | 8" | no data
no data | 00-VFPS622 | no data | no data | no data | UNIT 1 ACC NORTHEAST HYDRANT ISOLATION | no data | FPS | PD-471 | no data | no data | Water | 8" | no data
no data | 00-VFPS625 | no data | no data | no data | UNIT 2 NORTHEAST HYDRANT ISOLATION | no data | FPS | PD-471 | no data | no data | Water | 8" | no data
no data | 00-VFPS635 | no data | no data | no data | FIRE WATER/SERVICE WATER TANK ISOLATION | no data | FPS | PD-390 | no data | no data | Water | 12" | no data
no data | 00-VFPS640 | no data | no data | no data | PARKING AREA HYDRANT ISOLATION | no data | FPS | PD-471 | no data | no data | Water | 8" | no data
no data | 00-VFPS642 | no data | no data | no data | UNIT 1 NORTH HYDRANT ISOLATION | no data | FPS | PD-471 | no data | no data | Water | 8" | no data
no data | 00-VFPS648 | no data | no data | no data | UNIT 2 ACC SOUTHWEST HYDRANT ISOLATION | no data | FPS | PD-471 | no data | no data | Water | 8" | no data
no data | 00-VFPS652 | no data | no data | no data | UNIT 2 EAST HYDRANT ISOLATION | no data | FPS | PD-471 | no data | no data | Water | 8" | no data
no data | 00-VFPS656 | no data | no data | no data | FIRE WATER/SERVICE WATER TANK ISOLATION | no data | FPS | PD-390 | no data | no data | Water | 14" | no data
no data | 00-VFPS670 | no data | no data | no data | UNIT 2 SOUTHEAST HYDRANT ISOLATION | no data | FPS | PD-471 | no data | no data | Water | 8" | no data
no data | 00-VFPS672 | no data | no data | no data | UNIT 1 ACC SOUTHWEST HYDRANT ISOLATION | no data | FPS | PD-471 | no data | no data | Water | 8" | no data
no data | 00-VFPS675 | no data | no data | no data | UNIT 2 ACC SOUTHEAST HYDRANT ISOLATION | no data | FPS | PD-471 | no data | no data | Water | 8" | no data
no data | 00-VFPS680 | no data | no data | no data | FIRE WATER/SERVICE WATER TANK ISOLATION | no data | FPS | PD-390 | no data | no data | Water | 12" | no data
no data | 00-VFPS682 | no data | no data | no data | UNIT 1 WEST HYDRANT ISOLATION | no data | FPS | PD-471 | no data | no data | Water | 8" | no data
no data | 00-VINA128 | no data | no data | no data | DRAIN | no data | INA | PD-558 | no data | no data | AIR | 0.75" | no data
no data | 00-VINA189 | no data | no data | no data | END USER ISOLATION | no data | INA | PD-558 | no data | no data | AIR | 0.75" | no data
no data | 00-VINA201 | no data | no data | no data | END USER ISOLATION | no data | INA | PD-561 | no data | no data | AIR | 0.75" | no data
no data | 00-VINA273 | no data | no data | no data | END USER ISOLATION | no data | INA | PD-556 | no data | no data | AIR | 0.75" | no data
no data | 00-VINA274 | no data | no data | no data | END USER ISOLATION | no data | INA | PD-556 | no data | no data | AIR | 0.75" | no data
no data | 00-VINA330 | no data | no data | no data | END USER ISOLATION | no data | INA | PD-558 | no data | no data | AIR | 0.75" | no data
no data | 00-VINA333 | no data | no data | no data | END USER ISOLATION | no data | INA | PD-554 | no data | no data | AIR | 0.75" | no data
no data | 00-VINA339 | no data | no data | no data | END USER ISOLATION | no data | INA | PD-558 | no data | no data | AIR | 0.75" | no data
no data | 00-VINA341 | no data | no data | no data | END USER ISOLATION | no data | INA | PD-558 | no data | no data | AIR | 0.75" | no data
no data | 00-VINA342 | no data | no data | no data | END USER ISOLATION | no data | INA | PD-558 | no data | no data | AIR | 0.75" | no data
no data | 00-VINA353 | no data | no data | no data | END USER ISOLATION | no data | INA | PD-558 | no data | no data | AIR | 0.75" | no data
no data | 00-VINA390 | no data | no data | no data | UNIT 2 PULSE AIR RECEIVER ISOLATION | no data | INA | PD-561 | no data | no data | AIR | 2.5" | no data
no data | 00-VINA391 | no data | no data | no data | UNIT 2 PULSE AIR RECEIVER ISOLATION | no data | INA | PD-561 | no data | no data | AIR | 2.5" | no data
no data | 00-VINA392 | no data | no data | no data | DRAIN | no data | INA | PD-561 | no data | no data | AIR | 0.75" | no data
no data | 00-VINA393 | no data | no data | no data | DRAIN | no data | INA | PD-561 | no data | no data | AIR | 0.75" | no data
no data | 00-VINA394 | no data | no data | no data | UNIT 2 PULSE AIR RECEIVER BYPASS | no data | INA | PD-561 | no data | no data | AIR | 2.5" | no data
no data | 00-VINA395 | no data | no data | no data | INSTRUMENT | no data | INA | PD-560 | no data | no data | AIR | 0.75" | no data
no data | 00-VINA396 | no data | no data | no data | UNIT 2 PULSE AIR RECEIVER DRAIN ISOLATION | no data | INA | PD-561 | no data | no data | AIR | 0.75" | no data
no data | 00-VINA397 | no data | no data | no data | UNIT 2 PULSE AIR RECEIVER AUTOMATED DRAIN BYPASS | no data | INA | PD-561 | no data | no data | AIR | 0.75" | no data
no data | 00-VINA403 | no data | no data | no data | UNIT 1 PULSE AIR RECEIVER BYPASS | no data | INA | PD-560 | no data | no data | AIR | 2.5" | no data
no data | 00-VINA404 | no data | no data | no data | UNIT 1 PULSE AIR RECEIVER ISOLATION | no data | INA | PD-560 | no data | no data | AIR | 2.5" | no data
no data | 00-VINA405 | no data | no data | no data | UNIT 1 PULSE AIR RECEIVER ISOLATION | no data | INA | PD-560 | no data | no data | AIR | 2.5" | no data
no data | 00-VINA406 | no data | no data | no data | DRAIN | no data | INA | PD-560 | no data | no data | AIR | 0.75" | no data
no data | 00-VINA407 | no data | no data | no data | DRAIN | no data | INA | PD-560 | no data | no data | AIR | 0.75" | no data
no data | 00-VINA408 | no data | no data | no data | UNIT 1 PULSE AIR RECEIVER DRAIN ISOLATION | no data | INA | PD-560 | no data | no data | AIR | 0.75" | no data
no data | 00-VINA409 | no data | no data | no data | UNIT 1 PULSE AIR RECEIVER AUTOMATED DRAIN BYPASS | no data | INA | PD-560 | no data | no data | AIR | 0.75" | no data
no data | 00-VINA410 | no data | no data | no data | INSTRUMENT | no data | INA | PD-561 | no data | no data | AIR | 0.75" | no data
no data | 00-VINA601 | no data | no data | no data | STUB-UP ISOLATION | no data | INA | PD-562 | no data | no data | AIR | 0.75" | no data
no data | 00-VINA603 | no data | no data | no data | STUB-UP ISOLATION | no data | INA | PD-562 | no data | no data | AIR | 1" | no data
no data | 00-VINA604 | no data | no data | no data | DRAIN | no data | INA | PD-556 | no data | no data | AIR | 0.75" | no data
no data | 00-VINA605 | no data | no data | no data | END USER ISOLATION | no data | INA | PD-553 | no data | no data | AIR | 0.75" | no data
no data | 00-VINA606 | no data | no data | no data | END USER ISOLATION | no data | INA | PD-553 | no data | no data | AIR | 0.75" | no data
no data | 00-VINA609 | no data | no data | no data | END USER ISOLATION | no data | INA | PD-556 | no data | no data | AIR | 0.75" | no data
no data | 00-VINA611 | no data | no data | no data | END USER ISOLATION | no data | INA | PD-556 | no data | no data | AIR | 1" | no data
no data | 00-VINA613 | no data | no data | no data | END USER ISOLATION | no data | INA | PD-556 | no data | no data | AIR | 0.75" | no data
no data | 00-VINA614 | no data | no data | no data | STUB-UP ISOLATION | no data | INA | PD-557 | no data | no data | AIR | 2" | no data
no data | 00-VINA615 | no data | no data | no data | DRAIN | no data | INA | PD-550 | no data | no data | AIR | 0.75" | no data
no data | 00-VINA616 | no data | no data | no data | END USER ISOLATION | no data | INA | PD-557 | no data | no data | AIR | 0.75" | no data
no data | 00-VINA617 | no data | no data | no data | END USER ISOLATION | no data | INA | PD-556 | no data | no data | AIR | 0.75" | no data
no data | 00-VINA618 | no data | no data | no data | DRAIN | no data | INA | PD-556 | no data | no data | AIR | 0.75" | no data
no data | 00-VINA619 | no data | no data | no data | DRAIN | no data | INA | PD-556 | no data | no data | AIR | 0.75" | no data
no data | 00-VINA620 | no data | no data | no data | STUB-UP ISOLATION | no data | INA | PD-557 | no data | no data | AIR | 0.75" | no data
no data | 00-VINA621 | no data | no data | no data | END USER ISOLATION | no data | INA | PD-556 | no data | no data | AIR | 0.75" | no data
no data | 00-VINA623 | no data | no data | no data | END USER ISOLATION | no data | INA | PD-556 | no data | no data | AIR | 0.75" | no data
no data | 00-VINA625 | no data | no data | no data | END USER ISOLATION | no data | INA | PD-556 | no data | no data | AIR | 0.75" | no data
no data | 00-VINA627 | no data | no data | no data | END USER ISOLATION | no data | INA | PD-556 | no data | no data | AIR | 0.75" | no data
no data | 00-VINA629 | no data | no data | no data | STUB-UP ISOLATION | no data | INA | PD-554 | no data | no data | AIR | 1" | no data
no data | 00-VINA631 | no data | no data | no data | WET AIR RECEIVER AUTOMATED DRAIN BYPASS | no data | INA | PD-550 | no data | no data | AIR | 0.75" | no data
no data | 00-VINA632 | no data | no data | no data | END USER ISOLATION | no data | INA | PD-556 | no data | no data | AIR | 0.75" | no data
no data | 00-VINA633 | no data | no data | no data | END USER ISOLATION | no data | INA | PD-554 | no data | no data | AIR | 0.75" | no data
no data | 00-VINA635 | no data | no data | no data | END USER ISOLATION | no data | INA | PD-554 | no data | no data | AIR | 0.75" | no data
no data | 00-VINA636 | no data | no data | no data | AIR COMPRESSOR 01A ISOLATION | no data | INA | PD-550 | no data | no data | AIR | 4" | no data
no data | 00-VINA637 | no data | no data | no data | END USER ISOLATION | no data | INA | PD-553 | no data | no data | AIR | 0.75" | no data
no data | 00-VINA639 | no data | no data | no data | END USER ISOLATION | no data | INA | PD-553 | no data | no data | AIR | 0.75" | no data
no data | 00-VINA643 | no data | no data | no data | END USER ISOLATION | no data | INA | PD-553 | no data | no data | AIR | 0.75" | no data
no data | 00-VINA644 | no data | no data | no data | TEMPORARY AIR COMPRESSOR CONNECTION ISOLATION | no data | INA | PD-550 | no data | no data | AIR | 4" | no data
no data | 00-VINA645 | no data | no data | no data | END USER ISOLATION | no data | INA | PD-555 | no data | no data | AIR | 0.75" | no data
no data | 00-VINA647 | no data | no data | no data | END USER ISOLATION | no data | INA | PD-555 | no data | no data | AIR | 0.75" | no data
no data | 00-VINA648 | no data | no data | no data | AIR COMPRESSOR 01B ISOLATION | no data | INA | PD-550 | no data | no data | AIR | 4" | no data
no data | 00-VINA649 | no data | no data | no data | DRY AIR RECEIVER DRAIN ISOLATION | no data | INA | PD-551 | no data | no data | AIR | 0.75" | no data
no data | 00-VINA651 | no data | no data | no data | END USER ISOLATION | no data | INA | PD-555 | no data | no data | AIR | 0.75" | no data
no data | 00-VINA652 | no data | no data | no data | DRAIN | no data | INA | PD-556 | no data | no data | AIR | 0.75" | no data
no data | 00-VINA653 | no data | no data | no data | END USER ISOLATION | no data | INA | PD-555 | no data | no data | AIR | 0.75" | no data
no data | 00-VINA655 | no data | no data | no data | STUB-UP ISOLATION | no data | INA | PD-554 | no data | no data | AIR | 2" | no data
no data | 00-VINA657 | no data | no data | no data | END USER ISOLATION | no data | INA | PD-554 | no data | no data | AIR | 0.75" | no data
no data | 00-VINA659 | no data | no data | no data | END USER ISOLATION | no data | INA | PD-554 | no data | no data | AIR | 0.75" | no data
no data | 00-VINA660 | no data | no data | no data | WET AIR RECEIVER ISOLATION | no data | INA | PD-550 | no data | no data | AIR | 4" | no data
no data | 00-VINA661 | no data | no data | no data | END USER ISOLATION | no data | INA | PD-554 | no data | no data | AIR | 0.75" | no data
no data | 00-VINA662 | no data | no data | no data | WET AIR RECEIVER BYPASS | no data | INA | PD-550 | no data | no data | AIR | 4" | no data
no data | 00-VINA663 | no data | no data | no data | STUB-UP ISOLATION | no data | INA | PD-554 | no data | no data | AIR | 0.75" | no data
no data | 00-VINA664 | no data | no data | no data | WET AIR RECEIVER DRAIN ISOLATION | no data | INA | PD-550 | no data | no data | AIR | 0.75" | no data
no data | 00-VINA665 | no data | no data | no data | END USER ISOLATION | no data | INA | PD-557 | no data | no data | AIR | 0.75" | no data
no data | 00-VINA666 | no data | no data | no data | INSTRUMENT | no data | INA | PD-551 | no data | no data | AIR | 0.75" | no data
no data | 00-VINA668 | no data | no data | no data | DRY AIR RECEIVER ISOLATION | no data | INA | PD-551 | no data | no data | AIR | 4" | no data
no data | 00-VINA669 | no data | no data | no data | STUB-UP ISOLATION | no data | INA | PD-557 | no data | no data | AIR | 0.75" | no data
no data | 00-VINA670 | no data | no data | no data | DRAIN | no data | INA | PD-550 | no data | no data | AIR | 0.75" | no data
no data | 00-VINA671 | no data | no data | no data | END USER ISOLATION | no data | INA | PD-557 | no data | no data | AIR | 0.75" | no data
no data | 00-VINA672 | no data | no data | no data | INSTRUMENT | no data | INA | PD-550 | no data | no data | AIR | 0.75" | no data
no data | 00-VINA673 | no data | no data | no data | DRAIN | no data | INA | PD-556 | no data | no data | AIR | 0.75" | no data
no data | 00-VINA674 | no data | no data | no data | WET AIR RECEIVER ISOLATION | no data | INA | PD-550 | no data | no data | AIR | 4" | no data
no data | 00-VINA675 | no data | no data | no data | DRAIN | no data | INA | PD-551 | no data | no data | AIR | 0.75" | no data
no data | 00-VINA676 | no data | no data | no data | DRAIN | no data | INA | PD-551 | no data | no data | AIR | 0.75" | no data
no data | 00-VINA677 | no data | no data | no data | END USER ISOLATION | no data | INA | PD-557 | no data | no data | AIR | 0.75" | no data
no data | 00-VINA678 | no data | no data | no data | DRY AIR RECEIVER ISOLATION | no data | INA | PD-551 | no data | no data | AIR | 4" | no data
no data | 00-VINA680 | no data | no data | no data | INSTRUMENT | no data | INA | PD-551 | no data | no data | AIR | 0.75" | no data
no data | 00-VINA681 | no data | no data | no data | END USER ISOLATION | no data | INA | PD-557 | no data | no data | AIR | 0.75" | no data
no data | 00-VINA682 | no data | no data | no data | DRY AIR RECEIVER AUTOMATED DRAIN BYPASS | no data | INA | PD-551 | no data | no data | AIR | 0.75" | no data
no data | 00-VINA683 | no data | no data | no data | END USER ISOLATION | no data | INA | PD-552 | no data | no data | AIR | 0.75" | no data
no data | 00-VINA684 | no data | no data | no data | END USER ISOLATION | no data | INA | PD-552 | no data | no data | AIR | 0.75" | no data
no data | 00-VINA685 | no data | no data | no data | STUB-UP ISOLATION | no data | INA | PD-552 | no data | no data | AIR | 0.75" | no data
no data | 00-VINA686 | no data | no data | no data | DRAIN | no data | INA | PD-550 | no data | no data | AIR | 0.75" | no data
no data | 00-VINA687 | no data | no data | no data | STUB-UP ISOLATION | no data | INA | PD-552 | no data | no data | AIR | 0.75" | no data
no data | 00-VINA688 | no data | no data | no data | DRAIN | no data | INA | PD-550 | no data | no data | AIR | 0.75" | no data
no data | 00-VINA689 | no data | no data | no data | STUB-UP ISOLATION | no data | INA | PD-552 | no data | no data | AIR | 0.75" | no data
no data | 00-VINA690 | no data | no data | no data | DRAIN | no data | INA | PD-550 | no data | no data | AIR | 0.75" | no data
no data | 00-VINA691 | no data | no data | no data | STUB-UP ISOLATION | no data | INA | PD-552 | no data | no data | AIR | 1" | no data
no data | 00-VINA692 | no data | no data | no data | DRAIN | no data | INA | PD-550 | no data | no data | AIR | 0.75" | no data
no data | 00-VINA693 | no data | no data | no data | DRAIN | no data | INA | PD-550 | no data | no data | AIR | 0.75" | no data
no data | 00-VINA694 | no data | no data | no data | DRAIN | no data | INA | PD-551 | no data | no data | AIR | 0.75" | no data
no data | 00-VINA695 | no data | no data | no data | END USER ISOLATION | no data | INA | PD-553 | no data | no data | AIR | 0.75" | no data
no data | 00-VINA696 | no data | no data | no data | DRY AIR RECEIVER BYPASS | no data | INA | PD-551 | no data | no data | AIR | 4" | no data
no data | 00-VINA697 | no data | no data | no data | END USER ISOLATION | no data | INA | PD-557 | no data | no data | AIR | 0.75" | no data
no data | 00-VINA698 | no data | no data | no data | STUB-UP ISOLATION | no data | INA | PD-557 | no data | no data | AIR | 0.75" | no data
no data | 00-VINA699 | no data | no data | no data | END USER ISOLATION | no data | INA | PD-557 | no data | no data | AIR | 0.75" | no data
no data | 00-VINA702 | no data | no data | no data | END USER ISOLATION | no data | INA | PD-553 | no data | no data | AIR | 0.75" | no data
no data | 00-VINA703 | no data | no data | no data | END USER ISOLATION | no data | INA | PD-553 | no data | no data | AIR | 0.75" | no data
no data | 00-VINA704 | no data | no data | no data | END USER ISOLATION | no data | INA | PD-553 | no data | no data | AIR | 0.75" | no data
no data | 00-VINA706 | no data | no data | no data | STUB-UP ISOLATION | no data | INA | PD-556 | no data | no data | AIR | 1" | no data
no data | 00-VINA716 | no data | no data | no data | DRAIN | no data | INA | PD-551 | no data | no data | AIR | 0.75" | no data
no data | 00-VINA718 | no data | no data | no data | DRAIN | no data | INA | PD-553 | no data | no data | AIR | 0.75" | no data
no data | 00-VINA719 | no data | no data | no data | DRAIN | no data | INA | PD-553 | no data | no data | AIR | 0.75" | no data
no data | 00-VINA720 | no data | no data | no data | END USER ISOLATION | no data | INA | PD-554 | no data | no data | AIR | 0.75" | no data
no data | 00-VINA721 | no data | no data | no data | END USER ISOLATION | no data | INA | PD-554 | no data | no data | AIR | 0.75" | no data
no data | 00-VINA722 | no data | no data | no data | STUB-UP ISOLATION | no data | INA | PD-554 | no data | no data | AIR | 1" | no data
no data | 00-VINA723 | no data | no data | no data | END USER ISOLATION | no data | INA | PD-554 | no data | no data | AIR | 1" | no data
no data | 00-VINA725 | no data | no data | no data | END USER ISOLATION | no data | INA | PD-554 | no data | no data | AIR | 1" | no data
no data | 00-VINA726 | no data | no data | no data | STUB-UP ISOLATION | no data | INA | PD-554 | no data | no data | AIR | 1" | no data
no data | 00-VINA728 | no data | no data | no data | END USER ISOLATION | no data | INA | PD-558 | no data | no data | AIR | 0.75" | no data
no data | 00-VINA729 | no data | no data | no data | DRAIN | no data | INA | PD-553 | no data | no data | AIR | 0.75" | no data
no data | 00-VINA730 | no data | no data | no data | STUB-UP ISOLATION | no data | INA | PD-554 | no data | no data | AIR | 1" | no data
no data | 00-VINA731 | no data | no data | no data | STUB-UP ISOLATION | no data | INA | PD-553 | no data | no data | AIR | 1" | no data
no data | 00-VINA732 | no data | no data | no data | STUB-UP ISOLATION | no data | INA | PD-553 | no data | no data | AIR | 1" | no data
no data | 00-VINA733 | no data | no data | no data | STUB-UP ISOLATION | no data | INA | PD-553 | no data | no data | AIR | 1" | no data
no data | 00-VINA734 | no data | no data | no data | DRAIN | no data | INA | PD-553 | no data | no data | AIR | 0.75" | no data
no data | 00-VINA735 | no data | no data | no data | END USER ISOLATION | no data | INA | PD-553 | no data | no data | AIR | 1" | no data
no data | 00-VINA736 | no data | no data | no data | END USER ISOLATION | no data | INA | PD-553 | no data | no data | AIR | 1" | no data
no data | 00-VINA737 | no data | no data | no data | END USER ISOLATION | no data | INA | PD-553 | no data | no data | AIR | 1" | no data
no data | 00-VINA738 | no data | no data | no data | STUB-UP ISOLATION | no data | INA | PD-553 | no data | no data | AIR | 0.75" | no data
no data | 00-VINA739 | no data | no data | no data | END USER ISOLATION | no data | INA | PD-553 | no data | no data | AIR | 1" | no data
no data | 00-VINA740 | no data | no data | no data | STUB-UP ISOLATION | no data | INA | PD-553 | no data | no data | AIR | 1" | no data
no data | 00-VINA741 | no data | no data | no data | END USER ISOLATION | no data | INA | PD-553 | no data | no data | AIR | 1" | no data
no data | 00-VINA742 | no data | no data | no data | END USER ISOLATION | no data | INA | PD-553 | no data | no data | AIR | 1" | no data
no data | 00-VINA743 | no data | no data | no data | END USER ISOLATION | no data | INA | PD-553 | no data | no data | AIR | 1" | no data
no data | 00-VINA744 | no data | no data | no data | DRAIN | no data | INA | PD-553 | no data | no data | AIR | 0.75" | no data
no data | 00-VINA747 | no data | no data | no data | STUB-UP ISOLATION | no data | INA | PD-554 | no data | no data | AIR | 2.5" | no data
no data | 00-VINA749 | no data | no data | no data | DRAIN | no data | INA | PD-554 | no data | no data | AIR | 0.75" | no data
no data | 00-VINA766 | no data | no data | no data | STUB-UP ISOLATION | no data | INA | PD-562 | no data | no data | AIR | 0.75" | no data
no data | 00-VINA767 | no data | no data | no data | DRAIN | no data | INA | PD-558 | no data | no data | AIR | 0.75" | no data
no data | 00-VINA772 | no data | no data | no data | DRAIN | no data | INA | PD-553 | no data | no data | AIR | 0.75" | no data
no data | 00-VINA792 | no data | no data | no data | STUB-UP ISOLATION | no data | INA | PD-557 | no data | no data | AIR | 2.5" | no data
no data | 00-VINA805 | no data | no data | no data | STUB-UP ISOLATION | no data | INA | PD-556 | no data | no data | AIR | 1" | no data
no data | 00-VINA806 | no data | no data | no data | STUB-UP ISOLATION | no data | INA | PD-556 | no data | no data | AIR | 1" | no data
no data | 00-VINA807 | no data | no data | no data | STUB-UP ISOLATION | no data | INA | PD-556 | no data | no data | AIR | 0.75" | no data
no data | 00-VINA808 | no data | no data | no data | STUB-UP ISOLATION | no data | INA | PD-556 | no data | no data | AIR | 1" | no data
no data | 00-VINA809 | no data | no data | no data | STUB-UP ISOLATION | no data | INA | PD-556 | no data | no data | AIR | 1" | no data
no data | 00-VINA810 | no data | no data | no data | END USER ISOLATION | no data | INA | PD-556 | no data | no data | AIR | 1" | no data
no data | 00-VINA811 | no data | no data | no data | STUB-UP ISOLATION | no data | INA | PD-556 | no data | no data | AIR | 1" | no data
no data | 00-VINA812 | no data | no data | no data | DRAIN | no data | INA | PD-550 | no data | no data | AIR | 0.75" | no data
no data | 00-VINA816 | no data | no data | no data | END USER ISOLATION | no data | INA | PD-556 | no data | no data | AIR | 0.75" | no data
no data | 00-VINA817 | no data | no data | no data | END USER ISOLATION | no data | INA | PD-556 | no data | no data | AIR | 1" | no data
no data | 00-VINA820 | no data | no data | no data | END USER ISOLATION | no data | INA | PD-556 | no data | no data | AIR | 1" | no data
no data | 00-VINA824 | no data | no data | no data | END USER ISOLATION | no data | INA | PD-554 | no data | no data | AIR | 1" | no data
no data | 00-VPDR600 | no data | no data | no data | AMMONIA CONTAINMENT ISOLATION | no data | PDR | PD-974 | no data | no data | OIL/WATER | 4" | no data
no data | 00-VPDR601 | no data | no data | no data | FUEL GAS CONTAINMENT ISOLATION | no data | PDR | PD-974 | no data | no data | OIL/WATER | 4" | no data
no data | 00-VPDR602 | no data | no data | no data | WATER TREATMENT TRENCH ISOLATION | no data | PDR | PD-974 | no data | no data | OIL/WATER | 4" | no data
no data | 00-VPDR603 | no data | no data | no data | TRANSFORMER CONTAINMENT ISOLATION | no data | PDR | PD-974 | no data | no data | OIL/WATER | 4" | no data
no data | 00-VPDR604 | no data | no data | no data | SUMP PUMP CHECK VALVE | no data | PDR | PD-975 | no data | no data | Water | 2" | no data
no data | 00-VPDR605 | no data | no data | no data | SUMP PUMP ISOLATION | no data | PDR | PD-975 | no data | no data | Water | 2" | no data
no data | 00-VPDR606 | no data | no data | no data | SUMP PUMP CHECK VALVE | no data | PDR | PD-975 | no data | no data | Water | 2" | no data
no data | 00-VPDR607 | no data | no data | no data | SUMP PUMP ISOLATION | no data | PDR | PD-975 | no data | no data | Water | 2" | no data
no data | 00-VPDR608 | no data | no data | no data | SUMP PUMP CHECK VALVE | no data | PDR | PD-975 | no data | no data | Water | 2" | no data
no data | 00-VPDR609 | no data | no data | no data | SUMP PUMP ISOLATION | no data | PDR | PD-975 | no data | no data | Water | 2" | no data
no data | 00-VPDR610 | no data | no data | no data | SUMP PUMP CHECK VALVE | no data | PDR | PD-975 | no data | no data | Water | 2" | no data
no data | 00-VPDR611 | no data | no data | no data | SUMP PUMP ISOLATION | no data | PDR | PD-975 | no data | no data | Water | 2" | no data
no data | 00-VPWS061 | no data | no data | no data | ISOLATE CONSTRUCTION | no data | PWS | PD-400 | no data | no data | Water | 3" | no data
no data | 00-VPWS063 | no data | no data | no data | ISOLATE PERMANENT TIE-IN | no data | PWS | PD-400 | no data | no data | Water | 12" | no data
no data | 00-VPWS601 | no data | no data | no data | VENT | no data | PWS | PD-400 | no data | no data | Water | 0.75" | no data
no data | 00-VPWS605 | no data | no data | no data | ADMIN BUILDING ISOLATION | no data | PWS | PD-400 | no data | no data | Water | 2" | no data
no data | 00-VPWS611 | no data | no data | no data | ISOLATION VALVE FOR EWS 611 | no data | PWS | PD-402 | no data | no data | Water | 1.25" | no data
no data | 00-VPWS612 | no data | no data | no data | ISOLATION VALVE FOR EWS 612 | no data | PWS | PD-402 | no data | no data | Water | 1.25" | no data
no data | 00-VPWS613 | no data | no data | no data | ISOLATION VALVE FOR EWS 613 | no data | PWS | PD-402 | no data | no data | Water | 1.25" | no data
no data | 00-VPWS614 | no data | no data | no data | ISOLATION VALVE FOR EWS 614 | no data | PWS | PD-402 | no data | no data | Water | 1.25" | no data
no data | 00-VPWS615 | no data | no data | no data | ISOLATION VALVE FOR EWS 615 | no data | PWS | PD-402 | no data | no data | Water | 1.25" | no data
no data | 00-VPWS616 | no data | no data | no data | ISOLATION VALVE FOR EWS 616 | no data | PWS | PD-402 | no data | no data | Water | 1.25" | no data
no data | 00-VPWS617 | no data | no data | no data | ISOLATION VALVE FOR EWS 617 | no data | PWS | PD-402 | no data | no data | Water | 1.25" | no data
no data | 00-VPWS618 | no data | no data | no data | ISOLATION VALVE FOR EWS 618 | no data | PWS | PD-402 | no data | no data | Water | 1.25" | no data
no data | 00-VPWS619 | no data | no data | no data | ISOLATION VALVE FOR EWS 619 | no data | PWS | PD-402 | no data | no data | Water | 1.25" | no data
no data | 00-VPWS620 | no data | no data | no data | ISOLATION VALVE FOR EWS 620 | no data | PWS | PD-402 | no data | no data | Water | 1.25" | no data
no data | 00-VPWS621 | no data | no data | no data | ISOLATION VALVE FOR EWS 621 | no data | PWS | PD-402 | no data | no data | Water | 1.25" | no data
no data | 00-VPWS622 | no data | no data | no data | ISOLATION VALVE FOR EWE 622 | no data | PWS | PD-402 | no data | no data | Water | 1" | no data
no data | 00-VPWS623 | no data | no data | no data | ISOLATION VALVE FOR EWS 623 | no data | PWS | PD-402 | no data | no data | Water | 1.25" | no data
no data | 00-VPWS624 | no data | no data | no data | ISOLATION VALVE FOR EWS 624 & 628 | no data | PWS | PD-402 | no data | no data | Water | 1.25" | no data
no data | 00-VPWS625 | no data | no data | no data | ISOLATION VALVE FOR EWE 625 | no data | PWS | PD-402 | no data | no data | Water | 1" | no data
no data | 00-VPWS626 | no data | no data | no data | ISOLATION VALVE FOR EWS 626 | no data | PWS | PD-402 | no data | no data | Water | 1.25" | no data
no data | 00-VSDR600 | no data | no data | no data | FORCE MAIN ISOLATION FROM TEMPORARY LIFT STATION | no data | SDR | PD-950 | no data | no data | Water | 3" | no data
no data | 00-VSDR601 | no data | no data | no data | TEMPORARY LIFT STATION BRANCH ISOLATION | no data | SDR | PD-950 | no data | no data | Water | 3" | no data
no data | 00-VSMP108 | no data | no data | no data | AUX STEAM SAMPLE LINE DRAIN VALVE | no data | SMP | PD-501 | no data | no data | Steam/Water | 0.5" | no data
no data | 00-VSMP109 | no data | no data | no data | AUX STEAM SAMPLE LINE DRAIN VALVE | no data | SMP | PD-501 | no data | no data | Steam/Water | 0.5" | no data
no data | 00-VSWS554 | no data | no data | no data | INSTRUMENTATION | no data | SWS | PD-121 | no data | no data | Water | 0.5" | no data
no data | 00-VSWS556 | no data | no data | no data | INSTRUMENTATION | no data | SWS | PD-121 | no data | no data | Water | 0.5" | no data
no data | 00-VSWS601 | no data | no data | no data | UTS ISOLATION | no data | SWS | PD-392 | no data | no data | Water | 1" | no data
no data | 00-VSWS602 | no data | no data | no data | SWS TANK ISOLATION | no data | SWS | PD-390 | no data | no data | Water | 3" | no data
no data | 00-VSWS603 | no data | no data | no data | UTS ISOLATION | no data | SWS | PD-392 | no data | no data | Water | 1" | no data
no data | 00-VSWS604 | no data | no data | no data | INSTRUMENTATION | no data | SWS | PD-390 | no data | no data | Water | 2" | no data
no data | 00-VSWS605 | no data | no data | no data | SWS TANK ISOLATION - PUMP RECIRC | no data | SWS | PD-390 | no data | no data | Water | 6" | no data
no data | 00-VSWS606 | no data | no data | no data | INSTRUMENTATION | no data | SWS | PD-390 | no data | no data | Water | 2" | no data
no data | 00-VSWS607 | no data | no data | no data | UTS ISOLATION | no data | SWS | PD-392 | no data | no data | Water | 1" | no data
no data | 00-VSWS608 | no data | no data | no data | INSTRUMENTATION | no data | SWS | PD-391 | no data | no data | Water | 0.75" | no data
no data | 00-VSWS609 | no data | no data | no data | UTS ISOLATION | no data | SWS | PD-392 | no data | no data | Water | 1" | no data
no data | 00-VSWS610 | no data | no data | no data | SWS TANK DRAIN | no data | SWS | PD-390 | no data | no data | Water | 6" | no data
no data | 00-VSWS611 | no data | no data | no data | UTS ISOLATION | no data | SWS | PD-392 | no data | no data | Water | 1" | no data
no data | 00-VSWS612 | no data | no data | no data | SWS TANK ISOLATION | no data | SWS | PD-390 | no data | no data | Water | 10" | no data
no data | 00-VSWS613 | no data | no data | no data | UTS ISOLATION | no data | SWS | PD-392 | no data | no data | Water | 1" | no data
no data | 00-VSWS614 | no data | no data | no data | UTS ISOLATION | no data | SWS | PD-392 | no data | no data | Water | 1" | no data
no data | 00-VSWS615 | no data | no data | no data | SWS TANK ISOLATION | no data | SWS | PD-390 | no data | no data | Water | 12" | no data
no data | 00-VSWS616 | no data | no data | no data | BEARING FLUSH ISOLATION | no data | SWS | PD-393 | no data | no data | Water | 1" | no data
no data | 00-VSWS617 | no data | no data | no data | UTS ISOLATION | no data | SWS | PD-392 | no data | no data | Water | 1" | no data
no data | 00-VSWS618 | no data | no data | no data | SWS TANK ISOLATION - PUMP SUCTION | no data | SWS | PD-390 | no data | no data | Water | 10" | no data
no data | 00-VSWS619 | no data | no data | no data | DRAIN | no data | SWS | PD-961 | no data | no data | Water | 0.75" | no data
no data | 00-VSWS620 | no data | no data | no data | VENT | no data | SWS | PD-961 | no data | no data | Water | 0.75" | no data
no data | 00-VSWS621 | no data | no data | no data | UTS ISOLATION | no data | SWS | PD-392 | no data | no data | Water | 1" | no data
no data | 00-VSWS622 | no data | no data | no data | POTABLE WATER MAKEUP CV BYPASS | no data | SWS | PD-390 | no data | no data | Water | 4" | no data
no data | 00-VSWS623 | no data | no data | no data | UTS ISOLATION | no data | SWS | PD-392 | no data | no data | Water | 1" | no data
no data | 00-VSWS624 | no data | no data | no data | POTABLE WATER MAKEUP CV ISOLATION | no data | SWS | PD-390 | no data | no data | Water | 6" | no data
no data | 00-VSWS625 | no data | no data | no data | UTS ISOLATION | no data | SWS | PD-392 | no data | no data | Water | 1" | no data
no data | 00-VSWS626 | no data | no data | no data | VENT | no data | SWS | PD-121 | no data | no data | Water | 0.75" | no data
no data | 00-VSWS627 | no data | no data | no data | UTS ISOLATION | no data | SWS | PD-392 | no data | no data | Water | 1" | no data
no data | 00-VSWS629 | no data | no data | no data | UTS ISOLATION | no data | SWS | PD-393 | no data | no data | Water | 1" | no data
no data | 00-VSWS630 | no data | no data | no data | SERVICE WATER TO WASTEWATER SUMP | no data | SWS | PD-961 | no data | no data | Water | 4" | no data
no data | 00-VSWS633 | no data | no data | no data | UTS ISOLATION | no data | SWS | PD-393 | no data | no data | Water | 1" | no data
no data | 00-VSWS635 | no data | no data | no data | UTS ISOLATION | no data | SWS | PD-393 | no data | no data | Water | 1" | no data
no data | 00-VSWS637 | no data | no data | no data | UTS ISOLATION | no data | SWS | PD-394 | no data | no data | Water | 1" | no data
no data | 00-VSWS639 | no data | no data | no data | UTS ISOLATION | no data | SWS | PD-393 | no data | no data | Water | 1" | no data
no data | 00-VSWS649 | no data | no data | no data | UTS ISOLATION | no data | SWS | PD-393 | no data | no data | Water | 1" | no data
no data | 00-VSWS651 | no data | no data | no data | UTS ISOLATION | no data | SWS | PD-393 | no data | no data | Water | 1" | no data
no data | 00-VSWS653 | no data | no data | no data | UTS ISOLATION | no data | SWS | PD-393 | no data | no data | Water | 1" | no data
no data | 00-VSWS654 | no data | no data | no data | UTS ISOLATION | no data | SWS | PD-394 | no data | no data | Water | 1" | no data
no data | 00-VSWS655 | no data | no data | no data | UTS ISOLATION | no data | SWS | PD-393 | no data | no data | Water | 1" | no data
no data | 00-VSWS657 | no data | no data | no data | UTS ISOLATION | no data | SWS | PD-393 | no data | no data | Water | 1" | no data
no data | 00-VSWS659 | no data | no data | no data | UTS ISOLATION | no data | SWS | PD-393 | no data | no data | Water | 1" | no data
no data | 00-VSWS661 | no data | no data | no data | UTS ISOLATION | no data | SWS | PD-393 | no data | no data | Water | 1" | no data
no data | 00-VSWS663 | no data | no data | no data | UTS ISOLATION | no data | SWS | PD-393 | no data | no data | Water | 1" | no data
no data | 00-VSWS665 | no data | no data | no data | UTS ISOLATION | no data | SWS | PD-394 | no data | no data | Water | 1" | no data
no data | 00-VSWS667 | no data | no data | no data | UTS ISOLATION | no data | SWS | PD-394 | no data | no data | Water | 1" | no data
no data | 00-VSWS668 | no data | no data | no data | INSTRUMENTATION | no data | SWS | PD-391 | no data | no data | Water | 0.75" | no data
no data | 00-VSWS669 | no data | no data | no data | UTS ISOLATION | no data | SWS | PD-394 | no data | no data | Water | 1" | no data
no data | 00-VSWS671 | no data | no data | no data | UTS ISOLATION | no data | SWS | PD-394 | no data | no data | Water | 1" | no data
no data | 00-VSWS672 | no data | no data | no data | RECIRC CV ISOLATION | no data | SWS | PD-391 | no data | no data | Water | 6" | no data
no data | 00-VSWS673 | no data | no data | no data | UTS ISOLATION | no data | SWS | PD-394 | no data | no data | Water | 1" | no data
no data | 00-VSWS676 | no data | no data | no data | RECIRC CV ISOLATION | no data | SWS | PD-391 | no data | no data | Water | 6" | no data
no data | 00-VSWS677 | no data | no data | no data | UTS ISOLATION | no data | SWS | PD-394 | no data | no data | Water | 1" | no data
no data | 00-VSWS679 | no data | no data | no data | UTS ISOLATION | no data | SWS | PD-395 | no data | no data | Water | 1" | no data
no data | 00-VSWS680 | no data | no data | no data | RECIRC CV BYPASS | no data | SWS | PD-391 | no data | no data | Water | 4" | no data
no data | 00-VSWS681 | no data | no data | no data | UTS ISOLATION | no data | SWS | PD-394 | no data | no data | Water | 1" | no data
no data | 00-VSWS682 | no data | no data | no data | VENT | no data | SWS | PD-391 | no data | no data | Water | 0.75" | no data
no data | 00-VSWS683 | no data | no data | no data | UTS ISOLATION | no data | SWS | PD-393 | no data | no data | Water | 1" | no data
no data | 00-VSWS684 | no data | no data | no data | UTS ISOLATION | no data | SWS | PD-394 | no data | no data | Water | 1" | no data
no data | 00-VSWS685 | no data | no data | no data | UTS ISOLATION | no data | SWS | PD-394 | no data | no data | Water | 1" | no data
no data | 00-VSWS686 | no data | no data | no data | DRAIN | no data | SWS | PD-391 | no data | no data | Water | 0.75" | no data
no data | 00-VSWS687 | no data | no data | no data | UTS ISOLATION | no data | SWS | PD-394 | no data | no data | Water | 1" | no data
no data | 00-VSWS689 | no data | no data | no data | UTS ISOLATION | no data | SWS | PD-394 | no data | no data | Water | 1" | no data
no data | 00-VSWS690 | no data | no data | no data | SWS TANK ISOLATION | no data | SWS | PD-390 | no data | no data | Water | 8" | no data
no data | 00-VSWS691 | no data | no data | no data | UTS ISOLATION | no data | SWS | PD-394 | no data | no data | Water | 1" | no data
no data | 00-VSWS692 | no data | no data | no data | DRAIN | no data | SWS | PD-390 | no data | no data | Water | 0.75" | no data
no data | 00-VSWS694 | no data | no data | no data | POTABLE WATER MAKEUP CV ISOLATION | no data | SWS | PD-390 | no data | no data | Water | 6" | no data
no data | 00-VSWS695 | no data | no data | no data | UTS ISOLATION | no data | SWS | PD-394 | no data | no data | Water | 1" | no data
no data | 00-VSWS696 | no data | no data | no data | SWS TANK ISOLATION - POTABLE MAKEUP | no data | SWS | PD-390 | no data | no data | Water | 6" | no data
no data | 00-VSWS697 | no data | no data | no data | UTS ISOLATION | no data | SWS | PD-394 | no data | no data | Water | 1" | no data
no data | 00-VSWS698 | no data | no data | no data | UTS ISOLATION | no data | SWS | PD-395 | no data | no data | Water | 1" | no data
no data | 00-VSWS699 | no data | no data | no data | UTS ISOLATION | no data | SWS | PD-394 | no data | no data | Water | 1" | no data
no data | 00-VWDR601 | no data | no data | no data | INSTRUMENT ISOLATION | no data | WDR | PD-961 | no data | no data | Water | 0.75" | no data
no data | 00-VWDR602 | no data | no data | no data | INSTRUMENT ISOLATION | no data | WDR | PD-961 | no data | no data | Water | 0.5" | no data
no data | 00-VWDR603 | no data | no data | no data | INSTRUMENT ISOLATION | no data | WDR | PD-961 | no data | no data | Water | 0.5" | no data
no data | 00-VWDR604 | no data | no data | no data | FREE CHLORINE SAMPLE ISOLATION | no data | WDR | PD-961 | no data | no data | Water | 1" | no data
no data | 00-VWDR605 | no data | no data | no data | FREE CHLORINE SAMPLE RETURN ISOLATION | no data | WDR | PD-961 | no data | no data | Water | 1" | no data
no data | 00-VWDR633 | no data | no data | no data | WASTEWATER SUMP PUMP B CHECK VALVE | no data | WDR | PD-961 | no data | no data | Water | 10" | no data
no data | 00-VWDR635 | no data | no data | no data | WASTEWATER SUMP PUMP B ISOLATION | no data | WDR | PD-961 | no data | no data | Water | 10" | no data
no data | 00-VWDR673 | no data | no data | no data | WASTEWATER SUMP PUMP A CHECK VALVE | no data | WDR | PD-961 | no data | no data | Water | 10" | no data
no data | 00-VWDR674 | no data | no data | no data | WASTEWATER SUMP PUMP A ISOLATION | no data | WDR | PD-961 | no data | no data | Water | 10" | no data
no data | 00-YV-BDN301 | no data | no data | no data | BLOWDOWN DISCHARGE CONTROL VALVE TO SWS TANK | no data | BDN | PD-091 | no data | no data | Water | 8" | no data
no data | 00-YV-BDN321 | no data | no data | no data | BLOWDOWN DISCHARGE CONTROL VALVE TO WDR SUMP | no data | BDN | PD-091 | no data | no data | Water | 6" | no data
no data | 00-YV-DWT115 | no data | no data | no data | DEMIN SYSTEM EFFLUENT ON/OFF VALVE | no data | DWT | PD-377 | no data | no data | Water | 4" | no data
no data | 00-YV-DWT125 | no data | no data | no data | DEMIN DUMP DIVERT VALVE | no data | DWT | PD-377 | no data | no data | Water | 4" | no data
no data | 01-FCV-BFW147 | no data | no data | no data | BFP A MIN RECIRC CV | no data | BFW | PD-061A | no data | no data | Water | 3" | no data
no data | 01-FCV-BFW187 | no data | no data | no data | BFP B MIN RECIRC CV | no data | BFW | PD-061A | no data | no data | Water | 3" | no data
no data | 01-FCV-BFW343 | no data | no data | no data | CT TCA COOLER BFW TCV TO HRSG | no data | BFW | PD-063A | no data | no data | Water | 4" | no data
no data | 01-FCV-BFW359 | no data | no data | no data | CT TCA COOLER BFW TCV RECIRC TO ACC | no data | BFW | PD-063A | no data | no data | Water | 3" | no data
no data | 01-FCV-BFW459 | no data | no data | no data | FG HX BFW FCV TO LP ECON | no data | BFW | PD-064A | no data | no data | Water | 2" | no data
no data | 01-FCV-BFW475 | no data | no data | no data | FG HX BFW FCV RECIRC TO ACC | no data | BFW | PD-064A | no data | no data | Water | 2" | no data
no data | 01-FCV-CND331 | no data | no data | no data | CONDENSATE MINIMUM RECIRC VALVE | no data | CND | PD-053A | no data | no data | Water | 6" | no data
no data | 01-LCV-DWS715 | no data | no data | no data | CONDENSER MAKEUP LEVEL CONTROL | no data | DWS | PD-050A | no data | no data | Water | 2" | no data
no data | 01-LV-CRH109 | no data | no data | no data | DRIP LEG DRAIN - AUTOMATED | no data | CRH | PD-030A | no data | no data | Steam | 2" | no data
no data | 01-LV-CRH110 | no data | no data | no data | DRIP LEG DRAIN - AUTOMATED | no data | CRH | PD-030A | no data | no data | Steam | 2" | no data
no data | 01-LV-CRH125 | no data | no data | no data | DRIP LEG DRAIN - AUTOMATED | no data | CRH | PD-031A | no data | no data | Steam | 2" | no data
no data | 01-LV-LPS115 | no data | no data | no data | DRIP LEG DRAIN - AUTOMATED | no data | LPS | PD-040A | no data | no data | Steam | 2" | no data
no data | 01-LV-LPS123 | no data | no data | no data | DRIP LEG DRAIN - AUTOMATED | no data | LPS | PD-041A | no data | no data | Steam | 2" | no data
no data | 01-MOV-AXS321 | no data | no data | no data | UNIT 1 ISOLATION | no data | AXS | PD-123A | no data | no data | Steam | 6" | no data
no data | 01-MOV-BFW139 | no data | no data | no data | BFP A IP DISCHARGE ISOLATION MOV | no data | BFW | PD-060A | no data | no data | Water | 6" | no data
no data | 01-MOV-BFW145 | no data | no data | no data | BFP A HP DISCHARGE ISOLATION MOV | no data | BFW | PD-061A | no data | no data | Water | 10" | no data
no data | 01-MOV-BFW179 | no data | no data | no data | BFP B IP DISCHARGE ISOLATION MOV | no data | BFW | PD-060A | no data | no data | Water | 6" | no data
no data | 01-MOV-BFW185 | no data | no data | no data | BFP B HP DISCHARGE ISOLATION MOV | no data | BFW | PD-061A | no data | no data | Water | 10" | no data
no data | 01-MOV-CND201 | no data | no data | no data | CONDENSATE IRON FILTER AUTOMATIC ISOLATION | no data | CND | PD-052A | no data | no data | Water | 12" | no data
no data | 01-MOV-CND211 | no data | no data | no data | CONDENSATE IRON FILTER AUTOMATIC ISOLATION | no data | CND | PD-052A | no data | no data | Water | 12" | no data
no data | 01-MOV-CND221 | no data | no data | no data | CONDENSATE IRON FILTER AUTOMATIC BYPASS | no data | CND | PD-052A | no data | no data | Water | 12" | no data
no data | 01-PCV-AXS713 | no data | no data | no data | DA EJECTOR STEAM SUPPLY CONTROL VALVE | no data | AXS | PD-050A | no data | no data | Steam | 1" | no data
no data | 01-PCV-CCW191 | no data | no data | no data | SYSTEM BALANCING CONTROL VALVE | no data | CCW | PD-270A | no data | no data | WATER/GLYCOL | 10" | no data
no data | 01-PCV-CMG117 | no data | no data | no data | CO2 BACKPRESSURE REGULATOR | no data | CMG | PD-571 | no data | no data | CARBON DIOXIDE | 2" | no data
no data | 01-PCV-CND289 | no data | no data | no data | ACC DUCT CURTAIN SPRAY CONTROL VALVE | no data | CND | PD-052A | no data | no data | Water | 2.5" | no data
no data | 01-PCV-CND423 | no data | no data | no data | CND LP ECON AND DRUM BYPASS CONTROL VALVE | no data | CND | PD-053A | no data | no data | Water | 6" | no data
no data | 01-PCV-CND455 | no data | no data | no data | LP ECONOMIZER INLET PCV | no data | CND | PD-053A | no data | no data | Water | 8" | no data
no data | 01-PCV-CRH700 | no data | no data | no data | CRH TO AXS PRESSURE LETDOWN (LOW FLOW) | no data | CRH | PD-124A | no data | no data | Steam | 2" | no data
no data | 01-PCV-CRH715 | no data | no data | no data | CRH TO AXS PRESSURE LETDOWN (HIGH FLOW) | no data | CRH | PD-124A | no data | no data | Steam | 6" | no data
no data | 01-PCV-HPS100 | no data | no data | no data | HPS BYPASS VALVE | no data | HPS | PD-020A | no data | no data | Steam | 10" | no data
no data | 01-PCV-HRH100 | no data | no data | no data | BYPASS VALVE | no data | HRH | PD-034A | no data | no data | Steam | 24" | no data
no data | 01-PCV-LPS100 | no data | no data | no data | BYPASS VALVE | no data | LPS | PD-040A | no data | no data | Steam | 12" | no data
no data | 01-PRV-CMG101 | no data | no data | no data | NITROGEN STORAGE CYLINDER RACK OUTLET | no data | CMG | PD-570 | no data | no data | NITROGEN | 1" | no data
no data | 01-PRV-CMG102 | no data | no data | no data | NITROGEN STORAGE CYLINDER RACK OUTLET | no data | CMG | PD-570 | no data | no data | NITROGEN | 1" | no data
no data | 01-PRV-CMG115 | no data | no data | no data | CO2 PRESSURE REGULATOR | no data | CMG | PD-571 | no data | no data | CARBON DIOXIDE | 1.5" | no data
no data | 01-PRV-CND325 | no data | no data | no data | STEAM DRAINS PUMP SEAL WATER PRV | no data | CND | PD-306A | no data | no data | Water | 0.5" | no data
no data | 01-PRV-CND326 | no data | no data | no data | STEAM DRAINS PUMP SEAL WATER PRV | no data | CND | PD-306A | no data | no data | Water | 0.5" | no data
no data | 01-PRV-CTP112 | no data | no data | no data | EVAP COOLER PRESSURE REGULATOR | no data | CTP | PD-333A | no data | no data | Water | 3" | no data
no data | 01-PRV-SWS713 | no data | no data | no data | BEARING FLUSH PRESSURE REGULATOR | no data | SWS | PD-090A | no data | no data | Water | 1" | no data
no data | 01-PSV-AXS325 | no data | no data | no data | STEAM HEADER SAFETY VALVE | no data | AXS | PD-123A | no data | no data | Steam | 4" | no data
no data | 01-PSV-AXS329 | no data | no data | no data | HEAT EXCHANGER RELIEF VALVE | no data | AXS | PD-123A | no data | no data | Steam | 0.75" | no data
no data | 01-PSV-BFW104 | no data | no data | no data | BFP SUCTION HEADER PSV | no data | BFW | PD-060A | no data | no data | Water | 4" | no data
no data | 01-PSV-BFW105 | no data | no data | no data | BFP A SUCTION OVERPRESSURE PROTECTION | no data | BFW | PD-060A | no data | no data | Water | 1.5" | no data
no data | 01-PSV-BFW155 | no data | no data | no data | BFP B SUCTION OVERPRESSURE PROTECTION | no data | BFW | PD-060A | no data | no data | Water | 1.5" | no data
no data | 01-PSV-BFW323 | no data | no data | no data | CT TCA COOLER OVERPRESSURE PROTECTION | no data | BFW | PD-063A | no data | no data | Water | 1" | no data
no data | 01-PSV-BFW423 | no data | no data | no data | FG HX OVERPRESSURE PROTECTION | no data | BFW | PD-064A | no data | no data | Water | 0.75" | no data
no data | 01-PSV-BFW463 | no data | no data | no data | FG STARTUP HEATER PSV | no data | BFW | PD-064A | no data | no data | Water | 0.75" | no data
no data | 01-PSV-BFW751 | no data | no data | no data | FG HX OUTLET CND RETURN PSV | no data | BFW | PD-053A | no data | no data | Water | 1.5" | no data
no data | 01-PSV-CCW213 | no data | no data | no data | RELIEF VALVE | no data | CCW | PD-271A | no data | no data | WATER/GLYCOL | 0.75" | no data
no data | 01-PSV-CCW223 | no data | no data | no data | RELIEF VALVE | no data | CCW | PD-271A | no data | no data | WATER/GLYCOL | 0.75" | no data
no data | 01-PSV-CCW233 | no data | no data | no data | RELIEF VALVE | no data | CCW | PD-271A | no data | no data | WATER/GLYCOL | 0.75" | no data
no data | 01-PSV-CCW243 | no data | no data | no data | RELIEF VALVE | no data | CCW | PD-271A | no data | no data | WATER/GLYCOL | 0.75" | no data
no data | 01-PSV-CCW253 | no data | no data | no data | RELIEF VALVE | no data | CCW | PD-271A | no data | no data | WATER/GLYCOL | 0.75" | no data
no data | 01-PSV-CCW311 | no data | no data | no data | RELIEF VALVE | no data | CCW | PD-272A | no data | no data | WATER/GLYCOL | 0.75" | no data
no data | 01-PSV-CCW331 | no data | no data | no data | RELIEF VALVE | no data | CCW | PD-272A | no data | no data | WATER/GLYCOL | 0.75" | no data
no data | 01-PSV-CCW351 | no data | no data | no data | RELIEF VALVE | no data | CCW | PD-272A | no data | no data | WATER/GLYCOL | 0.75" | no data
no data | 01-PSV-CCW381 | no data | no data | no data | RELIEF VALVE | no data | CCW | PD-273A | no data | no data | WATER/GLYCOL | 0.75" | no data
no data | 01-PSV-CCW391 | no data | no data | no data | RELIEF VALVE | no data | CCW | PD-273A | no data | no data | WATER/GLYCOL | 0.75" | no data
no data | 01-PSV-CCW413 | no data | no data | no data | RELIEF VALVE | no data | CCW | PD-274A | no data | no data | WATER/GLYCOL | 0.75" | no data
no data | 01-PSV-CCW423 | no data | no data | no data | RELIEF VALVE | no data | CCW | PD-274A | no data | no data | WATER/GLYCOL | 0.75" | no data
no data | 01-PSV-CCW433 | no data | no data | no data | RELIEF VALVE | no data | CCW | PD-274A | no data | no data | WATER/GLYCOL | 0.75" | no data
no data | 01-PSV-CCW443 | no data | no data | no data | RELIEF VALVE | no data | CCW | PD-274A | no data | no data | WATER/GLYCOL | 0.75" | no data
no data | 01-PSV-CCW453 | no data | no data | no data | RELIEF VALVE | no data | CCW | PD-274A | no data | no data | WATER/GLYCOL | 0.75" | no data
no data | 01-PSV-CCW463 | no data | no data | no data | RELIEF VALVE | no data | CCW | PD-274A | no data | no data | WATER/GLYCOL | 0.75" | no data
no data | 01-PSV-CCW473 | no data | no data | no data | RELIEF VALVE | no data | CCW | PD-274A | no data | no data | WATER/GLYCOL | 0.75" | no data
no data | 01-PSV-CCW483 | no data | no data | no data | RELIEF VALVE | no data | CCW | PD-274A | no data | no data | WATER/GLYCOL | 0.75" | no data
no data | 01-PSV-CCW511 | no data | no data | no data | RELIEF VALVE | no data | CCW | PD-275A | no data | no data | WATER/GLYCOL | 0.75" | no data
no data | 01-PSV-CCW531 | no data | no data | no data | RELIEF VALVE | no data | CCW | PD-275A | no data | no data | WATER/GLYCOL | 0.75" | no data
no data | 01-PSV-CMG116 | no data | no data | no data | NITROGEN OVERPRESSURE PROTECTION | no data | CMG | PD-570 | no data | no data | NITROGEN | 1" | no data
no data | 01-PSV-CMG118 | no data | no data | no data | CO2 OVERPRESSURE PROTECTION | no data | CMG | PD-571 | no data | no data | CARBON DIOXIDE | 1" | no data
no data | 01-PSV-CMG126 | no data | no data | no data | NITROGEN OVERPRESSURE PROTECTION | no data | CMG | PD-570 | no data | no data | NITROGEN | 1" | no data
no data | 01-PSV-CND101 | no data | no data | no data | CND PUMP A SUCTION OVERPRESSURE PROTECTION | no data | CND | PD-051A | no data | no data | Water | 0.75" | no data
no data | 01-PSV-CND121 | no data | no data | no data | CND PUMP B SUCTION OVERPRESSURE PROTECTION | no data | CND | PD-051A | no data | no data | Water | 0.75" | no data
no data | 01-PSV-CND141 | no data | no data | no data | CND PUMP C SUCTION OVERPRESSURE PROTECTION | no data | CND | PD-051A | no data | no data | Water | 0.75" | no data
no data | 01-PSV-CND255 | no data | no data | no data | DEMIN FILL TO CND OVERPERSSURE PROTECTION | no data | CND | PD-052A | no data | no data | Water | 0.75" | no data
no data | 01-PSV-CND402 | no data | no data | no data | CONDENSATE FILL TO HP BFW OVERPRESSURE PROTECTION | no data | CND | PD-061A | no data | no data | Water | 0.75" | no data
no data | 01-PSV-CND403 | no data | no data | no data | CONDENSATE FILL TO IP BFW OVERPRESSURE PROTECTION | no data | CND | PD-062A | no data | no data | Water | 0.75" | no data
no data | 01-PSV-CND457 | no data | no data | no data | LP ECONOMIZER INLET OVERPRESSURE PROTECTION | no data | CND | PD-053A | no data | no data | Water | 4" | no data
no data | 01-PSV-CND519 | no data | no data | no data | ECA COOLER THERMAL RELIEF OVERPRESSURE PROTECTION | no data | CND | PD-054A | no data | no data | Water | 1" | no data
no data | 01-PSV-CTP118 | no data | no data | no data | EVAP COOLER OVERPRESSURE PROTECTION | no data | CTP | PD-333A | no data | no data | Water | 1" | no data
no data | 01-PSV-CTP128 | no data | no data | no data | CT CASING COOLING AIR PIPING PSV | no data | CTP | PD-336A | no data | no data | AIR | 0.75" | no data
no data | 01-PSV-FGS159 | no data | no data | no data | PERFORMANCE HEATER PSV | no data | FGS | PD-656A | no data | no data | Natural Gas | 1" | no data
no data | 01-PSV-INA100 | no data | no data | no data | AIR SUPPLY OVERPRESSURE PROTECTION | no data | INA | PD-552 | no data | no data | AIR | 0.75" | no data
no data | 01-PSV-INA101 | no data | no data | no data | AIR SUPPLY OVERPRESSURE PROTECTION | no data | INA | PD-552 | no data | no data | AIR | 0.75" | no data
no data | 01-PSV-INA104 | no data | no data | no data | OVERPRESSURE PROTECTION | no data | INA | PD-559 | no data | no data | AIR | 0.75" | no data
no data | 01-PSV-INA105 | no data | no data | no data | AIR SUPPLY OVERPRESSURE PROTECTION | no data | INA | PD-552 | no data | no data | AIR | 0.75" | no data
no data | 01-PSV-STP209 | no data | no data | no data | GLAND STEAM PSV | no data | STP | PD-300A | no data | no data | Steam | 3" | no data
no data | 01-TCV-AXS371 | no data | no data | no data | FG STARTUP FEEDWATER HX OUTLET CONTROL VALVE | no data | AXS | PD-123A | no data | no data | Steam/Water | 1" | no data
no data | 01-TCV-AXS711 | no data | no data | no data | CONDENSATE TANK SPARGING STEAM CONTROL VALVE | no data | AXS | PD-050A | no data | no data | Steam | 3" | no data
no data | 01-TCV-BFW716 | no data | no data | no data | HP BYPASS SPRAY SUPPLY TCV | no data | BFW | PD-020A | no data | no data | Water | 3" | no data
no data | 01-TCV-BFW749 | no data | no data | no data | CRH LETDOWN PCV SPRAY TCV | no data | BFW | PD-124A | no data | no data | Water | 1" | no data
no data | 01-TCV-BFW761 | no data | no data | no data | CRH LETDOWN ATTEMPERATOR SPRAY TCV | no data | BFW | PD-124A | no data | no data | Water | 1" | no data
no data | 01-TCV-CCW181 | no data | no data | no data | ACHE BYPASS CONTROL VALVE | no data | CCW | PD-270A | no data | no data | WATER/GLYCOL | 24" | no data
no data | 01-TCV-CND706 | no data | no data | no data | CRH VENTILATOR DSH SPRAY TCV | no data | CND | PD-030A | no data | no data | Water | 2" | no data
no data | 01-TCV-CND707 | no data | no data | no data | HRH BYPASS SPRAY TCV | no data | CND | PD-034A | no data | no data | Water | 4" | no data
no data | 01-TCV-CND717 | no data | no data | no data | HP DRAINS TANK QUENCH SPRAY TCV | no data | CND | PD-304A | no data | no data | Water | 1.5" | no data
no data | 01-TCV-CND718 | no data | no data | no data | LP DRAINS TANK QUENCH SPRAY TCV | no data | CND | PD-305A | no data | no data | Water | 2" | no data
no data | 01-TCV-CND726 | no data | no data | no data | LP BYPASS SPRAY TCV | no data | CND | PD-040A | no data | no data | Water | 1" | no data
no data | 01-TV-HPS123 | no data | no data | no data | DRIP LEG DRAIN - AUTOMATED | no data | HPS | PD-021A | no data | no data | Steam | 2" | no data
no data | 01-TV-HRH117 | no data | no data | no data | DRIP LEG DRAIN - AUTOMATED | no data | HRH | PD-034A | no data | no data | Steam | 2" | no data
no data | 01-TV-SWS717 | no data | no data | no data | BLOWDOWN QUENCH CONTROL VALVE | no data | SWS | PD-090A | no data | no data | Water | 2" | no data
no data | 01-VAQA101 | no data | no data | no data | UNIT 1 AFCU ISOLATION VALVE | no data | AQA | PD-782 | no data | no data | 19% Aqueous Ammonia | 1" | no data
no data | 01-VAXS101 | no data | no data | no data | VENT | no data | AXS | PD-123A | no data | no data | Steam | 0.75" | no data
no data | 01-VAXS102 | no data | no data | no data | INSTRUMENT | no data | AXS | PD-050A | no data | no data | Steam | 0.75" | no data
no data | 01-VAXS103 | no data | no data | no data | TRAP ISOLATION | no data | AXS | PD-122A | no data | no data | Steam | 0.75" | no data
no data | 01-VAXS104 | no data | no data | no data | TRAP ISOLATION | no data | AXS | PD-123A | no data | no data | Steam | 0.75" | no data
no data | 01-VAXS105 | no data | no data | no data | TRAP ISOLATION | no data | AXS | PD-123A | no data | no data | Steam | 0.75" | no data
no data | Tag Number | no data | no data | no data | Description | no data | System | P&ID | no data | no data | Working Fluid | Size (in) | no data
no data | 01-VAXS106 | no data | no data | no data | DRAIN | no data | AXS | PD-123A | no data | no data | Steam | 0.75" | no data
no data | 01-VAXS107 | no data | no data | no data | TRAP BYPASS | no data | AXS | PD-123A | no data | no data | Steam | 0.75" | no data
no data | 01-VAXS108 | no data | no data | no data | VENT | no data | AXS | PD-120 | no data | no data | Steam | 0.75" | no data
no data | 01-VAXS109 | no data | no data | no data | INSTRUMENT | no data | AXS | PD-123A | no data | no data | Steam | 2" | no data
no data | 01-VAXS110 | no data | no data | no data | INSTRUMENT | no data | AXS | PD-123A | no data | no data | Steam | 2" | no data
no data | 01-VAXS112 | no data | no data | no data | TRAP ISOLATION | no data | AXS | PD-122A | no data | no data | Steam | 0.75" | no data
no data | 01-VAXS113 | no data | no data | no data | TRAP DRAIN | no data | AXS | PD-122A | no data | no data | Steam | 2" | no data
no data | 01-VAXS115 | no data | no data | no data | TRAP ISOLATION | no data | AXS | PD-122A | no data | no data | Steam | 0.75" | no data
no data | 01-VAXS116 | no data | no data | no data | DRAIN | no data | AXS | PD-122A | no data | no data | Steam | 0.75" | no data
no data | 01-VAXS117 | no data | no data | no data | TRAP ISOLATION | no data | AXS | PD-123A | no data | no data | Steam | 0.75" | no data
no data | 01-VAXS118 | no data | no data | no data | TRAP ISOLATION | no data | AXS | PD-123A | no data | no data | Steam | 0.75" | no data
no data | 01-VAXS119 | no data | no data | no data | DRAIN | no data | AXS | PD-123A | no data | no data | Steam | 0.75" | no data
no data | 01-VAXS120 | no data | no data | no data | TRAP BYPASS | no data | AXS | PD-123A | no data | no data | Steam | 0.75" | no data
no data | 01-VAXS121 | no data | no data | no data | VENT | no data | AXS | PD-123A | no data | no data | Steam | 0.75" | no data
no data | 01-VAXS122 | no data | no data | no data | INSTRUMENT | no data | AXS | PD-050A | no data | no data | Steam | 0.75" | no data
no data | 01-VAXS123 | no data | no data | no data | FG STARTUP FEEDWATER HX OUTLET CHECK VALVE | no data | AXS | PD-123A | no data | no data | Water | 2" | no data
no data | 01-VAXS124 | no data | no data | no data | FG STARTUP FEEDWATER HX OUTLET CONTROL VALVE ISOLATION | no data | AXS | PD-123A | no data | no data | Water | 2" | no data
no data | 01-VAXS125 | no data | no data | no data | FG STARTUP FEEDWATER HX OUTLET CONTROL VALVE ISOLATION | no data | AXS | PD-123A | no data | no data | Steam/Water | 2" | no data
no data | 01-VAXS126 | no data | no data | no data | DRAIN | no data | AXS | PD-123A | no data | no data | Water | 0.75" | no data
no data | 01-VAXS127 | no data | no data | no data | FG STARTUP FEEDWATER HX OUTLET CONTROL VALVE BYPASS | no data | AXS | PD-123A | no data | no data | Steam/Water | 0.75" | no data
no data | 01-VAXS129 | no data | no data | no data | TRAP BYPASS | no data | AXS | PD-122A | no data | no data | Steam | 0.75" | no data
no data | 01-VAXS130 | no data | no data | no data | DRIP LEG DRAIN | no data | AXS | PD-122A | no data | no data | Steam | 2" | no data
no data | 01-VAXS132 | no data | no data | no data | VENT | no data | AXS | PD-123A | no data | no data | Steam | 0.75" | no data
no data | 01-VAXS133 | no data | no data | no data | VENT | no data | AXS | PD-122A | no data | no data | Steam | 0.75" | no data
no data | 01-VAXS135 | no data | no data | no data | TRAP ISOLATION | no data | AXS | PD-122A | no data | no data | Steam | 0.75" | no data
no data | 01-VAXS136 | no data | no data | no data | TRAP ISOLATION | no data | AXS | PD-122A | no data | no data | Steam | 0.75" | no data
no data | 01-VAXS137 | no data | no data | no data | DRAIN | no data | AXS | PD-122A | no data | no data | Steam | 0.75" | no data
no data | 01-VAXS138 | no data | no data | no data | TRAP BYPASS | no data | AXS | PD-122A | no data | no data | Steam | 0.75" | no data
no data | 01-VAXS144 | no data | no data | no data | DRAIN | no data | AXS | PD-122A | no data | no data | Steam | 0.75" | no data
no data | 01-VAXS145 | no data | no data | no data | ACC SPRAGING MODULATING CONTROL VALVE BYPASS | no data | AXS | PD-050A | no data | no data | Steam | 2.5" | no data
no data | 01-VAXS147 | no data | no data | no data | DRAIN | no data | AXS | PD-050A | no data | no data | Steam | 0.75" | no data
no data | 01-VAXS148 | no data | no data | no data | SEAL STEAM REGULATION VALVE ISOLATION | no data | AXS | PD-300A | no data | no data | Steam | 3" | no data
no data | 01-VAXS149 | no data | no data | no data | SEAL STEAM REGULATION VALVE ISOLATION | no data | AXS | PD-300A | no data | no data | Steam | 4" | no data
no data | 01-VAXS152 | no data | no data | no data | DA EJECTOR SUPPLY CONTROL VALVE BYPASS | no data | AXS | PD-050A | no data | no data | Steam | 1" | no data
no data | 01-VAXS153 | no data | no data | no data | DRAIN | no data | AXS | PD-050A | no data | no data | Steam | 0.75" | no data
no data | 01-VAXS155 | no data | no data | no data | DRIP LEG DRAIN | no data | AXS | PD-122A | no data | no data | Steam | 2" | no data
no data | 01-VAXS156 | no data | no data | no data | FG STARTUP FEEDWATER HX OUTLET CONTROL VALVE BYPASS | no data | AXS | PD-123A | no data | no data | Water | 2" | no data
no data | 01-VAXS157 | no data | no data | no data | INSTRUMENT | no data | AXS | PD-123A | no data | no data | Water | 0.75" | no data
no data | 01-VAXS158 | no data | no data | no data | INSTRUMENT | no data | AXS | PD-123A | no data | no data | Steam | 0.75" | no data
no data | 01-VAXS159 | no data | no data | no data | SUPERHEATER/SEPARATOR ISOLATION | no data | AXS | PD-123A | no data | no data | Steam | 3" | no data
no data | 01-VAXS160 | no data | no data | no data | DRAIN | no data | AXS | PD-122A | no data | no data | Steam | 0.75" | no data
no data | 01-VAXS161 | no data | no data | no data | TRAP ISOLATION | no data | AXS | PD-122A | no data | no data | Steam | 0.75" | no data
no data | 01-VAXS164 | no data | no data | no data | TRAP BYPASS | no data | AXS | PD-122A | no data | no data | Steam | 0.75" | no data
no data | 01-VAXS165 | no data | no data | no data | ACC SPRAGING MODULATING CONTROL VALVE ISOLATION | no data | AXS | PD-050A | no data | no data | Steam | 8" | no data
no data | 01-VAXS166 | no data | no data | no data | TRAP ISOLATION | no data | AXS | PD-123A | no data | no data | Steam | 0.75" | no data
no data | 01-VAXS167 | no data | no data | no data | TRAP BYPASS | no data | AXS | PD-123A | no data | no data | Steam | 0.75" | no data
no data | 01-VAXS168 | no data | no data | no data | ACC SPARGING MODULATING CONTROL VALVE ISOLATION | no data | AXS | PD-050A | no data | no data | Steam | 6" | no data
no data | 01-VAXS171 | no data | no data | no data | FG STARTUP FEEDWATER HX/ SEPARATOR ISOLATION | no data | AXS | PD-123A | no data | no data | Steam | 3" | no data
no data | 01-VAXS174 | no data | no data | no data | DA EJECTOR CONTROL VALVE ISOLATION | no data | AXS | PD-050A | no data | no data | Steam | 2" | no data
no data | 01-VAXS175 | no data | no data | no data | DA EJECTOR CONTROL VALVE ISOLATION | no data | AXS | PD-050A | no data | no data | Steam | 2" | no data
no data | 01-VAXS182 | no data | no data | no data | VENT | no data | AXS | PD-050A | no data | no data | Steam | 1" | no data
no data | 01-VAXS183 | no data | no data | no data | VENT | no data | AXS | PD-050A | no data | no data | Steam | 0.75" | no data
no data | 01-VAXS186 | no data | no data | no data | INSTRUMENT | no data | AXS | PD-050A | no data | no data | Steam | 0.75" | no data
no data | 01-VAXS187 | no data | no data | no data | INSTRUMENT | no data | AXS | PD-123A | no data | no data | Steam | 0.75" | no data
no data | 01-VAXS188 | no data | no data | no data | INSTRUMENT | no data | AXS | PD-123A | no data | no data | Steam | 0.75" | no data
no data | 01-VAXS189 | no data | no data | no data | TRAP ISOLATION | no data | AXS | PD-122A | no data | no data | Steam | 0.75" | no data
no data | 01-VAXS190 | no data | no data | no data | TRAP ISOLATION | no data | AXS | PD-123A | no data | no data | Steam | 2" | no data
no data | 01-VAXS191 | no data | no data | no data | TRAP BYPASS | no data | AXS | PD-123A | no data | no data | Steam | 0.75" | no data
no data | 01-VAXS194 | no data | no data | no data | TRAP ISOLATION | no data | AXS | PD-123A | no data | no data | Steam | 0.75" | no data
no data | 01-VAXS195 | no data | no data | no data | DRAIN | no data | AXS | PD-123A | no data | no data | Steam | 0.75" | no data
no data | 01-VAXS196 | no data | no data | no data | SEAL STEAM CONTROL VALVE WARMING LINE ISOLATION | no data | AXS | PD-123A | no data | no data | Steam | 0.75" | no data
no data | 01-VAXS197 | no data | no data | no data | SEAL STEAM CONTROL VALVE WARMING LINE THROTTLING | no data | AXS | PD-123A | no data | no data | Steam | 0.75" | no data
no data | 01-VAXS198 | no data | no data | no data | SEAL STEAM CONTROL VALVE WARMING LINE ISOLATION | no data | AXS | PD-123A | no data | no data | Steam | 0.75" | no data
no data | 01-VAXS199 | no data | no data | no data | DRIP LEG DRAIN | no data | AXS | PD-123A | no data | no data | Steam | 2" | no data
no data | Tag Number | no data | no data | no data | Description | no data | System | P&ID | no data | no data | Working Fluid | Size (in) | no data
no data | 01-VAXS200 | no data | no data | no data | DRIP LEG DRAIN | no data | AXS | PD-123A | no data | no data | Steam | 2" | no data
no data | 01-VAXS201 | no data | no data | no data | TRAP ISOLATION | no data | AXS | PD-123A | no data | no data | Steam | 0.75" | no data
no data | 01-VAXS202 | no data | no data | no data | TRAP BYPASS | no data | AXS | PD-123A | no data | no data | Steam | 0.75" | no data
no data | 01-VAXS203 | no data | no data | no data | DRAIN | no data | AXS | PD-123A | no data | no data | Steam | 0.75" | no data
no data | 01-VAXS204 | no data | no data | no data | SEAL STEAM REGULATING VALVE BYPASS | no data | AXS | PD-300A | no data | no data | Steam | 2" | no data
no data | 01-VAXS289 | no data | no data | no data | TRAP BYPASS | no data | AXS | PD-122A | no data | no data | Steam | 0.75" | no data
no data | 01-VAXS290 | no data | no data | no data | TRAP ISOLATION | no data | AXS | PD-122A | no data | no data | Steam | 0.75" | no data
no data | 01-VAXS291 | no data | no data | no data | DRIP LEG DRAIN | no data | AXS | PD-122A | no data | no data | Steam | 2" | no data
no data | 01-VBDN100 | no data | no data | no data | INSTRUMENT ROOT VALVE | no data | BDN | PD-090A | no data | no data | Water | 0.5" | no data
no data | 01-VBDN101 | no data | no data | no data | INSTRUMENT ROOT VALVE | no data | BDN | PD-090A | no data | no data | Water | 0.5" | no data
no data | 01-VBDN112 | no data | no data | no data | VENT ROOT VALVE | no data | BDN | PD-090A | no data | no data | Water | 0.75" | no data
no data | 01-VBDN119 | no data | no data | no data | UNIT 1 BDN PUMP B DISCHARGE CHECK | no data | BDN | PD-090A | no data | no data | Water | 8" | no data
no data | 01-VBDN120 | no data | no data | no data | UNIT 1 BDN PUMP A DISCHARGE CHECK | no data | BDN | PD-090A | no data | no data | Water | 8" | no data
no data | 01-VBDN123 | no data | no data | no data | UNIT 1 BDN PUMP B DISCHARGE ISOLATION | no data | BDN | PD-090A | no data | no data | Water | 8" | no data
no data | 01-VBDN124 | no data | no data | no data | UNIT 1 BDN PUMP A DISCHARGE ISOLATION | no data | BDN | PD-090A | no data | no data | Water | 8" | no data
no data | 01-VBFW101 | no data | no data | no data | DRAIN VALVE | no data | BFW | PD-062A | no data | no data | Water | 1" | no data
no data | 01-VBFW103 | no data | no data | no data | HRH TA SPRAY DRAIN | no data | BFW | PD-034A | no data | no data | Water | 0.75" | no data
no data | 01-VBFW105 | no data | no data | no data | SHARED SPRAY SUPPLY STRAINER ISOLATION | no data | BFW | PD-062A | no data | no data | Water | 6" | no data
no data | 01-VBFW106 | no data | no data | no data | SHARED SPRAY SUPPLY STRAINER ISOLATION | no data | BFW | PD-062A | no data | no data | Water | 6" | no data
no data | 01-VBFW107 | no data | no data | no data | SHARED SPRAY SUPPLY STRAINER ISOLATION | no data | BFW | PD-062A | no data | no data | Water | 6" | no data
no data | 01-VBFW108 | no data | no data | no data | SHARED SPRAY SUPPLY STRAINER ISOLATION | no data | BFW | PD-062A | no data | no data | Water | 6" | no data
no data | 01-VBFW109 | no data | no data | no data | SHARED SPRAY SUPPLY STRAINER ISOLATION | no data | BFW | PD-062A | no data | no data | Water | 6" | no data
no data | 01-VBFW110 | no data | no data | no data | VENT VALVE | no data | BFW | PD-064A | no data | no data | Water | 0.75" | no data
no data | 01-VBFW111 | no data | no data | no data | SHARED SPRAY SUPPLY STRAINER ISOLATION | no data | BFW | PD-062A | no data | no data | Water | 6" | no data
no data | 01-VBFW112 | no data | no data | no data | INSTRUMENT ISOLATION | no data | BFW | PD-020A | no data | no data | Water | 0.5" | no data
no data | 01-VBFW113 | no data | no data | no data | STRAINER DRAIN | no data | BFW | PD-062A | no data | no data | Water | 1" | no data
no data | 01-VBFW114 | no data | no data | no data | INSTRUMENT ISOLATION | no data | BFW | PD-020A | no data | no data | Water | 0.5" | no data
no data | 01-VBFW115 | no data | no data | no data | STRAINER DRAIN | no data | BFW | PD-062A | no data | no data | Water | 1" | no data
no data | 01-VBFW116 | no data | no data | no data | DRAIN VALVE | no data | BFW | PD-061A | no data | no data | Water | 1" | no data
no data | 01-VBFW117 | no data | no data | no data | VENT VALVE | no data | BFW | PD-064A | no data | no data | Water | 0.75" | no data
no data | 01-VBFW118 | no data | no data | no data | HRH TA SPRAY SUPPLY ISOLATION | no data | BFW | PD-034A | no data | no data | Water | 3" | no data
no data | 01-VBFW119 | no data | no data | no data | DRAIN VALVE | no data | BFW | PD-020A | no data | no data | Water | 0.75" | no data
no data | 01-VBFW120 | no data | no data | no data | DRAIN VALVE | no data | BFW | PD-064A | no data | no data | Water | 0.75" | no data
no data | 01-VBFW121 | no data | no data | no data | DRAIN VALVE | no data | BFW | PD-064A | no data | no data | Water | 0.75" | no data
no data | 01-VBFW123 | no data | no data | no data | DRAIN VALVE | no data | BFW | PD-062A | no data | no data | Water | 1" | no data
no data | 01-VBFW128 | no data | no data | no data | HPS BYPASS SPRAY ISOLATION | no data | BFW | PD-062A | no data | no data | Water | 3" | no data
no data | 01-VBFW129 | no data | no data | no data | HPS BYPASS SPRAY ISOLATION | no data | BFW | PD-062A | no data | no data | Water | 3" | no data
no data | 01-VBFW130 | no data | no data | no data | DRAIN VALVE | no data | BFW | PD-062A | no data | no data | Water | 0.75" | no data
no data | 01-VBFW131 | no data | no data | no data | DRAIN VALVE | no data | BFW | PD-062A | no data | no data | Water | 0.75" | no data
no data | 01-VBFW132 | no data | no data | no data | INSTRUMENT ISOLATION | no data | BFW | PD-060A | no data | no data | Water | 0.75" | no data
no data | 01-VBFW138 | no data | no data | no data | DRAIN VALVE | no data | BFW | PD-061A | no data | no data | Water | 0.75" | no data
no data | 01-VBFW139 | no data | no data | no data | DRAIN VALVE | no data | BFW | PD-061A | no data | no data | Water | 0.75" | no data
no data | 01-VBFW140 | no data | no data | no data | INSTRUMENT ISOLATION | no data | BFW | PD-124A | no data | no data | Water | 0.75" | no data
no data | 01-VBFW141 | no data | no data | no data | INSTRUMENT ISOLATION | no data | BFW | PD-124A | no data | no data | Water | 0.75" | no data
no data | 01-VBFW142 | no data | no data | no data | INSTRUMENT ISOLATION | no data | BFW | PD-124A | no data | no data | Water | 0.75" | no data
no data | 01-VBFW143 | no data | no data | no data | INSTRUMENT ISOLATION | no data | BFW | PD-124A | no data | no data | Water | 0.75" | no data
no data | 01-VBFW144 | no data | no data | no data | DRAIN VALVE | no data | BFW | PD-124A | no data | no data | Water | 0.75" | no data
no data | 01-VBFW145 | no data | no data | no data | DRAIN VALVE | no data | BFW | PD-124A | no data | no data | Water | 0.75" | no data
no data | 01-VBFW146 | no data | no data | no data | CRH LETDOWN SPRAY SUPPLY ISOLATION | no data | BFW | PD-124A | no data | no data | Water | 1" | no data
no data | 01-VBFW147 | no data | no data | no data | VENT VALVE | no data | BFW | PD-061A | no data | no data | Water | 0.75" | no data
no data | 01-VBFW148 | no data | no data | no data | CRH LETDOWN SPRAY SUPPLY CHECK | no data | BFW | PD-124A | no data | no data | Water | 1" | no data
no data | 01-VBFW149 | no data | no data | no data | DRAIN VALVE | no data | BFW | PD-060A | no data | no data | Water | 1" | no data
no data | 01-VBFW150 | no data | no data | no data | VENT VALVE | no data | BFW | PD-061A | no data | no data | Water | 0.75" | no data
no data | 01-VBFW151 | no data | no data | no data | VENT VALVE | no data | BFW | PD-062A | no data | no data | Water | 1" | no data
no data | 01-VBFW152 | no data | no data | no data | BFW SUCTION LP DRUM ISOLATION | no data | BFW | PD-060A | no data | no data | Water | 12" | no data
no data | 01-VBFW153 | no data | no data | no data | VENT VALVE | no data | BFW | PD-064A | no data | no data | Water | 0.75" | no data
no data | 01-VBFW154 | no data | no data | no data | INSTRUMENT ISOLATION | no data | BFW | PD-060A | no data | no data | Water | 0.75" | no data
no data | 01-VBFW155 | no data | no data | no data | INSTRUMENT ISOLATION | no data | BFW | PD-060A | no data | no data | Water | 0.75" | no data
no data | 01-VBFW156 | no data | no data | no data | INSTRUMENT ISOLATION | no data | BFW | PD-124A | no data | no data | Water | 0.75" | no data
no data | 01-VBFW157 | no data | no data | no data | INSTRUMENT ISOLATION | no data | BFW | PD-124A | no data | no data | Water | 0.75" | no data
no data | 01-VBFW161 | no data | no data | no data | VENT VALVE | no data | BFW | PD-062A | no data | no data | Water | 1" | no data
no data | 01-VBFW162 | no data | no data | no data | INSTRUMENT ISOLATION | no data | BFW | PD-062A | no data | no data | Water | 1" | no data
no data | 01-VBFW163 | no data | no data | no data | INSTRUMENT ISOLATION | no data | BFW | PD-062A | no data | no data | Water | 1" | no data
no data | 01-VBFW164 | no data | no data | no data | CRH AUX STEAM DSH SPRAY CHECK | no data | BFW | PD-124A | no data | no data | Water | 1" | no data
no data | Tag Number | no data | no data | no data | Description | no data | System | P&ID | no data | no data | Working Fluid | Size (in) | no data
no data | 01-VBFW165 | no data | no data | no data | DRAIN VALVE | no data | BFW | PD-063A | no data | no data | Water | 0.75" | no data
no data | 01-VBFW166 | no data | no data | no data | DRAIN VALVE | no data | BFW | PD-063A | no data | no data | Water | 0.75" | no data
no data | 01-VBFW167 | no data | no data | no data | BFP A IP DISCHARGE CHECK | no data | BFW | PD-060A | no data | no data | Water | 6" | no data
no data | 01-VBFW168 | no data | no data | no data | DRAIN VALVE | no data | BFW | PD-060A | no data | no data | Water | 0.75" | no data
no data | 01-VBFW169 | no data | no data | no data | DRAIN VALVE | no data | BFW | PD-060A | no data | no data | Water | 0.75" | no data
no data | 01-VBFW170 | no data | no data | no data | INSTRUMENT ISOLATION | no data | BFW | PD-060A | no data | no data | Water | 0.75" | no data
no data | 01-VBFW171 | no data | no data | no data | INSTRUMENT ISOLATION | no data | BFW | PD-060A | no data | no data | Water | 0.75" | no data
no data | 01-VBFW172 | no data | no data | no data | VENT VALVE | no data | BFW | PD-060A | no data | no data | Water | 0.75" | no data
no data | 01-VBFW173 | no data | no data | no data | VENT VALVE | no data | BFW | PD-060A | no data | no data | Water | 0.75" | no data
no data | 01-VBFW174 | no data | no data | no data | BFP B IP DISCHARGE CHECK | no data | BFW | PD-060A | no data | no data | Water | 6" | no data
no data | 01-VBFW175 | no data | no data | no data | DRAIN VALVE | no data | BFW | PD-060A | no data | no data | Water | 0.75" | no data
no data | 01-VBFW176 | no data | no data | no data | DRAIN VALVE | no data | BFW | PD-060A | no data | no data | Water | 0.75" | no data
no data | 01-VBFW177 | no data | no data | no data | INSTRUMENT ISOLATION | no data | BFW | PD-060A | no data | no data | Water | 0.75" | no data
no data | 01-VBFW178 | no data | no data | no data | INSTRUMENT ISOLATION | no data | BFW | PD-060A | no data | no data | Water | 0.75" | no data
no data | 01-VBFW181 | no data | no data | no data | INSTRUMENT ISOLATION | no data | BFW | PD-061A | no data | no data | Water | 0.75" | no data
no data | 01-VBFW182 | no data | no data | no data | INSTRUMENT ISOLATION | no data | BFW | PD-061A | no data | no data | Water | 0.75" | no data
no data | 01-VBFW183 | no data | no data | no data | INSTRUMENT ISOLATION | no data | BFW | PD-061A | no data | no data | Water | 0.75" | no data
no data | 01-VBFW184 | no data | no data | no data | INSTRUMENT ISOLATION | no data | BFW | PD-061A | no data | no data | Water | 0.75" | no data
no data | 01-VBFW185 | no data | no data | no data | INSTRUMENT ISOLATION | no data | BFW | PD-061A | no data | no data | Water | 0.75" | no data
no data | 01-VBFW186 | no data | no data | no data | INSTRUMENT ISOLATION | no data | BFW | PD-061A | no data | no data | Water | 0.75" | no data
no data | 01-VBFW187 | no data | no data | no data | INSTRUMENT ISOLATION | no data | BFW | PD-061A | no data | no data | Water | 0.75" | no data
no data | 01-VBFW188 | no data | no data | no data | INSTRUMENT ISOLATION | no data | BFW | PD-061A | no data | no data | Water | 0.75" | no data
no data | 01-VBFW189 | no data | no data | no data | VENT VALVE | no data | BFW | PD-061A | no data | no data | Water | 0.75" | no data
no data | 01-VBFW190 | no data | no data | no data | VENT VALVE | no data | BFW | PD-061A | no data | no data | Water | 0.75" | no data
no data | 01-VBFW191 | no data | no data | no data | BFP A HP DISCHARGE CHECK | no data | BFW | PD-061A | no data | no data | Water | 10" | no data
no data | 01-VBFW192 | no data | no data | no data | DRAIN VALVE | no data | BFW | PD-061A | no data | no data | Water | 0.75" | no data
no data | 01-VBFW193 | no data | no data | no data | DRAIN VALVE | no data | BFW | PD-061A | no data | no data | Water | 0.75" | no data
no data | 01-VBFW194 | no data | no data | no data | DRAIN VALVE | no data | BFW | PD-061A | no data | no data | Water | 1" | no data
no data | 01-VBFW195 | no data | no data | no data | DRAIN VALVE | no data | BFW | PD-061A | no data | no data | Water | 1" | no data
no data | 01-VBFW196 | no data | no data | no data | HP BFW FILL FROM CONDENSATE CHECK | no data | BFW | PD-061A | no data | no data | Water | 2" | no data
no data | 01-VBFW197 | no data | no data | no data | HP BFW FILL FROM CONDENSATE STOP CHECK | no data | BFW | PD-061A | no data | no data | Water | 2" | no data
no data | 01-VBFW198 | no data | no data | no data | HP BFW FILL FROM CONDENSATE BLOCK | no data | BFW | PD-061A | no data | no data | Water | 2" | no data
no data | 01-VBFW199 | no data | no data | no data | INSTRUMENT ISOLATION | no data | BFW | PD-061A | no data | no data | Water | 0.75" | no data
no data | 01-VBFW200 | no data | no data | no data | INSTRUMENT ISOLATION | no data | BFW | PD-061A | no data | no data | Water | 0.75" | no data
no data | 01-VBFW209 | no data | no data | no data | VENT VALVE | no data | BFW | PD-061A | no data | no data | Water | 0.75" | no data
no data | 01-VBFW210 | no data | no data | no data | VENT VALVE | no data | BFW | PD-061A | no data | no data | Water | 0.75" | no data
no data | 01-VBFW211 | no data | no data | no data | DRAIN VALVE | no data | BFW | PD-061A | no data | no data | Water | 0.75" | no data
no data | 01-VBFW212 | no data | no data | no data | DRAIN VALVE | no data | BFW | PD-061A | no data | no data | Water | 0.75" | no data
no data | 01-VBFW213 | no data | no data | no data | VENT VALVE | no data | BFW | PD-061A | no data | no data | Water | 0.75" | no data
no data | 01-VBFW214 | no data | no data | no data | VENT VALVE | no data | BFW | PD-061A | no data | no data | Water | 0.75" | no data
no data | 01-VBFW215 | no data | no data | no data | BFP A MIN RECIRC STRAINER ISOLATION | no data | BFW | PD-061A | no data | no data | Water | 6" | no data
no data | 01-VBFW216 | no data | no data | no data | STRAINER DRAIN | no data | BFW | PD-061A | no data | no data | Water | 1.5" | no data
no data | 01-VBFW217 | no data | no data | no data | STRAINER DRAIN | no data | BFW | PD-061A | no data | no data | Water | 1.5" | no data
no data | 01-VBFW218 | no data | no data | no data | BFP A MIN RECIRC ACC ISOLATION | no data | BFW | PD-061A | no data | no data | Water | 6" | no data
no data | 01-VBFW219 | no data | no data | no data | INSTRUMENT ISOLATION | no data | BFW | PD-061A | no data | no data | Water | 0.75" | no data
no data | 01-VBFW220 | no data | no data | no data | INSTRUMENT ISOLATION | no data | BFW | PD-061A | no data | no data | Water | 0.75" | no data
no data | 01-VBFW221 | no data | no data | no data | INSTRUMENT ISOLATION | no data | BFW | PD-061A | no data | no data | Water | 0.75" | no data
no data | 01-VBFW222 | no data | no data | no data | INSTRUMENT ISOLATION | no data | BFW | PD-061A | no data | no data | Water | 0.75" | no data
no data | 01-VBFW223 | no data | no data | no data | INSTRUMENT ISOLATION | no data | BFW | PD-061A | no data | no data | Water | 0.75" | no data
no data | 01-VBFW224 | no data | no data | no data | INSTRUMENT ISOLATION | no data | BFW | PD-061A | no data | no data | Water | 0.75" | no data
no data | 01-VBFW225 | no data | no data | no data | INSTRUMENT ISOLATION | no data | BFW | PD-061A | no data | no data | Water | 0.75" | no data
no data | 01-VBFW226 | no data | no data | no data | INSTRUMENT ISOLATION | no data | BFW | PD-061A | no data | no data | Water | 0.75" | no data
no data | 01-VBFW227 | no data | no data | no data | VENT VALVE | no data | BFW | PD-061A | no data | no data | Water | 0.75" | no data
no data | 01-VBFW228 | no data | no data | no data | VENT VALVE | no data | BFW | PD-061A | no data | no data | Water | 0.75" | no data
no data | 01-VBFW229 | no data | no data | no data | BFP B HP DISCHARGE CHECK | no data | BFW | PD-061A | no data | no data | Water | 10" | no data
no data | 01-VBFW230 | no data | no data | no data | VENT VALVE | no data | BFW | PD-061A | no data | no data | Water | 0.75" | no data
no data | 01-VBFW231 | no data | no data | no data | VENT VALVE | no data | BFW | PD-061A | no data | no data | Water | 0.75" | no data
no data | 01-VBFW232 | no data | no data | no data | BFP B MIN RECIRC STRAINER ISOLATION | no data | BFW | PD-061A | no data | no data | Water | 6" | no data
no data | 01-VBFW233 | no data | no data | no data | STRAINER DRAIN | no data | BFW | PD-061A | no data | no data | Water | 1.5" | no data
no data | 01-VBFW234 | no data | no data | no data | STRAINER DRAIN | no data | BFW | PD-061A | no data | no data | Water | 1.5" | no data
no data | 01-VBFW235 | no data | no data | no data | DRAIN VALVE | no data | BFW | PD-061A | no data | no data | Water | 0.75" | no data
no data | 01-VBFW236 | no data | no data | no data | DRAIN VALVE | no data | BFW | PD-061A | no data | no data | Water | 0.75" | no data
no data | 01-VBFW237 | no data | no data | no data | DRAIN VALVE | no data | BFW | PD-061A | no data | no data | Water | 1" | no data
no data | 01-VBFW238 | no data | no data | no data | DRAIN VALVE | no data | BFW | PD-061A | no data | no data | Water | 1" | no data
no data | Tag Number | no data | no data | no data | Description | no data | System | P&ID | no data | no data | Working Fluid | Size (in) | no data
no data | 01-VBFW239 | no data | no data | no data | BFP B MIN RECIRC ACC ISOLATION | no data | BFW | PD-061A | no data | no data | Water | 6" | no data
no data | 01-VBFW240 | no data | no data | no data | DRAIN VALVE | no data | BFW | PD-020A | no data | no data | Water | 0.75" | no data
no data | 01-VBFW241 | no data | no data | no data | DRAIN VALVE | no data | BFW | PD-020A | no data | no data | Water | 0.75" | no data
no data | 01-VBFW242 | no data | no data | no data | INSTRUMENT ISOLATION | no data | BFW | PD-020A | no data | no data | Water | 0.75" | no data
no data | 01-VBFW243 | no data | no data | no data | INSTRUMENT ISOLATION | no data | BFW | PD-020A | no data | no data | Water | 0.75" | no data
no data | 01-VBFW244 | no data | no data | no data | INSTRUMENT ISOLATION | no data | BFW | PD-020A | no data | no data | Water | 0.75" | no data
no data | 01-VBFW245 | no data | no data | no data | INSTRUMENT ISOLATION | no data | BFW | PD-020A | no data | no data | Water | 0.75" | no data
no data | 01-VBFW246 | no data | no data | no data | VENT VALVE | no data | BFW | PD-020A | no data | no data | Water | 1" | no data
no data | 01-VBFW247 | no data | no data | no data | VENT VALVE | no data | BFW | PD-020A | no data | no data | Water | 1" | no data
no data | 01-VBFW248 | no data | no data | no data | VENT VALVE | no data | BFW | PD-020A | no data | no data | Water | 1" | no data
no data | 01-VBFW249 | no data | no data | no data | VENT VALVE | no data | BFW | PD-020A | no data | no data | Water | 1" | no data
no data | 01-VBFW250 | no data | no data | no data | INSTRUMENT ISOLATION | no data | BFW | PD-062A | no data | no data | Water | 0.75" | no data
no data | 01-VBFW251 | no data | no data | no data | INSTRUMENT ISOLATION | no data | BFW | PD-062A | no data | no data | Water | 0.75" | no data
no data | 01-VBFW252 | no data | no data | no data | INSTRUMENT ISOLATION | no data | BFW | PD-062A | no data | no data | Water | 0.75" | no data
no data | 01-VBFW253 | no data | no data | no data | INSTRUMENT ISOLATION | no data | BFW | PD-062A | no data | no data | Water | 0.75" | no data
no data | 01-VBFW254 | no data | no data | no data | INSTRUMENT ISOLATION | no data | BFW | PD-061A | no data | no data | Water | 0.75" | no data
no data | 01-VBFW255 | no data | no data | no data | INSTRUMENT ISOLATION | no data | BFW | PD-061A | no data | no data | Water | 0.75" | no data
no data | 01-VBFW256 | no data | no data | no data | INSTRUMENT ISOLATION | no data | BFW | PD-061A | no data | no data | Water | 0.75" | no data
no data | 01-VBFW257 | no data | no data | no data | INSTRUMENT ISOLATION | no data | BFW | PD-061A | no data | no data | Water | 0.75" | no data
no data | 01-VBFW258 | no data | no data | no data | INSTRUMENT ISOLATION | no data | BFW | PD-061A | no data | no data | Water | 0.75" | no data
no data | 01-VBFW259 | no data | no data | no data | INSTRUMENT ISOLATION | no data | BFW | PD-061A | no data | no data | Water | 0.75" | no data
no data | 01-VBFW260 | no data | no data | no data | INSTRUMENT ISOLATION | no data | BFW | PD-061A | no data | no data | Water | 0.75" | no data
no data | 01-VBFW261 | no data | no data | no data | INSTRUMENT ISOLATION | no data | BFW | PD-061A | no data | no data | Water | 0.75" | no data
no data | 01-VBFW262 | no data | no data | no data | INSTRUMENT ISOLATION | no data | BFW | PD-064A | no data | no data | Water | 0.75" | no data
no data | 01-VBFW263 | no data | no data | no data | BFP SUCTION FROM LPEC BYPASS CHECK | no data | BFW | PD-060A | no data | no data | Water | 8" | no data
no data | 01-VBFW264 | no data | no data | no data | BFP SUCTION ISOLATION FROM LPEC BYPASS | no data | BFW | PD-060A | no data | no data | Water | 8" | no data
no data | 01-VBFW265 | no data | no data | no data | BFP A SUCTION ISOLATION | no data | BFW | PD-060A | no data | no data | Water | 12" | no data
no data | 01-VBFW266 | no data | no data | no data | BFP B SUCTION ISOLATION | no data | BFW | PD-060A | no data | no data | Water | 12" | no data
no data | 01-VBFW267 | no data | no data | no data | DRAIN VALVE | no data | BFW | PD-061A | no data | no data | Water | 0.75" | no data
no data | 01-VBFW269 | no data | no data | no data | BFP A IP DISCHARGE ISOLATION | no data | BFW | PD-060A | no data | no data | Water | 6" | no data
no data | 01-VBFW270 | no data | no data | no data | BFP B IP DISCHARGE ISOLATION | no data | BFW | PD-060A | no data | no data | Water | 6" | no data
no data | 01-VBFW271 | no data | no data | no data | BFP A HP DISCHARGE ISOLATION | no data | BFW | PD-061A | no data | no data | Water | 10" | no data
no data | 01-VBFW272 | no data | no data | no data | BFP B HP DISCHARGE ISOLATION | no data | BFW | PD-061A | no data | no data | Water | 10" | no data
no data | 01-VBFW273 | no data | no data | no data | INSTRUMENT ISOLATION | no data | BFW | PD-064A | no data | no data | Water | 0.75" | no data
no data | 01-VBFW274 | no data | no data | no data | INSTRUMENT ISOLATION | no data | BFW | PD-064A | no data | no data | Water | 0.75" | no data
no data | 01-VBFW275 | no data | no data | no data | INSTRUMENT ISOLATION | no data | BFW | PD-064A | no data | no data | Water | 0.75" | no data
no data | 01-VBFW276 | no data | no data | no data | INSTRUMENT ISOLATION | no data | BFW | PD-064A | no data | no data | Water | 0.75" | no data
no data | 01-VBFW277 | no data | no data | no data | VENT VALVE | no data | BFW | PD-064A | no data | no data | Water | 0.75" | no data
no data | 01-VBFW278 | no data | no data | no data | INSTRUMENT ISOLATION | no data | BFW | PD-064A | no data | no data | Water | 0.75" | no data
no data | 01-VBFW279 | no data | no data | no data | INSTRUMENT ISOLATION | no data | BFW | PD-064A | no data | no data | Water | 0.75" | no data
no data | 01-VBFW280 | no data | no data | no data | INSTRUMENT ISOLATION | no data | BFW | PD-064A | no data | no data | Water | 0.75" | no data
no data | 01-VBFW281 | no data | no data | no data | INSTRUMENT ISOLATION | no data | BFW | PD-064A | no data | no data | Water | 0.75" | no data
no data | 01-VBFW282 | no data | no data | no data | INSTRUMENT ISOLATION | no data | BFW | PD-064A | no data | no data | Water | 0.75" | no data
no data | 01-VBFW283 | no data | no data | no data | VENT VALVE | no data | BFW | PD-064A | no data | no data | Water | 0.75" | no data
no data | 01-VBFW284 | no data | no data | no data | INSTRUMENT ISOLATION | no data | BFW | PD-064A | no data | no data | Water | 0.75" | no data
no data | 01-VBFW285 | no data | no data | no data | N2 CONNECTION | no data | BFW | PD-064A | no data | no data | Water | 0.75" | no data
no data | 01-VBFW286 | no data | no data | no data | DRAIN VALVE | no data | BFW | PD-064A | no data | no data | Water | 0.75" | no data
no data | 01-VBFW287 | no data | no data | no data | INSTRUMENT ISOLATION | no data | BFW | PD-064A | no data | no data | Water | 0.75" | no data
no data | 01-VBFW288 | no data | no data | no data | INSTRUMENT ISOLATION | no data | BFW | PD-064A | no data | no data | Water | 0.75" | no data
no data | 01-VBFW289 | no data | no data | no data | DRAIN VALVE | no data | BFW | PD-064A | no data | no data | Water | 0.75" | no data
no data | 01-VBFW290 | no data | no data | no data | FGH OUTLET RECIRC CV ISOLATION | no data | BFW | PD-064A | no data | no data | Water | 4" | no data
no data | 01-VBFW291 | no data | no data | no data | DRAIN VALVE | no data | BFW | PD-064A | no data | no data | Water | 0.75" | no data
no data | 01-VBFW292 | no data | no data | no data | STRAINER DRAIN | no data | BFW | PD-064A | no data | no data | Water | 0.75" | no data
no data | 01-VBFW293 | no data | no data | no data | INSTRUMENT ISOLATION | no data | BFW | PD-064A | no data | no data | Water | 0.75" | no data
no data | 01-VBFW294 | no data | no data | no data | DRAIN VALVE | no data | BFW | PD-063A | no data | no data | Water | 0.75" | no data
no data | 01-VBFW295 | no data | no data | no data | INSTRUMENT ISOLATION | no data | BFW | PD-063A | no data | no data | Water | 0.75" | no data
no data | 01-VBFW296 | no data | no data | no data | INSTRUMENT ISOLATION | no data | BFW | PD-063A | no data | no data | Water | 0.75" | no data
no data | 01-VBFW297 | no data | no data | no data | INSTRUMENT ISOLATION | no data | BFW | PD-063A | no data | no data | Water | 0.75" | no data
no data | 01-VBFW298 | no data | no data | no data | INSTRUMENT ISOLATION | no data | BFW | PD-063A | no data | no data | Water | 0.75" | no data
no data | 01-VBFW299 | no data | no data | no data | INSTRUMENT ISOLATION | no data | BFW | PD-063A | no data | no data | Water | 0.75" | no data
no data | 01-VBFW300 | no data | no data | no data | CT TCA COOLER BFW INLET ISOLATION | no data | BFW | PD-063A | no data | no data | Water | 6" | no data
no data | 01-VBFW301 | no data | no data | no data | DRAIN VALVE | no data | BFW | PD-063A | no data | no data | Water | 0.75" | no data
no data | 01-VBFW302 | no data | no data | no data | DRAIN VALVE | no data | BFW | PD-063A | no data | no data | Water | 0.75" | no data
no data | 01-VBFW303 | no data | no data | no data | DRAIN VALVE | no data | BFW | PD-063A | no data | no data | Water | 0.75" | no data
no data | Tag Number | no data | no data | no data | Description | no data | System | P&ID | no data | no data | Working Fluid | Size (in) | no data
no data | 01-VBFW304 | no data | no data | no data | DRAIN VALVE | no data | BFW | PD-063A | no data | no data | Water | 0.75" | no data
no data | 01-VBFW305 | no data | no data | no data | DRAIN VALVE | no data | BFW | PD-063A | no data | no data | Water | 0.75" | no data
no data | 01-VBFW306 | no data | no data | no data | CT TCA COOLER BFW OUTLET ISOLATION | no data | BFW | PD-063A | no data | no data | Water | 6" | no data
no data | 01-VBFW307 | no data | no data | no data | INSTRUMENT ISOLATION | no data | BFW | PD-063A | no data | no data | Water | 0.75" | no data
no data | 01-VBFW308 | no data | no data | no data | INSTRUMENT ISOLATION | no data | BFW | PD-063A | no data | no data | Water | 0.75" | no data
no data | 01-VBFW309 | no data | no data | no data | INSTRUMENT ISOLATION | no data | BFW | PD-063A | no data | no data | Water | 0.75" | no data
no data | 01-VBFW310 | no data | no data | no data | INSTRUMENT ISOLATION | no data | BFW | PD-063A | no data | no data | Water | 0.75" | no data
no data | 01-VBFW311 | no data | no data | no data | INSTRUMENT ISOLATION | no data | BFW | PD-063A | no data | no data | Water | 0.75" | no data
no data | 01-VBFW312 | no data | no data | no data | INSTRUMENT ISOLATION | no data | BFW | PD-063A | no data | no data | Water | 0.75" | no data
no data | 01-VBFW313 | no data | no data | no data | INSTRUMENT ISOLATION | no data | BFW | PD-063A | no data | no data | Water | 0.75" | no data
no data | 01-VBFW314 | no data | no data | no data | INSTRUMENT ISOLATION | no data | BFW | PD-063A | no data | no data | Water | 0.75" | no data
no data | 01-VBFW315 | no data | no data | no data | INSTRUMENT ISOLATION | no data | BFW | PD-063A | no data | no data | Water | 0.75" | no data
no data | 01-VBFW316 | no data | no data | no data | INSTRUMENT ISOLATION | no data | BFW | PD-063A | no data | no data | Water | 0.75" | no data
no data | 01-VBFW317 | no data | no data | no data | INSTRUMENT ISOLATION | no data | BFW | PD-063A | no data | no data | Water | 0.75" | no data
no data | 01-VBFW318 | no data | no data | no data | INSTRUMENT ISOLATION | no data | BFW | PD-063A | no data | no data | Water | 0.75" | no data
no data | 01-VBFW319 | no data | no data | no data | CRH LETDOWN SPRAY ISOLATION | no data | BFW | PD-124A | no data | no data | Water | 1" | no data
no data | 01-VBFW320 | no data | no data | no data | INSTRUMENT ISOLATION | no data | BFW | PD-063A | no data | no data | Water | 0.75" | no data
no data | 01-VBFW321 | no data | no data | no data | INSTRUMENT ISOLATION | no data | BFW | PD-063A | no data | no data | Water | 0.75" | no data
no data | 01-VBFW322 | no data | no data | no data | VENT VALVE | no data | BFW | PD-063A | no data | no data | Water | 0.75" | no data
no data | 01-VBFW323 | no data | no data | no data | VENT VALVE | no data | BFW | PD-063A | no data | no data | Water | 0.75" | no data
no data | 01-VBFW324 | no data | no data | no data | VENT VALVE | no data | BFW | PD-063A | no data | no data | Water | 0.75" | no data
no data | 01-VBFW325 | no data | no data | no data | VENT VALVE | no data | BFW | PD-063A | no data | no data | Water | 0.75" | no data
no data | 01-VBFW326 | no data | no data | no data | INSTRUMENT ISOLATION | no data | BFW | PD-063A | no data | no data | Water | 0.75" | no data
no data | 01-VBFW327 | no data | no data | no data | INSTRUMENT ISOLATION | no data | BFW | PD-063A | no data | no data | Water | 0.75" | no data
no data | 01-VBFW328 | no data | no data | no data | DRAIN VALVE | no data | BFW | PD-063A | no data | no data | Water | 0.75" | no data
no data | 01-VBFW329 | no data | no data | no data | DRAIN VALVE | no data | BFW | PD-063A | no data | no data | Water | 0.75" | no data
no data | 01-VBFW330 | no data | no data | no data | CT TCA COOLER BFW ISOLATION TO RECIRC | no data | BFW | PD-063A | no data | no data | Water | 6" | no data
no data | 01-VBFW331 | no data | no data | no data | VENT VALVE | no data | BFW | PD-063A | no data | no data | Water | 0.75" | no data
no data | 01-VBFW332 | no data | no data | no data | VENT VALVE | no data | BFW | PD-063A | no data | no data | Water | 0.75" | no data
no data | 01-VBFW333 | no data | no data | no data | DRAIN VALVE | no data | BFW | PD-063A | no data | no data | Water | 0.75" | no data
no data | 01-VBFW334 | no data | no data | no data | DRAIN VALVE | no data | BFW | PD-063A | no data | no data | Water | 0.75" | no data
no data | 01-VBFW335 | no data | no data | no data | DRAIN VALVE | no data | BFW | PD-063A | no data | no data | Water | 0.75" | no data
no data | 01-VBFW336 | no data | no data | no data | DRAIN VALVE | no data | BFW | PD-063A | no data | no data | Water | 0.75" | no data
no data | 01-VBFW337 | no data | no data | no data | DRAIN VALVE | no data | BFW | PD-061A | no data | no data | Water | 0.75" | no data
no data | 01-VBFW338 | no data | no data | no data | DRAIN VALVE | no data | BFW | PD-061A | no data | no data | Water | 0.75" | no data
no data | 01-VBFW339 | no data | no data | no data | CT TCA COOLER RECIRC ACC ISOLATION | no data | BFW | PD-063A | no data | no data | Water | 6" | no data
no data | 01-VBFW340 | no data | no data | no data | INSTRUMENT ISOLATION | no data | BFW | PD-064A | no data | no data | Water | 0.75" | no data
no data | 01-VBFW341 | no data | no data | no data | INSTRUMENT ISOLATION | no data | BFW | PD-064A | no data | no data | Water | 0.75" | no data
no data | 01-VBFW342 | no data | no data | no data | INSTRUMENT ISOLATION | no data | BFW | PD-064A | no data | no data | Water | 0.75" | no data
no data | 01-VBFW343 | no data | no data | no data | INSTRUMENT ISOLATION | no data | BFW | PD-064A | no data | no data | Water | 0.75" | no data
no data | 01-VBFW344 | no data | no data | no data | FG HX AUTOMATIC BLOCK VALVE ISOLATION | no data | BFW | PD-064A | no data | no data | Water | 4" | no data
no data | 01-VBFW345 | no data | no data | no data | FG HX AUTOMATIC BLOCK VALVE ISOLATION | no data | BFW | PD-064A | no data | no data | Water | 4" | no data
no data | 01-VBFW346 | no data | no data | no data | FG HX WARMING VALVE ISOLATION | no data | BFW | PD-064A | no data | no data | Water | 1" | no data
no data | 01-VBFW347 | no data | no data | no data | FG HX WARMING VALVE ISOLATION | no data | BFW | PD-064A | no data | no data | Water | 1" | no data
no data | 01-VBFW348 | no data | no data | no data | N2 PURGE CONNECTION | no data | BFW | PD-064A | no data | no data | Water | 0.75" | no data
no data | 01-VBFW349 | no data | no data | no data | VENT VALVE | no data | BFW | PD-064A | no data | no data | Water | 0.75" | no data
no data | 01-VBFW350 | no data | no data | no data | FG HX BFW UPSTREAM ISOLATION | no data | BFW | PD-064A | no data | no data | Water | 4" | no data
no data | 01-VBFW351 | no data | no data | no data | DRAIN VALVE | no data | BFW | PD-064A | no data | no data | Water | 0.75" | no data
no data | 01-VBFW352 | no data | no data | no data | FG HX BFW UPSTREAM ISOLATION | no data | BFW | PD-064A | no data | no data | Water | 4" | no data
no data | 01-VBFW353 | no data | no data | no data | FG HX LEAK DETECTION VENT | no data | BFW | PD-064A | no data | no data | Water | 0.75" | no data
no data | 01-VBFW354 | no data | no data | no data | INSTRUMENT ISOLATION | no data | BFW | PD-064A | no data | no data | Water | 0.75" | no data
no data | 01-VBFW355 | no data | no data | no data | INSTRUMENT ISOLATION | no data | BFW | PD-064A | no data | no data | Water | 0.75" | no data
no data | 01-VBFW356 | no data | no data | no data | INSTRUMENT ISOLATION | no data | BFW | PD-064A | no data | no data | Water | 0.75" | no data
no data | 01-VBFW357 | no data | no data | no data | INSTRUMENT ISOLATION | no data | BFW | PD-064A | no data | no data | Water | 0.75" | no data
no data | 01-VBFW359 | no data | no data | no data | INSTRUMENT ISOLATION | no data | BFW | PD-064A | no data | no data | Water | 0.75" | no data
no data | 01-VBFW360 | no data | no data | no data | DRAIN VALVE | no data | BFW | PD-064A | no data | no data | Water | 0.75" | no data
no data | 01-VBFW361 | no data | no data | no data | FG HX RECIRC ISOLATION | no data | BFW | PD-064A | no data | no data | Water | 4" | no data
no data | 01-VBFW362 | no data | no data | no data | DRAIN VALVE | no data | BFW | PD-034A | no data | no data | Water | 0.75" | no data
no data | 01-VBFW363 | no data | no data | no data | DRAIN VALVE | no data | BFW | PD-034A | no data | no data | Water | 0.75" | no data
no data | 01-VBFW364 | no data | no data | no data | DRAIN VALVE | no data | BFW | PD-064A | no data | no data | Water | 0.75" | no data
no data | 01-VBFW365 | no data | no data | no data | DRAIN VALVE | no data | BFW | PD-061A | no data | no data | Water | 0.75" | no data
no data | 01-VBFW366 | no data | no data | no data | DRAIN VALVE | no data | BFW | PD-064A | no data | no data | Water | 0.75" | no data
no data | 01-VBFW367 | no data | no data | no data | FG HX OUTLET ISOLATION TO CND | no data | BFW | PD-064A | no data | no data | Water | 4" | no data
no data | 01-VBFW368 | no data | no data | no data | FG HX OUTLET TO CND CHECK | no data | BFW | PD-064A | no data | no data | Water | 4" | no data
no data | Tag Number | no data | no data | no data | Description | no data | System | P&ID | no data | no data | Working Fluid | Size (in) | no data
no data | 01-VBFW369 | no data | no data | no data | FG HX LEAK DETECTION VENT | no data | BFW | PD-064A | no data | no data | Water | 0.75" | no data
no data | 01-VBFW370 | no data | no data | no data | INSTRUMENT ISOLATION | no data | BFW | PD-064A | no data | no data | Water | 0.75" | no data
no data | 01-VBFW371 | no data | no data | no data | INSTRUMENT ISOLATION | no data | BFW | PD-064A | no data | no data | Water | 0.75" | no data
no data | 01-VBFW372 | no data | no data | no data | INSTRUMENT ISOLATION | no data | BFW | PD-064A | no data | no data | Water | 0.75" | no data
no data | 01-VBFW373 | no data | no data | no data | INSTRUMENT ISOLATION | no data | BFW | PD-064A | no data | no data | Water | 0.75" | no data
no data | 01-VBFW374 | no data | no data | no data | HPS TA SPRAY SUPPLY CHECK | no data | BFW | PD-020A | no data | no data | Water | 3" | no data
no data | 01-VBFW375 | no data | no data | no data | HPS TA SPRAY STRAINER ISOLATION | no data | BFW | PD-020A | no data | no data | Water | 3" | no data
no data | 01-VBFW376 | no data | no data | no data | HPS TA SPRAY STRAINER ISOLATION | no data | BFW | PD-020A | no data | no data | Water | 3" | no data
no data | 01-VBFW377 | no data | no data | no data | DRAIN VALVE | no data | BFW | PD-020A | no data | no data | Water | 1" | no data
no data | 01-VBFW378 | no data | no data | no data | INSTRUMENT ISOLATION | no data | BFW | PD-020A | no data | no data | Water | 0.5" | no data
no data | 01-VBFW379 | no data | no data | no data | FG HX OUTLET RECIRC CV OUTLET ISOLATION | no data | BFW | PD-064A | no data | no data | Water | 4" | no data
no data | 01-VBFW380 | no data | no data | no data | STRAINER DRAIN | no data | BFW | PD-020A | no data | no data | Water | 1" | no data
no data | 01-VBFW381 | no data | no data | no data | DRAIN VALVE | no data | BFW | PD-061A | no data | no data | Water | 0.75" | no data
no data | 01-VBFW382 | no data | no data | no data | DRAIN VALVE | no data | BFW | PD-053A | no data | no data | Water | 0.75" | no data
no data | 01-VBFW383 | no data | no data | no data | HPS TA SPRAY STRAINER ISOLATION | no data | BFW | PD-020A | no data | no data | Water | 3" | no data
no data | 01-VBFW384 | no data | no data | no data | INSTRUMENT ISOLATION | no data | BFW | PD-063A | no data | no data | Water | 0.75" | no data
no data | 01-VBFW386 | no data | no data | no data | INSTRUMENT ISOLATION | no data | BFW | PD-063A | no data | no data | Water | 0.75" | no data
no data | 01-VBFW387 | no data | no data | no data | DRAIN VALVE | no data | BFW | PD-020A | no data | no data | Water | 0.75" | no data
no data | 01-VBFW388 | no data | no data | no data | SHARED SPRAY SUPPLY STRAINER ISOLATION | no data | BFW | PD-062A | no data | no data | Water | 6" | no data
no data | 01-VBFW389 | no data | no data | no data | HRH TA SPRAY SUPPLY DRAIN | no data | BFW | PD-034A | no data | no data | Water | 0.75" | no data
no data | 01-VBFW390 | no data | no data | no data | STRAINER DRAIN | no data | BFW | PD-062A | no data | no data | Water | 1" | no data
no data | 01-VBFW391 | no data | no data | no data | SHARED SPRAY SUPPLY STRAINER ISOLATION | no data | BFW | PD-062A | no data | no data | Water | 6" | no data
no data | 01-VBFW392 | no data | no data | no data | HRH TA SPRAY SUPPLY CHECK | no data | BFW | PD-034A | no data | no data | Water | 3" | no data
no data | 01-VBFW402 | no data | no data | no data | DRAIN VALVE | no data | BFW | PD-064A | no data | no data | Water | 0.75" | no data
no data | 01-VBFW403 | no data | no data | no data | DRAIN VALVE | no data | BFW | PD-064A | no data | no data | Water | 0.75" | no data
no data | 01-VBFW404 | no data | no data | no data | INSTRUMENT ISOLATION | no data | BFW | PD-060A | no data | no data | Water | 0.75" | no data
no data | 01-VBFW405 | no data | no data | no data | INSTRUMENT ISOLATION | no data | BFW | PD-060A | no data | no data | Water | 0.75" | no data
no data | 01-VBFW406 | no data | no data | no data | INSTRUMENT ISOLATION | no data | BFW | PD-060A | no data | no data | Water | 0.75" | no data
no data | 01-VBFW407 | no data | no data | no data | INSTRUMENT ISOLATION | no data | BFW | PD-060A | no data | no data | Water | 0.75" | no data
no data | 01-VBFW408 | no data | no data | no data | IP BFW FILL FROM CONDENSATE CHECK | no data | BFW | PD-062A | no data | no data | Water | 2" | no data
no data | 01-VBFW409 | no data | no data | no data | IP BFW FILL FROM CONDENSATE STOP CHECK | no data | BFW | PD-062A | no data | no data | Water | 2" | no data
no data | 01-VBFW410 | no data | no data | no data | IP BFW FILL FROM CONDENSATE BLOCK | no data | BFW | PD-062A | no data | no data | Water | 2" | no data
no data | 01-VBFW411 | no data | no data | no data | STRAINER VENT | no data | BFW | PD-061A | no data | no data | Water | 1.5" | no data
no data | 01-VBFW412 | no data | no data | no data | STRAINER VENT | no data | BFW | PD-061A | no data | no data | Water | 1.5" | no data
no data | 01-VBFW415 | no data | no data | no data | DRAIN VALVE | no data | BFW | PD-061A | no data | no data | Water | 0.75" | no data
no data | 01-VBFW416 | no data | no data | no data | VENT VALVE | no data | BFW | PD-062A | no data | no data | Water | 0.75" | no data
no data | 01-VBFW417 | no data | no data | no data | VENT VALVE | no data | BFW | PD-062A | no data | no data | Water | 0.75" | no data
no data | 01-VBFW422 | no data | no data | no data | DRAIN VALVE | no data | BFW | PD-061A | no data | no data | Water | 0.75" | no data
no data | 01-VBFW423 | no data | no data | no data | DRAIN VALVE | no data | BFW | PD-061A | no data | no data | Water | 0.75" | no data
no data | 01-VBFW424 | no data | no data | no data | INSTRUMENT ISOLATION | no data | BFW | PD-062A | no data | no data | Water | 0.75" | no data
no data | 01-VBFW425 | no data | no data | no data | VENT VALVE | no data | BFW | PD-061A | no data | no data | Water | 0.75" | no data
no data | 01-VBFW426 | no data | no data | no data | VENT VALVE | no data | BFW | PD-061A | no data | no data | Water | 0.75" | no data
no data | 01-VBFW427 | no data | no data | no data | STRAINER VENT | no data | BFW | PD-061A | no data | no data | Water | 1.5" | no data
no data | 01-VBFW428 | no data | no data | no data | STRAINER VENT | no data | BFW | PD-061A | no data | no data | Water | 1.5" | no data
no data | 01-VBFW429 | no data | no data | no data | BFW SUCTION LP DRUM SUPPLY CHECK | no data | BFW | PD-060A | no data | no data | Water | 12" | no data
no data | 01-VBFW430 | no data | no data | no data | VENT VALVE | no data | BFW | PD-060A | no data | no data | Water | 0.75" | no data
no data | 01-VBFW431 | no data | no data | no data | INSTRUMENT ISOLATION | no data | BFW | PD-124A | no data | no data | Water | 0.75" | no data
no data | 01-VBFW432 | no data | no data | no data | INSTRUMENT ISOLATION | no data | BFW | PD-124A | no data | no data | Water | 0.75" | no data
no data | 01-VBFW433 | no data | no data | no data | IP BFW TO CRH LETDOWN SPRAY ISOLATION | no data | BFW | PD-124A | no data | no data | Water | 1" | no data
no data | 01-VBFW434 | no data | no data | no data | IP BFW TO CRH LETDOWN SPRAY ISOLATION | no data | BFW | PD-124A | no data | no data | Water | 1" | no data
no data | 01-VBFW435 | no data | no data | no data | INSTRUMENT ISOLATION | no data | BFW | PD-063A | no data | no data | Water | 0.75" | no data
no data | 01-VBFW436 | no data | no data | no data | DRAIN VALVE | no data | BFW | PD-124A | no data | no data | Water | 0.75" | no data
no data | 01-VBFW437 | no data | no data | no data | DRAIN VALVE | no data | BFW | PD-124A | no data | no data | Water | 0.75" | no data
no data | 01-VBFW438 | no data | no data | no data | INSTRUMENT ISOLATION | no data | BFW | PD-062A | no data | no data | Water | 0.75" | no data
no data | 01-VBFW439 | no data | no data | no data | INSTRUMENT ISOLATION | no data | BFW | PD-064A | no data | no data | Water | 0.75" | no data
no data | 01-VBFW440 | no data | no data | no data | STRAINER VENT | no data | BFW | PD-064A | no data | no data | Water | 0.75" | no data
no data | 01-VBFW441 | no data | no data | no data | STRAINER VENT | no data | BFW | PD-064A | no data | no data | Water | 0.75" | no data
no data | 01-VBFW442 | no data | no data | no data | INSTRUMENT ISOLATION | no data | BFW | PD-064A | no data | no data | Water | 0.75" | no data
no data | 01-VBFW443 | no data | no data | no data | INSTRUMENT ISOLATION | no data | BFW | PD-064A | no data | no data | Water | 0.75" | no data
no data | 01-VBFW444 | no data | no data | no data | INSTRUMENT ISOLATION | no data | BFW | PD-064A | no data | no data | Water | 0.75" | no data
no data | 01-VBFW445 | no data | no data | no data | INSTRUMENT ISOLATION | no data | BFW | PD-064A | no data | no data | Water | 0.75" | no data
no data | 01-VBFW447 | no data | no data | no data | DRAIN VALVE | no data | BFW | PD-124A | no data | no data | Water | 0.75" | no data
no data | 01-VBFW448 | no data | no data | no data | DRAIN VALVE | no data | BFW | PD-124A | no data | no data | Water | 0.75" | no data
no data | 01-VBFW449 | no data | no data | no data | DRAIN VALVE | no data | BFW | PD-064A | no data | no data | Water | 0.75" | no data
no data | Tag Number | no data | no data | no data | Description | no data | System | P&ID | no data | no data | Working Fluid | Size (in) | no data
no data | 01-VBFW450 | no data | no data | no data | DRAIN VALVE | no data | BFW | PD-064A | no data | no data | Water | 0.75" | no data
no data | 01-VBFW451 | no data | no data | no data | DRAIN VALVE | no data | BFW | PD-124A | no data | no data | Water | 0.75" | no data
no data | 01-VBFW452 | no data | no data | no data | DRAIN VALVE | no data | BFW | PD-124A | no data | no data | Water | 0.75" | no data
no data | 01-VBFW453 | no data | no data | no data | DRAIN VALVE | no data | BFW | PD-124A | no data | no data | Water | 0.75" | no data
no data | 01-VBFW454 | no data | no data | no data | DRAIN VALVE | no data | BFW | PD-124A | no data | no data | Water | 0.75" | no data
no data | 01-VBFW459 | no data | no data | no data | VENT VALVE | no data | BFW | PD-064A | no data | no data | Water | 0.75" | no data
no data | 01-VBFW460 | no data | no data | no data | VENT VALVE | no data | BFW | PD-064A | no data | no data | Water | 0.75" | no data
no data | 01-VBFW461 | no data | no data | no data | DRAIN VALVE | no data | BFW | PD-064A | no data | no data | Water | 0.75" | no data
no data | 01-VBFW462 | no data | no data | no data | DRAIN VALVE | no data | BFW | PD-064A | no data | no data | Water | 0.75" | no data
no data | 01-VBFW503 | no data | no data | no data | STRAINER DRAIN | no data | BFW | PD-020A | no data | no data | Water | 1" | no data
no data | 01-VBFW505 | no data | no data | no data | HPS TA SPRAY SUPPLY ISOLATION | no data | BFW | PD-020A | no data | no data | Water | 3" | no data
no data | 01-VBFW506 | no data | no data | no data | VENT VALVE | no data | BFW | PD-060A | no data | no data | Water | 0.75" | no data
no data | 01-VBFW509 | no data | no data | no data | STRAINER DRAIN | no data | BFW | PD-020A | no data | no data | Water | 1" | no data
no data | 01-VBFW513 | no data | no data | no data | HPS BYPASS SPRAY SUPPLY ISOLATION | no data | BFW | PD-020A | no data | no data | Water | 3" | no data
no data | 01-VBFW519 | no data | no data | no data | INSTRUMENT ISOLATION | no data | BFW | PD-020A | no data | no data | Water | 0.5" | no data
no data | 01-VBFW521 | no data | no data | no data | HPS TA SPRAY STRAINER ISOLATION | no data | BFW | PD-020A | no data | no data | Water | 3" | no data
no data | 01-VBFW523 | no data | no data | no data | HPS TA SPRAY STRAINER ISOLATION | no data | BFW | PD-020A | no data | no data | Water | 3" | no data
no data | 01-VBFW525 | no data | no data | no data | HPS TA SPRAY STRAINER ISOLATION | no data | BFW | PD-020A | no data | no data | Water | 3" | no data
no data | 01-VBFW529 | no data | no data | no data | DRAIN VALVE | no data | BFW | PD-020A | no data | no data | Water | 0.75" | no data
no data | 01-VBFW531 | no data | no data | no data | HPS TA SPRAY SUPPLY ISOLATION | no data | BFW | PD-020A | no data | no data | Water | 3" | no data
no data | 01-VBFW532 | no data | no data | no data | STRAINER VENT | no data | BFW | PD-063A | no data | no data | Water | 0.75" | no data
no data | 01-VBFW539 | no data | no data | no data | HPS BYPASS SPRAY SUPPLY CHECK | no data | BFW | PD-020A | no data | no data | Water | 3" | no data
no data | 01-VBFW545 | no data | no data | no data | DRAIN VALVE | no data | BFW | PD-020A | no data | no data | Water | 0.75" | no data
no data | 01-VBFW547 | no data | no data | no data | DRAIN VALVE | no data | BFW | PD-020A | no data | no data | Water | 0.75" | no data
no data | 01-VBFW549 | no data | no data | no data | HPS TA SPRAY STRAINER ISOLATION | no data | BFW | PD-020A | no data | no data | Water | 3" | no data
no data | 01-VBFW551 | no data | no data | no data | DRAIN VALVE | no data | BFW | PD-020A | no data | no data | Water | 0.75" | no data
no data | 01-VBFW553 | no data | no data | no data | DRAIN VALVE | no data | BFW | PD-020A | no data | no data | Water | 0.75" | no data
no data | 01-VBFW555 | no data | no data | no data | HPS TA SPRAY STRAINER ISOLATION | no data | BFW | PD-020A | no data | no data | Water | 3" | no data
no data | 01-VBFW557 | no data | no data | no data | DRAIN VALVE | no data | BFW | PD-020A | no data | no data | Water | 0.75" | no data
no data | 01-VBFW567 | no data | no data | no data | VENT VALVE | no data | BFW | PD-020A | no data | no data | Water | 0.75" | no data
no data | 01-VBFW569 | no data | no data | no data | VENT VALVE | no data | BFW | PD-020A | no data | no data | Water | 0.75" | no data
no data | 01-VBFW570 | no data | no data | no data | ISOLATION TO CRH LETDOWN ATTEMPERATORS | no data | BFW | PD-124A | no data | no data | Water | 1" | no data
no data | 01-VBFW571 | no data | no data | no data | ISOLATION TO CRH LETDOWN ATTEMPERATORS | no data | BFW | PD-124A | no data | no data | Water | 1" | no data
no data | 01-VBFW572 | no data | no data | no data | DRAIN VALVE | no data | BFW | PD-124A | no data | no data | Water | 0.75" | no data
no data | 01-VBFW573 | no data | no data | no data | DRAIN VALVE | no data | BFW | PD-124A | no data | no data | Water | 0.75" | no data
no data | 01-VBFW574 | no data | no data | no data | ISOLATION TO HRH TA SPRAY | no data | BFW | PD-062A | no data | no data | Water | 3" | no data
no data | 01-VBFW575 | no data | no data | no data | ISOLATION TO HRH TA SPRAY | no data | BFW | PD-062A | no data | no data | Water | 3" | no data
no data | 01-VBFW576 | no data | no data | no data | DRAIN VALVE | no data | BFW | PD-062A | no data | no data | Water | 0.75" | no data
no data | 01-VBFW577 | no data | no data | no data | DRAIN VALVE | no data | BFW | PD-062A | no data | no data | Water | 0.75" | no data
no data | 01-VBFW578 | no data | no data | no data | VENT VALVE | no data | BFW | PD-064A | no data | no data | Water | 0.75" | no data
no data | 01-VBFW579 | no data | no data | no data | VENT VALVE | no data | BFW | PD-064A | no data | no data | Water | 0.75" | no data
no data | 01-VBFW600 | no data | no data | no data | VENT VALVE | no data | BFW | PD-064A | no data | no data | Water | 0.75" | no data
no data | 01-VBFW601 | no data | no data | no data | VENT VALVE | no data | BFW | PD-064A | no data | no data | Water | 0.75" | no data
no data | 01-VBFW602 | no data | no data | no data | DRAIN VALVE | no data | BFW | PD-064A | no data | no data | Water | 0.75" | no data
no data | 01-VBFW603 | no data | no data | no data | DRAIN VALVE | no data | BFW | PD-064A | no data | no data | Water | 0.75" | no data
no data | 01-VBFW604 | no data | no data | no data | VENT VALVE | no data | BFW | PD-061A | no data | no data | Water | 0.75" | no data
no data | 01-VBFW605 | no data | no data | no data | VENT VALVE | no data | BFW | PD-061A | no data | no data | Water | 0.75" | no data
no data | 01-VBFW606 | no data | no data | no data | VENT VALVE | no data | BFW | PD-061A | no data | no data | Water | 0.75" | no data
no data | 01-VBFW607 | no data | no data | no data | VENT VALVE | no data | BFW | PD-061A | no data | no data | Water | 0.75" | no data
no data | 01-VBFW608 | no data | no data | no data | VENT VALVE | no data | BFW | PD-061A | no data | no data | Water | 0.75" | no data
no data | 01-VBFW609 | no data | no data | no data | VENT VALVE | no data | BFW | PD-061A | no data | no data | Water | 0.75" | no data
no data | 01-VBFW610 | no data | no data | no data | DRAIN VALVE | no data | BFW | PD-063A | no data | no data | Water | 0.75" | no data
no data | 01-VBFW611 | no data | no data | no data | DRAIN VALVE | no data | BFW | PD-063A | no data | no data | Water | 0.75" | no data
no data | 01-VBFW612 | no data | no data | no data | VENT VALVE | no data | BFW | PD-020A | no data | no data | Water | 0.75" | no data
no data | 01-VBFW613 | no data | no data | no data | VENT VALVE | no data | BFW | PD-020A | no data | no data | Water | 0.75" | no data
no data | 01-VBFW614 | no data | no data | no data | VENT VALVE | no data | BFW | PD-063A | no data | no data | Water | 0.75" | no data
no data | 01-VBFW615 | no data | no data | no data | VENT VALVE | no data | BFW | PD-063A | no data | no data | Water | 0.75" | no data
no data | 01-VBFW616 | no data | no data | no data | DRAIN VALVE | no data | BFW | PD-064A | no data | no data | Water | 0.75" | no data
no data | 01-VBFW617 | no data | no data | no data | DRAIN VALVE | no data | BFW | PD-064A | no data | no data | Water | 0.75" | no data
no data | 01-VBFW618 | no data | no data | no data | VENT VALVE | no data | BFW | PD-034A | no data | no data | Water | 0.75" | no data
no data | 01-VBFW619 | no data | no data | no data | VENT VALVE | no data | BFW | PD-034A | no data | no data | Water | 0.75" | no data
no data | 01-VBFW622 | no data | no data | no data | VENT VALVE | no data | BFW | PD-124A | no data | no data | Water | 0.75" | no data
no data | 01-VBFW623 | no data | no data | no data | VENT VALVE | no data | BFW | PD-124A | no data | no data | Water | 0.75" | no data
no data | 01-VBFW624 | no data | no data | no data | VENT VALVE | no data | BFW | PD-124A | no data | no data | Water | 0.75" | no data
no data | Tag Number | no data | no data | no data | Description | no data | System | P&ID | no data | no data | Working Fluid | Size (in) | no data
no data | 01-VBFW625 | no data | no data | no data | VENT VALVE | no data | BFW | PD-124A | no data | no data | Water | 0.75" | no data
no data | 01-VBFW626 | no data | no data | no data | DRAIN VALVE | no data | BFW | PD-124A | no data | no data | Water | 0.75" | no data
no data | 01-VBFW627 | no data | no data | no data | DRAIN VALVE | no data | BFW | PD-124A | no data | no data | Water | 0.75" | no data
no data | 01-VBFW628 | no data | no data | no data | DRAIN VALVE | no data | BFW | PD-124A | no data | no data | Water | 0.75" | no data
no data | 01-VBFW629 | no data | no data | no data | DRAIN VALVE | no data | BFW | PD-124A | no data | no data | Water | 0.75" | no data
no data | 01-VBFW630 | no data | no data | no data | INSTRUMENT | no data | BFW | PD-064A | no data | no data | Water | 0.75" | no data
no data | 01-VBFW631 | no data | no data | no data | INSTRUMENT ISOLATION | no data | BFW | PD-064A | no data | no data | Water | 0.75" | no data
no data | 01-VBFW700 | no data | no data | no data | INSTRUMENT ISOLATION | no data | BFW | PD-063A | no data | no data | Water | 0.75" | no data
no data | 01-VBFW701 | no data | no data | no data | INSTRUMENT ISOLATION | no data | BFW | PD-063A | no data | no data | Water | 0.75" | no data
no data | 01-VBFW922 | no data | no data | no data | CTA COOLER BFW OUTLET RECIRC CV ISOLATION | no data | BFW | PD-063A | no data | no data | Water | 6" | no data
no data | 01-VBFW923 | no data | no data | no data | STRAINER VENT | no data | BFW | PD-063A | no data | no data | Water | 0.75" | no data
no data | 01-VBFW924 | no data | no data | no data | INSTRUMENT ISOLATION | no data | BFW | PD-063A | no data | no data | Water | 0.75" | no data
no data | 01-VBFW925 | no data | no data | no data | INSTRUMENT ISOLATION | no data | BFW | PD-063A | no data | no data | Water | 0.75" | no data
no data | 01-VBFW926 | no data | no data | no data | INSTRUMENT ISOLATION | no data | BFW | PD-063A | no data | no data | Water | 0.75" | no data
no data | 01-VBFW927 | no data | no data | no data | INSTRUMENT ISOLATION | no data | BFW | PD-063A | no data | no data | Water | 0.75" | no data
no data | 01-VBFW928 | no data | no data | no data | INSTRUMENT ISOLATION | no data | BFW | PD-063A | no data | no data | Water | 0.75" | no data
no data | 01-VBFW929 | no data | no data | no data | INSTRUMENT ISOLATION | no data | BFW | PD-063A | no data | no data | Water | 0.75" | no data
no data | 01-VBFW933 | no data | no data | no data | INSTRUMENT ISOLATION | no data | BFW | PD-064A | no data | no data | Water | 0.75" | no data
no data | 01-VBFW934 | no data | no data | no data | INSTRUMENT ISOLATION | no data | BFW | PD-064A | no data | no data | Water | 0.75" | no data
no data | 01-VBFW935 | no data | no data | no data | INSTRUMENT ISOLATION | no data | BFW | PD-064A | no data | no data | Water | 0.75" | no data
no data | 01-VBFW936 | no data | no data | no data | INSTRUMENT ISOLATION | no data | BFW | PD-064A | no data | no data | Water | 0.75" | no data
no data | 01-VCCF104 | no data | no data | no data | UNIT 1 ENCLOSURE CONTAINMENT DRAIN ISOLATION VALVE | no data | CCF | PD-520A | no data | no data | 19% Aqueous Ammonia and | 2" | no data
no data | 01-VCCF105 | no data | no data | no data | UNIT 1 CONDENSATE AMMONIA FEED ISOLATION VALVE | no data | CCF | PD-053A | no data | no data | 19% Aqueous Ammonia | 0.375" | no data
no data | 01-VCCW100 | no data | no data | no data | INSTRUMENTATION | no data | CCW | PD-271A | no data | no data | WATER/GLYCOL | 0.75" | no data
no data | 01-VCCW101 | no data | no data | no data | INSTRUMENTATION | no data | CCW | PD-271A | no data | no data | WATER/GLYCOL | 0.75" | no data
no data | 01-VCCW102 | no data | no data | no data | HEAD TANK TO PUMP SUCTION ISOLATION | no data | CCW | PD-270A | no data | no data | WATER/GLYCOL | 2" | no data
no data | 01-VCCW103 | no data | no data | no data | CCW HEAD TANK DRAIN | no data | CCW | PD-270A | no data | no data | WATER/GLYCOL | 2" | no data
no data | 01-VCCW104 | no data | no data | no data | INSTRUMENTATION | no data | CCW | PD-270A | no data | no data | WATER/GLYCOL | 0.75" | no data
no data | 01-VCCW105 | no data | no data | no data | ACHE OUTLET ISOLATION/THROTTLING | no data | CCW | PD-271A | no data | no data | WATER/GLYCOL | 12" | no data
no data | 01-VCCW106 | no data | no data | no data | PUMP SUCTION ISOLATION | no data | CCW | PD-270A | no data | no data | WATER/GLYCOL | 24" | no data
no data | 01-VCCW107 | no data | no data | no data | PUMP DISCHARGE ISOLATION | no data | CCW | PD-270A | no data | no data | WATER/GLYCOL | 24" | no data
no data | 01-VCCW108 | no data | no data | no data | ACHE OUTLET ISOLATION/THROTTLING | no data | CCW | PD-271A | no data | no data | WATER/GLYCOL | 12" | no data
no data | 01-VCCW109 | no data | no data | no data | PUMP DISCHARGE ISOLATION | no data | CCW | PD-270A | no data | no data | WATER/GLYCOL | 24" | no data
no data | 01-VCCW110 | no data | no data | no data | VENT | no data | CCW | PD-271A | no data | no data | WATER/GLYCOL | 0.75" | no data
no data | 01-VCCW111 | no data | no data | no data | VENT | no data | CCW | PD-270A | no data | no data | WATER/GLYCOL | 0.75" | no data
no data | 01-VCCW112 | no data | no data | no data | VENT | no data | CCW | PD-270A | no data | no data | WATER/GLYCOL | 0.75" | no data
no data | 01-VCCW113 | no data | no data | no data | DRAIN | no data | CCW | PD-270A | no data | no data | WATER/GLYCOL | 0.75" | no data
no data | 01-VCCW114 | no data | no data | no data | POT FEEDER INLET ISOLATION | no data | CCW | PD-270A | no data | no data | WATER/GLYCOL | 2" | no data
no data | 01-VCCW115 | no data | no data | no data | INSTRUMENTATION | no data | CCW | PD-270A | no data | no data | WATER/GLYCOL | 0.75" | no data
no data | 01-VCCW116 | no data | no data | no data | INSTRUMENTATION | no data | CCW | PD-272A | no data | no data | WATER/GLYCOL | 0.75" | no data
no data | 01-VCCW117 | no data | no data | no data | DRAIN | no data | CCW | PD-270A | no data | no data | WATER/GLYCOL | 0.75" | no data
no data | 01-VCCW118 | no data | no data | no data | PUMP DISCHARGE CHECK | no data | CCW | PD-270A | no data | no data | WATER/GLYCOL | 24" | no data
no data | 01-VCCW119 | no data | no data | no data | INSTRUMENTATION | no data | CCW | PD-270A | no data | no data | WATER/GLYCOL | 0.75" | no data
no data | 01-VCCW120 | no data | no data | no data | ACHE INLET ISOLATION | no data | CCW | PD-271A | no data | no data | WATER/GLYCOL | 12" | no data
no data | 01-VCCW121 | no data | no data | no data | PUMP SUCTION ISOLATION | no data | CCW | PD-270A | no data | no data | WATER/GLYCOL | 24" | no data
no data | 01-VCCW122 | no data | no data | no data | INSTRUMENTATION | no data | CCW | PD-270A | no data | no data | WATER/GLYCOL | 0.75" | no data
no data | 01-VCCW123 | no data | no data | no data | ACHE INLET ISOLATION | no data | CCW | PD-271A | no data | no data | WATER/GLYCOL | 12" | no data
no data | 01-VCCW124 | no data | no data | no data | VENT | no data | CCW | PD-271A | no data | no data | WATER/GLYCOL | 0.75" | no data
no data | 01-VCCW125 | no data | no data | no data | ACHE OUTLET ISOLATION/THROTTLING | no data | CCW | PD-271A | no data | no data | WATER/GLYCOL | 12" | no data
no data | 01-VCCW126 | no data | no data | no data | BYPASS FOR ACHE BYPASS CV | no data | CCW | PD-270A | no data | no data | WATER/GLYCOL | 24" | no data
no data | 01-VCCW127 | no data | no data | no data | PUMP DISCHARGE CHECK | no data | CCW | PD-270A | no data | no data | WATER/GLYCOL | 24" | no data
no data | 01-VCCW128 | no data | no data | no data | INSTRUMENTATION | no data | CCW | PD-275A | no data | no data | WATER/GLYCOL | 0.75" | no data
no data | 01-VCCW129 | no data | no data | no data | ACHE INLET HEADER ISOLATION | no data | CCW | PD-271A | no data | no data | WATER/GLYCOL | 24" | no data
no data | 01-VCCW130 | no data | no data | no data | INSTRUMENTATION | no data | CCW | PD-270A | no data | no data | WATER/GLYCOL | 2" | no data
no data | 01-VCCW131 | no data | no data | no data | INSTRUMENTATION | no data | CCW | PD-270A | no data | no data | WATER/GLYCOL | 0.75" | no data
no data | 01-VCCW132 | no data | no data | no data | DRAIN | no data | CCW | PD-270A | no data | no data | WATER/GLYCOL | 2" | no data
no data | 01-VCCW133 | no data | no data | no data | POT FEEDER OUTLET ISOLATION/THROTTLING | no data | CCW | PD-270A | no data | no data | WATER/GLYCOL | 2" | no data
no data | 01-VCCW134 | no data | no data | no data | DRAIN | no data | CCW | PD-270A | no data | no data | WATER/GLYCOL | 0.75" | no data
no data | 01-VCCW135 | no data | no data | no data | INSTRUMENTATION | no data | CCW | PD-270A | no data | no data | WATER/GLYCOL | 0.75" | no data
no data | 01-VCCW136 | no data | no data | no data | VENT | no data | CCW | PD-270A | no data | no data | WATER/GLYCOL | 0.75" | no data
no data | 01-VCCW137 | no data | no data | no data | INSTRUMENTATION | no data | CCW | PD-270A | no data | no data | WATER/GLYCOL | 0.75" | no data
no data | 01-VCCW138 | no data | no data | no data | INSTRUMENTATION | no data | CCW | PD-270A | no data | no data | WATER/GLYCOL | 0.75" | no data
no data | 01-VCCW139 | no data | no data | no data | DRAIN | no data | CCW | PD-270A | no data | no data | WATER/GLYCOL | 0.75" | no data
no data | 01-VCCW140 | no data | no data | no data | DRAIN | no data | CCW | PD-270A | no data | no data | WATER/GLYCOL | 0.75" | no data
no data | Tag Number | no data | no data | no data | Description | no data | System | P&ID | no data | no data | Working Fluid | Size (in) | no data
no data | 01-VCCW141 | no data | no data | no data | DRAIN | no data | CCW | PD-270A | no data | no data | WATER/GLYCOL | 0.75" | no data
no data | 01-VCCW142 | no data | no data | no data | POT FEEDER OUTLET ISOLATION/THROTTLING | no data | CCW | PD-270A | no data | no data | WATER/GLYCOL | 0.75" | no data
no data | 01-VCCW143 | no data | no data | no data | VENT | no data | CCW | PD-271A | no data | no data | WATER/GLYCOL | 0.75" | no data
no data | 01-VCCW144 | no data | no data | no data | ACHE INLET ISOLATION | no data | CCW | PD-271A | no data | no data | WATER/GLYCOL | 12" | no data
no data | 01-VCCW145 | no data | no data | no data | ACHE INLET ISOLATION | no data | CCW | PD-271A | no data | no data | WATER/GLYCOL | 12" | no data
no data | 01-VCCW146 | no data | no data | no data | VENT | no data | CCW | PD-271A | no data | no data | WATER/GLYCOL | 0.75" | no data
no data | 01-VCCW147 | no data | no data | no data | VENT | no data | CCW | PD-275A | no data | no data | WATER/GLYCOL | 0.75" | no data
no data | 01-VCCW148 | no data | no data | no data | ACHE BYPASS CV ISOLATION | no data | CCW | PD-270A | no data | no data | WATER/GLYCOL | 24" | no data
no data | 01-VCCW149 | no data | no data | no data | ACHE BYPASS CV ISOLATION | no data | CCW | PD-270A | no data | no data | WATER/GLYCOL | 24" | no data
no data | 01-VCCW150 | no data | no data | no data | VENT | no data | CCW | PD-271A | no data | no data | WATER/GLYCOL | 0.75" | no data
no data | 01-VCCW151 | no data | no data | no data | DRAIN | no data | CCW | PD-270A | no data | no data | WATER/GLYCOL | 0.75" | no data
no data | 01-VCCW152 | no data | no data | no data | DRAIN | no data | CCW | PD-270A | no data | no data | WATER/GLYCOL | 2" | no data
no data | 01-VCCW153 | no data | no data | no data | SYSTEM BALANCING CV ISOLATION | no data | CCW | PD-270A | no data | no data | WATER/GLYCOL | 16" | no data
no data | 01-VCCW154 | no data | no data | no data | SYSTEM BALANCING CV ISOLATION | no data | CCW | PD-270A | no data | no data | WATER/GLYCOL | 16" | no data
no data | 01-VCCW155 | no data | no data | no data | SYSTEM BALANCING CV BYPASS | no data | CCW | PD-270A | no data | no data | WATER/GLYCOL | 10" | no data
no data | 01-VCCW156 | no data | no data | no data | DRAIN | no data | CCW | PD-270A | no data | no data | WATER/GLYCOL | 0.75" | no data
no data | 01-VCCW157 | no data | no data | no data | INSTRUMENTATION | no data | CCW | PD-271A | no data | no data | WATER/GLYCOL | 0.75" | no data
no data | 01-VCCW158 | no data | no data | no data | VENT | no data | CCW | PD-270A | no data | no data | WATER/GLYCOL | 0.75" | no data
no data | 01-VCCW159 | no data | no data | no data | VENT | no data | CCW | PD-270A | no data | no data | WATER/GLYCOL | 0.75" | no data
no data | 01-VCCW160 | no data | no data | no data | ACHE INLET ISOLATION | no data | CCW | PD-271A | no data | no data | WATER/GLYCOL | 12" | no data
no data | 01-VCCW161 | no data | no data | no data | VENT | no data | CCW | PD-275A | no data | no data | WATER/GLYCOL | 0.75" | no data
no data | 01-VCCW162 | no data | no data | no data | INSTRUMENTATION | no data | CCW | PD-275A | no data | no data | WATER/GLYCOL | 0.75" | no data
no data | 01-VCCW163 | no data | no data | no data | INSTRUMENTATION | no data | CCW | PD-275A | no data | no data | WATER/GLYCOL | 0.75" | no data
no data | 01-VCCW164 | no data | no data | no data | VENT | no data | CCW | PD-272A | no data | no data | WATER/GLYCOL | 0.75" | no data
no data | 01-VCCW165 | no data | no data | no data | DRAIN | no data | CCW | PD-275A | no data | no data | WATER/GLYCOL | 0.75" | no data
no data | 01-VCCW166 | no data | no data | no data | INSTRUMENTATION | no data | CCW | PD-275A | no data | no data | WATER/GLYCOL | 0.75" | no data
no data | 01-VCCW167 | no data | no data | no data | ACHE OUTLET ISOLATION/THROTTLING | no data | CCW | PD-271A | no data | no data | WATER/GLYCOL | 12" | no data
no data | 01-VCCW168 | no data | no data | no data | DRAIN | no data | CCW | PD-272A | no data | no data | WATER/GLYCOL | 0.75" | no data
no data | 01-VCCW169 | no data | no data | no data | INSTRUMENTATION | no data | CCW | PD-275A | no data | no data | WATER/GLYCOL | 0.75" | no data
no data | 01-VCCW170 | no data | no data | no data | ACHE OUTLET ISOLATION/THROTTLING | no data | CCW | PD-271A | no data | no data | WATER/GLYCOL | 12" | no data
no data | 01-VCCW171 | no data | no data | no data | INSTRUMENTATION | no data | CCW | PD-271A | no data | no data | WATER/GLYCOL | 0.75" | no data
no data | 01-VCCW172 | no data | no data | no data | BFP SUPPLY ISOLATION | no data | CCW | PD-272A | no data | no data | WATER/GLYCOL | 3" | no data
no data | 01-VCCW173 | no data | no data | no data | INSTRUMENTATION | no data | CCW | PD-272A | no data | no data | WATER/GLYCOL | 0.75" | no data
no data | 01-VCCW174 | no data | no data | no data | INSTRUMENTATION | no data | CCW | PD-271A | no data | no data | WATER/GLYCOL | 0.75" | no data
no data | 01-VCCW175 | no data | no data | no data | SAMPLE PANEL FLOW THROTTLING | no data | CCW | PD-272A | no data | no data | WATER/GLYCOL | 4" | no data
no data | 01-VCCW176 | no data | no data | no data | VENT | no data | CCW | PD-272A | no data | no data | WATER/GLYCOL | 0.75" | no data
no data | 01-VCCW177 | no data | no data | no data | BFP SUPPLY ISOLATION | no data | CCW | PD-272A | no data | no data | WATER/GLYCOL | 3" | no data
no data | 01-VCCW178 | no data | no data | no data | DRAIN | no data | CCW | PD-272A | no data | no data | WATER/GLYCOL | 0.75" | no data
no data | 01-VCCW179 | no data | no data | no data | INSTRUMENTATION | no data | CCW | PD-272A | no data | no data | WATER/GLYCOL | 0.75" | no data
no data | 01-VCCW180 | no data | no data | no data | INSTRUMENTATION | no data | CCW | PD-272A | no data | no data | WATER/GLYCOL | 0.75" | no data
no data | 01-VCCW181 | no data | no data | no data | BFP FLOW THROTTLING | no data | CCW | PD-272A | no data | no data | WATER/GLYCOL | 3" | no data
no data | 01-VCCW182 | no data | no data | no data | BFP FLOW THROTTLING | no data | CCW | PD-272A | no data | no data | WATER/GLYCOL | 3" | no data
no data | 01-VCCW183 | no data | no data | no data | SAMPLE PANEL SUPPLY ISOLATION | no data | CCW | PD-272A | no data | no data | WATER/GLYCOL | 4" | no data
no data | 01-VCCW184 | no data | no data | no data | VENT | no data | CCW | PD-272A | no data | no data | WATER/GLYCOL | 0.75" | no data
no data | 01-VCCW185 | no data | no data | no data | TCU RETURN ISOLATION | no data | CCW | PD-272A | no data | no data | WATER/GLYCOL | 3" | no data
no data | 01-VCCW186 | no data | no data | no data | TCU SUPPLY ISOLATION | no data | CCW | PD-272A | no data | no data | WATER/GLYCOL | 3" | no data
no data | 01-VCCW187 | no data | no data | no data | INSTRUMENTATION | no data | CCW | PD-272A | no data | no data | WATER/GLYCOL | 0.75" | no data
no data | 01-VCCW188 | no data | no data | no data | DRAIN | no data | CCW | PD-272A | no data | no data | WATER/GLYCOL | 0.75" | no data
no data | 01-VCCW189 | no data | no data | no data | VENT | no data | CCW | PD-272A | no data | no data | WATER/GLYCOL | 0.75" | no data
no data | 01-VCCW190 | no data | no data | no data | INSTRUMENTATION | no data | CCW | PD-270A | no data | no data | WATER/GLYCOL | 2" | no data
no data | 01-VCCW191 | no data | no data | no data | INSTRUMENTATION | no data | CCW | PD-270A | no data | no data | WATER/GLYCOL | 2" | no data
no data | 01-VCCW192 | no data | no data | no data | VENT | no data | CCW | PD-270A | no data | no data | WATER/GLYCOL | 0.75" | no data
no data | 01-VCCW193 | no data | no data | no data | VENT | no data | CCW | PD-270A | no data | no data | WATER/GLYCOL | 0.75" | no data
no data | 01-VCCW194 | no data | no data | no data | VENT | no data | CCW | PD-272A | no data | no data | WATER/GLYCOL | 0.75" | no data
no data | 01-VCCW195 | no data | no data | no data | DRAIN | no data | CCW | PD-275A | no data | no data | WATER/GLYCOL | 0.75" | no data
no data | 01-VCCW196 | no data | no data | no data | DRAIN | no data | CCW | PD-270A | no data | no data | WATER/GLYCOL | 0.75" | no data
no data | 01-VCCW200 | no data | no data | no data | VENT | no data | CCW | PD-270A | no data | no data | WATER/GLYCOL | 0.75" | no data
no data | 01-VCCW201 | no data | no data | no data | VENT | no data | CCW | PD-270A | no data | no data | WATER/GLYCOL | 0.75" | no data
no data | 01-VCCW211 | no data | no data | no data | INSTRUMENTATION | no data | CCW | PD-274A | no data | no data | WATER/GLYCOL | 0.75" | no data
no data | 01-VCCW212 | no data | no data | no data | INSTRUMENTATION | no data | CCW | PD-274A | no data | no data | WATER/GLYCOL | 0.75" | no data
no data | 01-VCCW213 | no data | no data | no data | INSTRUMENTATION | no data | CCW | PD-274A | no data | no data | WATER/GLYCOL | 0.75" | no data
no data | 01-VCCW214 | no data | no data | no data | INSTRUMENTATION | no data | CCW | PD-274A | no data | no data | WATER/GLYCOL | 0.75" | no data
no data | 01-VCCW215 | no data | no data | no data | INSTRUMENTATION | no data | CCW | PD-274A | no data | no data | WATER/GLYCOL | 0.75" | no data
no data | 01-VCCW216 | no data | no data | no data | DRAIN | no data | CCW | PD-271A | no data | no data | WATER/GLYCOL | 0.75" | no data
no data | Tag Number | no data | no data | no data | Description | no data | System | P&ID | no data | no data | Working Fluid | Size (in) | no data
no data | 01-VCCW217 | no data | no data | no data | DRAIN | no data | CCW | PD-271A | no data | no data | WATER/GLYCOL | 0.75" | no data
no data | 01-VCCW218 | no data | no data | no data | DRAIN | no data | CCW | PD-271A | no data | no data | WATER/GLYCOL | 0.75" | no data
no data | 01-VCCW219 | no data | no data | no data | DRAIN | no data | CCW | PD-271A | no data | no data | WATER/GLYCOL | 0.75" | no data
no data | 01-VCCW220 | no data | no data | no data | DRAIN | no data | CCW | PD-271A | no data | no data | WATER/GLYCOL | 0.75" | no data
no data | 01-VCCW221 | no data | no data | no data | INSTRUMENTATION | no data | CCW | PD-274A | no data | no data | WATER/GLYCOL | 0.75" | no data
no data | 01-VCCW222 | no data | no data | no data | INSTRUMENTATION | no data | CCW | PD-274A | no data | no data | WATER/GLYCOL | 0.75" | no data
no data | 01-VCCW224 | no data | no data | no data | INSTRUMENTATION | no data | CCW | PD-274A | no data | no data | WATER/GLYCOL | 0.75" | no data
no data | 01-VCCW225 | no data | no data | no data | INSTRUMENTATION | no data | CCW | PD-274A | no data | no data | WATER/GLYCOL | 0.75" | no data
no data | 01-VCCW226 | no data | no data | no data | DRAIN | no data | CCW | PD-271A | no data | no data | WATER/GLYCOL | 0.75" | no data
no data | 01-VCCW227 | no data | no data | no data | DRAIN | no data | CCW | PD-271A | no data | no data | WATER/GLYCOL | 0.75" | no data
no data | 01-VCCW228 | no data | no data | no data | DRAIN | no data | CCW | PD-271A | no data | no data | WATER/GLYCOL | 0.75" | no data
no data | 01-VCCW229 | no data | no data | no data | DRAIN | no data | CCW | PD-271A | no data | no data | WATER/GLYCOL | 0.75" | no data
no data | 01-VCCW230 | no data | no data | no data | DRAIN | no data | CCW | PD-271A | no data | no data | WATER/GLYCOL | 0.75" | no data
no data | 01-VCCW300 | no data | no data | no data | INSTRUMENTATION | no data | CCW | PD-271A | no data | no data | WATER/GLYCOL | 0.75" | no data
no data | 01-VCCW301 | no data | no data | no data | VENT | no data | CCW | PD-273A | no data | no data | WATER/GLYCOL | 0.75" | no data
no data | 01-VCCW302 | no data | no data | no data | VENT | no data | CCW | PD-273A | no data | no data | WATER/GLYCOL | 0.75" | no data
no data | 01-VCCW304 | no data | no data | no data | LUBE OIL MODULE SUPPLY ISOLATION | no data | CCW | PD-273A | no data | no data | WATER/GLYCOL | 14" | no data
no data | 01-VCCW305 | no data | no data | no data | LUBE OIL MODULE OUTLET ISOLATION/THROTTLING | no data | CCW | PD-273A | no data | no data | WATER/GLYCOL | 14" | no data
no data | 01-VCCW306 | no data | no data | no data | GLYCOL FILL CHECK | no data | CCW | PD-270A | no data | no data | WATER/GLYCOL | 2" | no data
no data | 01-VCCW307 | no data | no data | no data | INSTRUMENTATION | no data | CCW | PD-273A | no data | no data | WATER/GLYCOL | 0.75" | no data
no data | 01-VCCW308 | no data | no data | no data | DRAIN | no data | CCW | PD-273A | no data | no data | WATER/GLYCOL | 0.75" | no data
no data | 01-VCCW318 | no data | no data | no data | DRAIN | no data | CCW | PD-274A | no data | no data | WATER/GLYCOL | 0.75" | no data
no data | 01-VCCW319 | no data | no data | no data | DRAIN | no data | CCW | PD-274A | no data | no data | WATER/GLYCOL | 0.75" | no data
no data | 01-VCCW320 | no data | no data | no data | GENERATOR COOLER SUPPLY ISOLATION | no data | CCW | PD-274A | no data | no data | WATER/GLYCOL | 6" | no data
no data | 01-VCCW321 | no data | no data | no data | INSTRUMENTATION | no data | CCW | PD-274A | no data | no data | WATER/GLYCOL | 0.75" | no data
no data | 01-VCCW322 | no data | no data | no data | DRAIN | no data | CCW | PD-273A | no data | no data | WATER/GLYCOL | 0.75" | no data
no data | 01-VCCW323 | no data | no data | no data | INSTRUMENTATION | no data | CCW | PD-273A | no data | no data | WATER/GLYCOL | 0.75" | no data
no data | 01-VCCW324 | no data | no data | no data | DRAIN | no data | CCW | PD-273A | no data | no data | WATER/GLYCOL | 0.75" | no data
no data | 01-VCCW325 | no data | no data | no data | LUBE OIL MODULE SUPPLY ISOLATION | no data | CCW | PD-273A | no data | no data | WATER/GLYCOL | 14" | no data
no data | 01-VCCW326 | no data | no data | no data | DRAIN | no data | CCW | PD-273A | no data | no data | WATER/GLYCOL | 0.75" | no data
no data | 01-VCCW327 | no data | no data | no data | INSTRUMENTATION | no data | CCW | PD-273A | no data | no data | WATER/GLYCOL | 0.75" | no data
no data | 01-VCCW328 | no data | no data | no data | VENT | no data | CCW | PD-273A | no data | no data | WATER/GLYCOL | 0.75" | no data
no data | 01-VCCW329 | no data | no data | no data | INSTRUMENTATION | no data | CCW | PD-273A | no data | no data | WATER/GLYCOL | 0.75" | no data
no data | 01-VCCW330 | no data | no data | no data | GENERATOR COOLER SUPPLY ISOLATION | no data | CCW | PD-274A | no data | no data | WATER/GLYCOL | 6" | no data
no data | 01-VCCW331 | no data | no data | no data | INSTRUMENTATION | no data | CCW | PD-271A | no data | no data | WATER/GLYCOL | 0.75" | no data
no data | 01-VCCW332 | no data | no data | no data | GENERATOR COOLER SUPPLY ISOLATION | no data | CCW | PD-274A | no data | no data | WATER/GLYCOL | 6" | no data
no data | 01-VCCW333 | no data | no data | no data | INSTRUMENTATION | no data | CCW | PD-271A | no data | no data | WATER/GLYCOL | 0.75" | no data
no data | 01-VCCW334 | no data | no data | no data | GENERATOR COOLER SUPPLY ISOLATION | no data | CCW | PD-274A | no data | no data | WATER/GLYCOL | 6" | no data
no data | 01-VCCW335 | no data | no data | no data | INSTRUMENTATION | no data | CCW | PD-271A | no data | no data | WATER/GLYCOL | 0.75" | no data
no data | 01-VCCW336 | no data | no data | no data | GENERATOR COOLER SUPPLY ISOLATION | no data | CCW | PD-274A | no data | no data | WATER/GLYCOL | 6" | no data
no data | 01-VCCW337 | no data | no data | no data | INSTRUMENTATION | no data | CCW | PD-271A | no data | no data | WATER/GLYCOL | 0.75" | no data
no data | 01-VCCW338 | no data | no data | no data | GENERATOR COOLER SUPPLY ISOLATION | no data | CCW | PD-274A | no data | no data | WATER/GLYCOL | 6" | no data
no data | 01-VCCW339 | no data | no data | no data | INSTRUMENTATION | no data | CCW | PD-271A | no data | no data | WATER/GLYCOL | 0.75" | no data
no data | 01-VCCW340 | no data | no data | no data | VENT | no data | CCW | PD-273A | no data | no data | WATER/GLYCOL | 0.75" | no data
no data | 01-VCCW341 | no data | no data | no data | LUBE OIL MODULE OUTLET ISOLATION/THROTTLING | no data | CCW | PD-273A | no data | no data | WATER/GLYCOL | 14" | no data
no data | 01-VCCW342 | no data | no data | no data | GENERATOR COOLER SUPPLY ISOLATION | no data | CCW | PD-274A | no data | no data | WATER/GLYCOL | 6" | no data
no data | 01-VCCW343 | no data | no data | no data | INSTRUMENTATION | no data | CCW | PD-274A | no data | no data | WATER/GLYCOL | 0.75" | no data
no data | 01-VCCW344 | no data | no data | no data | GENERATOR COOLER SUPPLY ISOLATION | no data | CCW | PD-274A | no data | no data | WATER/GLYCOL | 6" | no data
no data | 01-VCCW345 | no data | no data | no data | GLYCOL FILL ISOLATION | no data | CCW | PD-270A | no data | no data | WATER/GLYCOL | 2" | no data
no data | 01-VCCW346 | no data | no data | no data | ECA COMPRESSOR RETURN ISOLATION | no data | CCW | PD-275A | no data | no data | WATER/GLYCOL | 3" | no data
no data | 01-VCCW347 | no data | no data | no data | GENERATOR COOLER RETURN ISOLATION/THROTTLING | no data | CCW | PD-274A | no data | no data | WATER/GLYCOL | 6" | no data
no data | 01-VCCW348 | no data | no data | no data | DRAIN | no data | CCW | PD-274A | no data | no data | WATER/GLYCOL | 0.75" | no data
no data | 01-VCCW349 | no data | no data | no data | GENERATOR COOLER RETURN HEADER ISOLATION/THROTTLING | no data | CCW | PD-274A | no data | no data | WATER/GLYCOL | 14" | no data
no data | 01-VCCW350 | no data | no data | no data | INSTRUMENTATION | no data | CCW | PD-274A | no data | no data | WATER/GLYCOL | 0.75" | no data
no data | 01-VCCW351 | no data | no data | no data | GENERATOR COOLER RETURN ISOLATION/THROTTLING | no data | CCW | PD-274A | no data | no data | WATER/GLYCOL | 6" | no data
no data | 01-VCCW352 | no data | no data | no data | INSTRUMENTATION | no data | CCW | PD-274A | no data | no data | WATER/GLYCOL | 0.75" | no data
no data | 01-VCCW353 | no data | no data | no data | GENERATOR COOLER RETURN ISOLATION/THROTTLING | no data | CCW | PD-274A | no data | no data | WATER/GLYCOL | 6" | no data
no data | 01-VCCW354 | no data | no data | no data | INSTRUMENTATION | no data | CCW | PD-274A | no data | no data | WATER/GLYCOL | 0.75" | no data
no data | 01-VCCW355 | no data | no data | no data | GENERATOR COOLER RETURN ISOLATION/THROTTLING | no data | CCW | PD-274A | no data | no data | WATER/GLYCOL | 6" | no data
no data | 01-VCCW356 | no data | no data | no data | INSTRUMENTATION | no data | CCW | PD-274A | no data | no data | WATER/GLYCOL | 0.75" | no data
no data | 01-VCCW357 | no data | no data | no data | GENERATOR COOLER RETURN ISOLATION/THROTTLING | no data | CCW | PD-274A | no data | no data | WATER/GLYCOL | 6" | no data
no data | 01-VCCW358 | no data | no data | no data | INSTRUMENTATION | no data | CCW | PD-274A | no data | no data | WATER/GLYCOL | 0.75" | no data
no data | 01-VCCW359 | no data | no data | no data | GENERATOR COOLER RETURN ISOLATION/THROTTLING | no data | CCW | PD-274A | no data | no data | WATER/GLYCOL | 6" | no data
no data | 01-VCCW360 | no data | no data | no data | INSTRUMENTATION | no data | CCW | PD-275A | no data | no data | WATER/GLYCOL | 0.75" | no data
no data | Tag Number | no data | no data | no data | Description | no data | System | P&ID | no data | no data | Working Fluid | Size (in) | no data
no data | 01-VCCW361 | no data | no data | no data | GENERATOR COOLER RETURN ISOLATION/THROTTLING | no data | CCW | PD-274A | no data | no data | WATER/GLYCOL | 6" | no data
no data | 01-VCCW362 | no data | no data | no data | ECA COMPRESSOR SUPPLY ISOLATION | no data | CCW | PD-275A | no data | no data | WATER/GLYCOL | 3" | no data
no data | 01-VCCW363 | no data | no data | no data | GENERATOR COOLER RETURN ISOLATION/THROTTLING | no data | CCW | PD-274A | no data | no data | WATER/GLYCOL | 6" | no data
no data | 01-VCCW364 | no data | no data | no data | GENERATOR COOLER SUPPLY HEADER ISOLATION | no data | CCW | PD-274A | no data | no data | WATER/GLYCOL | 14" | no data
no data | 01-VCCW365 | no data | no data | no data | VENT | no data | CCW | PD-270A | no data | no data | WATER/GLYCOL | 0.75" | no data
no data | 01-VCCW366 | no data | no data | no data | ACHE OUTLET HEADER ISOLATION | no data | CCW | PD-271A | no data | no data | WATER/GLYCOL | 24" | no data
no data | 01-VCCW367 | no data | no data | no data | INSTRUMENTATION | no data | CCW | PD-270A | no data | no data | WATER/GLYCOL | 0.75" | no data
no data | 01-VCCW368 | no data | no data | no data | INSTRUMENTATION | no data | CCW | PD-270A | no data | no data | WATER/GLYCOL | 0.75" | no data
no data | 01-VCCW369 | no data | no data | no data | ECA COMPRESSOR FLOW THROTTLING | no data | CCW | PD-275A | no data | no data | WATER/GLYCOL | 3" | no data
no data | 01-VCCW370 | no data | no data | no data | ECA COMPRESSOR RETURN ISOLATION | no data | CCW | PD-275A | no data | no data | WATER/GLYCOL | 3" | no data
no data | 01-VCCW371 | no data | no data | no data | DRAIN | no data | CCW | PD-274A | no data | no data | WATER/GLYCOL | 0.75" | no data
no data | 01-VCCW372 | no data | no data | no data | DRAIN | no data | CCW | PD-274A | no data | no data | WATER/GLYCOL | 0.75" | no data
no data | 01-VCCW373 | no data | no data | no data | DRAIN | no data | CCW | PD-274A | no data | no data | WATER/GLYCOL | 0.75" | no data
no data | 01-VCCW374 | no data | no data | no data | DRAIN | no data | CCW | PD-274A | no data | no data | WATER/GLYCOL | 0.75" | no data
no data | 01-VCCW375 | no data | no data | no data | DRAIN | no data | CCW | PD-274A | no data | no data | WATER/GLYCOL | 0.75" | no data
no data | 01-VCCW376 | no data | no data | no data | DRAIN | no data | CCW | PD-274A | no data | no data | WATER/GLYCOL | 0.75" | no data
no data | 01-VCCW377 | no data | no data | no data | DRAIN | no data | CCW | PD-274A | no data | no data | WATER/GLYCOL | 0.75" | no data
no data | 01-VCCW378 | no data | no data | no data | DRAIN | no data | CCW | PD-274A | no data | no data | WATER/GLYCOL | 0.75" | no data
no data | 01-VCCW379 | no data | no data | no data | DRAIN | no data | CCW | PD-274A | no data | no data | WATER/GLYCOL | 0.75" | no data
no data | 01-VCCW380 | no data | no data | no data | ECA COMPRESSOR SUPPLY ISOLATION | no data | CCW | PD-275A | no data | no data | WATER/GLYCOL | 3" | no data
no data | 01-VCCW381 | no data | no data | no data | ECA COMPRESSOR FLOW THROTTLING | no data | CCW | PD-275A | no data | no data | WATER/GLYCOL | 3" | no data
no data | 01-VCCW382 | no data | no data | no data | VENT | no data | CCW | PD-274A | no data | no data | WATER/GLYCOL | 0.75" | no data
no data | 01-VCCW383 | no data | no data | no data | VENT | no data | CCW | PD-274A | no data | no data | WATER/GLYCOL | 0.75" | no data
no data | 01-VCCW384 | no data | no data | no data | VENT | no data | CCW | PD-274A | no data | no data | WATER/GLYCOL | 0.75" | no data
no data | 01-VCCW385 | no data | no data | no data | VENT | no data | CCW | PD-274A | no data | no data | WATER/GLYCOL | 0.75" | no data
no data | 01-VCCW386 | no data | no data | no data | VENT | no data | CCW | PD-274A | no data | no data | WATER/GLYCOL | 0.75" | no data
no data | 01-VCCW387 | no data | no data | no data | VENT | no data | CCW | PD-274A | no data | no data | WATER/GLYCOL | 0.75" | no data
no data | 01-VCCW388 | no data | no data | no data | VENT | no data | CCW | PD-274A | no data | no data | WATER/GLYCOL | 0.75" | no data
no data | 01-VCCW389 | no data | no data | no data | VENT | no data | CCW | PD-274A | no data | no data | WATER/GLYCOL | 0.75" | no data
no data | 01-VCCW391 | no data | no data | no data | VENT | no data | CCW | PD-275A | no data | no data | WATER/GLYCOL | 0.75" | no data
no data | 01-VCCW392 | no data | no data | no data | DRAIN | no data | CCW | PD-275A | no data | no data | WATER/GLYCOL | 0.75" | no data
no data | 01-VCCW393 | no data | no data | no data | DRAIN | no data | CCW | PD-275A | no data | no data | WATER/GLYCOL | 0.75" | no data
no data | 01-VCCW396 | no data | no data | no data | VENT | no data | CCW | PD-275A | no data | no data | WATER/GLYCOL | 0.75" | no data
no data | 01-VCCW398 | no data | no data | no data | DRAIN | no data | CCW | PD-274A | no data | no data | WATER/GLYCOL | 0.75" | no data
no data | 01-VCCW399 | no data | no data | no data | DRAIN | no data | CCW | PD-274A | no data | no data | WATER/GLYCOL | 0.75" | no data
no data | 01-VCCW400 | no data | no data | no data | DRAIN | no data | CCW | PD-274A | no data | no data | WATER/GLYCOL | 0.75" | no data
no data | 01-VCCW401 | no data | no data | no data | DRAIN | no data | CCW | PD-274A | no data | no data | WATER/GLYCOL | 0.75" | no data
no data | 01-VCCW402 | no data | no data | no data | DRAIN | no data | CCW | PD-274A | no data | no data | WATER/GLYCOL | 0.75" | no data
no data | 01-VCCW403 | no data | no data | no data | DRAIN | no data | CCW | PD-274A | no data | no data | WATER/GLYCOL | 0.75" | no data
no data | 01-VCCW404 | no data | no data | no data | DRAIN | no data | CCW | PD-274A | no data | no data | WATER/GLYCOL | 0.75" | no data
no data | 01-VCCW405 | no data | no data | no data | DRAIN | no data | CCW | PD-274A | no data | no data | WATER/GLYCOL | 0.75" | no data
no data | 01-VCCW406 | no data | no data | no data | DRAIN | no data | CCW | PD-274A | no data | no data | WATER/GLYCOL | 0.75" | no data
no data | 01-VCCW407 | no data | no data | no data | DRAIN | no data | CCW | PD-274A | no data | no data | WATER/GLYCOL | 0.75" | no data
no data | 01-VCCW408 | no data | no data | no data | DRAIN | no data | CCW | PD-274A | no data | no data | WATER/GLYCOL | 0.75" | no data
no data | 01-VCCW409 | no data | no data | no data | DRAIN | no data | CCW | PD-274A | no data | no data | WATER/GLYCOL | 0.75" | no data
no data | 01-VCCW410 | no data | no data | no data | VENT | no data | CCW | PD-274A | no data | no data | WATER/GLYCOL | 0.75" | no data
no data | 01-VCCW411 | no data | no data | no data | VENT | no data | CCW | PD-274A | no data | no data | WATER/GLYCOL | 0.75" | no data
no data | 01-VCCW412 | no data | no data | no data | BFP RETURN ISOLATION | no data | CCW | PD-272A | no data | no data | WATER/GLYCOL | 3" | no data
no data | 01-VCCW413 | no data | no data | no data | BFP RETURN ISOLATION | no data | CCW | PD-272A | no data | no data | WATER/GLYCOL | 3" | no data
no data | 01-VCCW414 | no data | no data | no data | TCU FILL ISOLATION | no data | CCW | PD-272A | no data | no data | WATER/GLYCOL | 0.75" | no data
no data | 01-VCCW415 | no data | no data | no data | SAMPLE PANEL RETURN ISOLATION | no data | CCW | PD-272A | no data | no data | WATER/GLYCOL | 4" | no data
no data | 01-VCCW453 | no data | no data | no data | INSTRUMENTATION | no data | CCW | PD-272A | no data | no data | WATER/GLYCOL | 0.75" | no data
no data | 01-VCMG102 | no data | no data | no data | INSTRUMENTATION | no data | CMG | PD-571 | no data | no data | CARBON DIOXIDE | 0.75" | no data
no data | 01-VCMG103 | no data | no data | no data | H2 ISOLATION | no data | CMG | PD-571 | no data | no data | HYDROGEN | 1.5" | no data
no data | 01-VCMG104 | no data | no data | no data | INSTRUMENTATION | no data | CMG | PD-570 | no data | no data | NITROGEN | 0.75" | no data
no data | 01-VCMG113 | no data | no data | no data | H2 ISOLATION | no data | CMG | PD-571 | no data | no data | HYDROGEN | 1.5" | no data
no data | 01-VCMG119 | no data | no data | no data | INSTRUMENTATION | no data | CMG | PD-570 | no data | no data | NITROGEN | 0.75" | no data
no data | 01-VCMG122 | no data | no data | no data | INSTRUMENTATION | no data | CMG | PD-571 | no data | no data | CARBON DIOXIDE | 0.75" | no data
no data | 01-VCMG602 | no data | no data | no data | VENT | no data | CMG | PD-571 | no data | no data | HYDROGEN | 0.75" | no data
no data | 01-VCMG604 | no data | no data | no data | N2 PURGE CONNECTION | no data | CMG | PD-571 | no data | no data | HYDROGEN | 0.75" | no data
no data | 01-VCND100 | no data | no data | no data | STRAINER VENT VALVE | no data | CND | PD-051A | no data | no data | Water | 0.5" | no data
no data | 01-VCND101 | no data | no data | no data | IRON FILTER DRAIN | no data | CND | PD-052A | no data | no data | Water | 0.75" | no data
no data | 01-VCND103 | no data | no data | no data | CONDENSATE EMERGENCY DUMP CV ISOLATION | no data | CND | PD-053A | no data | no data | Water | 6" | no data
no data | 01-VCND104 | no data | no data | no data | INSTRUMENT ISOLATION | no data | CND | PD-051A | no data | no data | Water | 0.75" | no data
no data | Tag Number | no data | no data | no data | Description | no data | System | P&ID | no data | no data | Working Fluid | Size (in) | no data
no data | 01-VCND105 | no data | no data | no data | DRAIN VALVE | no data | CND | PD-040A | no data | no data | Water | 0.75" | no data
no data | 01-VCND106 | no data | no data | no data | VENT VALVE | no data | CND | PD-050A | no data | no data | Water | 0.75" | no data
no data | 01-VCND108 | no data | no data | no data | DRAIN VALVE | no data | CND | PD-030A | no data | no data | Water | 0.75" | no data
no data | 01-VCND109 | no data | no data | no data | CRH VENTILATOR SPRAY SUPPLY ISOLATION | no data | CND | PD-030A | no data | no data | Water | 3" | no data
no data | 01-VCND110 | no data | no data | no data | VENT VALVE | no data | CND | PD-030A | no data | no data | Water | 0.75" | no data
no data | 01-VCND111 | no data | no data | no data | CRH VENTILATOR SPRAY SUPPLY CHECK VALVE | no data | CND | PD-030A | no data | no data | Water | 3" | no data
no data | 01-VCND112 | no data | no data | no data | INSTRUMENT ISOLATION | no data | CND | PD-051A | no data | no data | Water | 0.75" | no data
no data | 01-VCND113 | no data | no data | no data | CND PUMP CAN VENT VALVE | no data | CND | PD-051A | no data | no data | Water | 1" | no data
no data | 01-VCND114 | no data | no data | no data | STRAINER DRAIN | no data | CND | PD-052A | no data | no data | Water | 0.75" | no data
no data | 01-VCND115 | no data | no data | no data | LPS BYPASS SPRAY SUPPLY CHECK VALVE | no data | CND | PD-040A | no data | no data | Water | 1.5" | no data
no data | 01-VCND116 | no data | no data | no data | DRAIN VALVE | no data | CND | PD-034A | no data | no data | Water | 0.75" | no data
no data | 01-VCND117 | no data | no data | no data | CND PUMP DISCHARGE CHECK VALVE | no data | CND | PD-051A | no data | no data | Water | 10" | no data
no data | 01-VCND118 | no data | no data | no data | STRAINER VENT VALVE | no data | CND | PD-051A | no data | no data | Water | 0.5" | no data
no data | 01-VCND119 | no data | no data | no data | HRH BYPASS SPRAY SUPPLY ISOLATION | no data | CND | PD-034A | no data | no data | Water | 6" | no data
no data | 01-VCND121 | no data | no data | no data | HRH BYPASS SPRAY SUPPLY CHECK VALVE | no data | CND | PD-034A | no data | no data | Water | 6" | no data
no data | 01-VCND123 | no data | no data | no data | INSTRUMENT ISOLATION | no data | CND | PD-052A | no data | no data | Water | 0.75" | no data
no data | 01-VCND124 | no data | no data | no data | INSTRUMENT ISOLATION | no data | CND | PD-052A | no data | no data | Water | 0.5" | no data
no data | 01-VCND125 | no data | no data | no data | INSTRUMENT ISOLATION | no data | CND | PD-034A | no data | no data | Water | 0.5" | no data
no data | 01-VCND126 | no data | no data | no data | ST HOOD SPRAY SUPPLY ISOLATION | no data | CND | PD-052A | no data | no data | Water | 1.5" | no data
no data | 01-VCND127 | no data | no data | no data | VENT VALVE | no data | CND | PD-051A | no data | no data | Water | 0.75" | no data
no data | 01-VCND128 | no data | no data | no data | CND PUMP DISCHARGE ISOLATION | no data | CND | PD-051A | no data | no data | Water | 10" | no data
no data | 01-VCND129 | no data | no data | no data | STRAINER VENT VALVE | no data | CND | PD-051A | no data | no data | Water | 0.5" | no data
no data | 01-VCND130 | no data | no data | no data | INSTRUMENT ISOLATION | no data | CND | PD-051A | no data | no data | Water | 0.75" | no data
no data | 01-VCND131 | no data | no data | no data | INSTRUMENT ISOLATION | no data | CND | PD-051A | no data | no data | Water | 0.75" | no data
no data | 01-VCND132 | no data | no data | no data | CONDENSATE RECIRC CV DOWNSTREAM ISOLATION | no data | CND | PD-053A | no data | no data | Water | 8" | no data
no data | 01-VCND133 | no data | no data | no data | STRAINER VENT VALVE | no data | CND | PD-051A | no data | no data | Water | 0.5" | no data
no data | 01-VCND134 | no data | no data | no data | CND TO ACC CURTAIN SPRAY FE ISOLATION | no data | CND | PD-052A | no data | no data | Water | 4" | no data
no data | 01-VCND135 | no data | no data | no data | STRAINER VENT VALVE | no data | CND | PD-051A | no data | no data | Water | 0.5" | no data
no data | 01-VCND136 | no data | no data | no data | DRAIN VALVE | no data | CND | PD-052A | no data | no data | Water | 0.75" | no data
no data | 01-VCND137 | no data | no data | no data | INSTRUMENT ISOLATION | no data | CND | PD-051A | no data | no data | Water | 0.75" | no data
no data | 01-VCND138 | no data | no data | no data | VENT VALVE | no data | CND | PD-052A | no data | no data | Water | 0.75" | no data
no data | 01-VCND139 | no data | no data | no data | INSTRUMENT ISOLATION | no data | CND | PD-052A | no data | no data | Water | 0.75" | no data
no data | 01-VCND140 | no data | no data | no data | IRON FILTER VENT VALVE | no data | CND | PD-052A | no data | no data | Water | 0.75" | no data
no data | 01-VCND141 | no data | no data | no data | LPS BYPASS SPRAY SUPPLY ISOLATION | no data | CND | PD-040A | no data | no data | Water | 1.5" | no data
no data | 01-VCND142 | no data | no data | no data | INSTRUMENT ISOLATION | no data | CND | PD-051A | no data | no data | Water | 0.75" | no data
no data | 01-VCND143 | no data | no data | no data | INSTRUMENT ISOLATION | no data | CND | PD-051A | no data | no data | Water | 0.75" | no data
no data | 01-VCND144 | no data | no data | no data | IRON FILTER DRAIN VALVE | no data | CND | PD-052A | no data | no data | Water | 0.75" | no data
no data | 01-VCND145 | no data | no data | no data | ST HOOD SPRAY VALVE ISOLATION | no data | CND | PD-052A | no data | no data | Water | 1.5" | no data
no data | 01-VCND146 | no data | no data | no data | INSTRUMENT ISOLATION | no data | CND | PD-052A | no data | no data | Water | 0.75" | no data
no data | 01-VCND147 | no data | no data | no data | ST HOOD SPRAY CV BYPASS VALVE | no data | CND | PD-052A | no data | no data | Water | 1.5" | no data
no data | 01-VCND148 | no data | no data | no data | CND PUMP DISCHARGE CHECK VALVE | no data | CND | PD-051A | no data | no data | Water | 10" | no data
no data | 01-VCND149 | no data | no data | no data | VENT VALVE | no data | CND | PD-053A | no data | no data | Water | 0.75" | no data
no data | 01-VCND150 | no data | no data | no data | CND DISCHARGE SAMPLE ISOLATION | no data | CND | PD-053A | no data | no data | Water | 0.5" | no data
no data | 01-VCND151 | no data | no data | no data | INSTRUMENT ISOLATION | no data | CND | PD-052A | no data | no data | Water | 0.75" | no data
no data | 01-VCND152 | no data | no data | no data | DRAIN VALVE | no data | CND | PD-053A | no data | no data | Water | 0.75" | no data
no data | 01-VCND153 | no data | no data | no data | DRAIN VALVE | no data | CND | PD-053A | no data | no data | Water | 0.75" | no data
no data | 01-VCND154 | no data | no data | no data | STRAINER VENT VALVE | no data | CND | PD-051A | no data | no data | Water | 0.5" | no data
no data | 01-VCND155 | no data | no data | no data | CND DISCHARGE SAMPLE ISOLATION | no data | CND | PD-053A | no data | no data | Water | 0.5" | no data
no data | 01-VCND156 | no data | no data | no data | INSTRUMENT ISOLATION | no data | CND | PD-040A | no data | no data | Water | 0.5" | no data
no data | 01-VCND157 | no data | no data | no data | CND PUMP CAN VENT VALVE | no data | CND | PD-051A | no data | no data | Water | 1" | no data
no data | 01-VCND158 | no data | no data | no data | DRAIN VALVE | no data | CND | PD-040A | no data | no data | Water | 0.75" | no data
no data | 01-VCND159 | no data | no data | no data | INSTRUMENT ISOLATION | no data | CND | PD-030A | no data | no data | Water | 0.5" | no data
no data | 01-VCND160 | no data | no data | no data | CONDENSATE IRON FILTER BYPASS VALVE ISOLATION | no data | CND | PD-052A | no data | no data | Water | 12" | no data
no data | 01-VCND162 | no data | no data | no data | INSTRUMENT ISOLATION | no data | CND | PD-030A | no data | no data | Water | 0.5" | no data
no data | 01-VCND163 | no data | no data | no data | CONDENSATE IRON FILTER BYPASS VALVE ISOLATION | no data | CND | PD-052A | no data | no data | Water | 12" | no data
no data | 01-VCND164 | no data | no data | no data | INSTRUMENT ISOLATION | no data | CND | PD-051A | no data | no data | Water | 0.75" | no data
no data | 01-VCND165 | no data | no data | no data | STRAINER VENT VALVE | no data | CND | PD-051A | no data | no data | Water | 0.5" | no data
no data | 01-VCND166 | no data | no data | no data | STRAINER DRAIN | no data | CND | PD-051A | no data | no data | Water | 2" | no data
no data | 01-VCND167 | no data | no data | no data | DRAIN VALVE | no data | CND | PD-051A | no data | no data | Water | 0.75" | no data
no data | 01-VCND168 | no data | no data | no data | STRAINER VENT | no data | CND | PD-051A | no data | no data | Water | 0.5" | no data
no data | 01-VCND169 | no data | no data | no data | INSTRUMENT ISOLATION | no data | CND | PD-040A | no data | no data | Water | 0.5" | no data
no data | 01-VCND170 | no data | no data | no data | INSTRUMENT ISOLATION | no data | CND | PD-034A | no data | no data | Water | 0.5" | no data
no data | 01-VCND171 | no data | no data | no data | STRAINER DRAIN VALVE | no data | CND | PD-051A | no data | no data | Water | 2" | no data
no data | 01-VCND172 | no data | no data | no data | CONDENSATE IRON FILTER MANUAL ISOLATION | no data | CND | PD-052A | no data | no data | Water | 12" | no data
no data | Tag Number | no data | no data | no data | Description | no data | System | P&ID | no data | no data | Working Fluid | Size (in) | no data
no data | 01-VCND173 | no data | no data | no data | STRAINER DRAIN VALVE | no data | CND | PD-051A | no data | no data | Water | 2" | no data
no data | 01-VCND174 | no data | no data | no data | CONDENSATE IRON FILTER MANUAL ISOLATION | no data | CND | PD-052A | no data | no data | Water | 12" | no data
no data | 01-VCND175 | no data | no data | no data | INSTRUMENT ISOLATION | no data | CND | PD-052A | no data | no data | Water | 0.5" | no data
no data | 01-VCND176 | no data | no data | no data | STRAINER DRAIN | no data | CND | PD-051A | no data | no data | Water | 2" | no data
no data | 01-VCND177 | no data | no data | no data | IRON FILTER VENT | no data | CND | PD-052A | no data | no data | Water | 0.75" | no data
no data | 01-VCND178 | no data | no data | no data | STRAINER DRAIN VALVE | no data | CND | PD-051A | no data | no data | Water | 2" | no data
no data | 01-VCND179 | no data | no data | no data | INSTRUMENT ISOLATION | no data | CND | PD-051A | no data | no data | Water | 0.75" | no data
no data | 01-VCND180 | no data | no data | no data | INSTRUMENT ISOLATION | no data | CND | PD-052A | no data | no data | Water | 0.75" | no data
no data | 01-VCND181 | no data | no data | no data | INSTRUMENT ISOLATION | no data | CND | PD-051A | no data | no data | Water | 0.75" | no data
no data | 01-VCND182 | no data | no data | no data | VENT VALVE | no data | CND | PD-052A | no data | no data | Water | 2" | no data
no data | 01-VCND183 | no data | no data | no data | INSTRUMENT ISOLATION | no data | CND | PD-051A | no data | no data | Water | 0.75" | no data
no data | 01-VCND184 | no data | no data | no data | INSTRUMENT ISOLATION | no data | CND | PD-052A | no data | no data | Water | 0.75" | no data
no data | 01-VCND185 | no data | no data | no data | CND PUMP DISCHARGE CHECK VALVE | no data | CND | PD-051A | no data | no data | Water | 10" | no data
no data | 01-VCND186 | no data | no data | no data | VENT VALVE | no data | CND | PD-052A | no data | no data | Water | 0.75" | no data
no data | 01-VCND187 | no data | no data | no data | INSTRUMENT ISOLATION | no data | CND | PD-052A | no data | no data | Water | 0.75" | no data
no data | 01-VCND188 | no data | no data | no data | DRAIN VALVE | no data | CND | PD-052A | no data | no data | Water | 0.75" | no data
no data | 01-VCND189 | no data | no data | no data | DRAIN VALVE | no data | CND | PD-051A | no data | no data | Water | 0.75" | no data
no data | 01-VCND190 | no data | no data | no data | INSTRUMENT ISOLATION | no data | CND | PD-052A | no data | no data | Water | 0.5" | no data
no data | 01-VCND191 | no data | no data | no data | STRAINER VENT | no data | CND | PD-051A | no data | no data | Water | 0.5" | no data
no data | 01-VCND192 | no data | no data | no data | INSTRUMENT ISOLATION | no data | CND | PD-051A | no data | no data | Water | 0.75" | no data
no data | 01-VCND193 | no data | no data | no data | INSTRUMENT ISOLATION | no data | CND | PD-052A | no data | no data | Water | 0.75" | no data
no data | 01-VCND194 | no data | no data | no data | CND PUMP DISCHARGE ISOLATION | no data | CND | PD-051A | no data | no data | Water | 10" | no data
no data | 01-VCND195 | no data | no data | no data | DRAIN VALVE | no data | CND | PD-053A | no data | no data | Water | 0.75" | no data
no data | 01-VCND196 | no data | no data | no data | DRAIN VALVE | no data | CND | PD-051A | no data | no data | Water | 0.75" | no data
no data | 01-VCND197 | no data | no data | no data | DRAIN VALVE | no data | CND | PD-054A | no data | no data | Water | 0.75" | no data
no data | 01-VCND198 | no data | no data | no data | HP DRAINS TANK QUENCH SPRAY VALVE ISOLATION | no data | CND | PD-304A | no data | no data | Water | 3" | no data
no data | 01-VCND200 | no data | no data | no data | DRAIN VALVE | no data | CND | PD-304A | no data | no data | Water | 0.75" | no data
no data | 01-VCND201 | no data | no data | no data | GLAND STEAM DSH SPRAY SUPPLY STRAINER ISOLATION | no data | CND | PD-300A | no data | no data | Water | 1" | no data
no data | 01-VCND207 | no data | no data | no data | INSTRUMENT ISOLATION | no data | CND | PD-300A | no data | no data | Water | 0.5" | no data
no data | 01-VCND209 | no data | no data | no data | INSTRUMENT ISOLATION | no data | CND | PD-300A | no data | no data | Water | 0.5" | no data
no data | 01-VCND210 | no data | no data | no data | VENT VALVE | no data | CND | PD-054A | no data | no data | Water | 0.75" | no data
no data | 01-VCND211 | no data | no data | no data | DRAIN VALVE | no data | CND | PD-300A | no data | no data | Water | 0.75" | no data
no data | 01-VCND212 | no data | no data | no data | GLAND STEAM DSH SPRAY SUPPLY ISOLATION | no data | CND | PD-300A | no data | no data | Water | 1" | no data
no data | 01-VCND213 | no data | no data | no data | GLAND STEAM DSH SPRAY SUPPLY CHECK | no data | CND | PD-300A | no data | no data | Water | 1" | no data
no data | 01-VCND214 | no data | no data | no data | LP DRAINS TANK SPRAY SUPPLY CV ISOLATION | no data | CND | PD-305A | no data | no data | Water | 2.5" | no data
no data | 01-VCND215 | no data | no data | no data | DRAIN VALVE | no data | CND | PD-305A | no data | no data | Water | 0.75" | no data
no data | 01-VCND221 | no data | no data | no data | LP BYPASS SPRAY SUPPLY ISOLATION | no data | CND | PD-052A | no data | no data | Water | 1.5" | no data
no data | 01-VCND223 | no data | no data | no data | CND TO CRH VENTILATOR SPRAY ISOLATION | no data | CND | PD-052A | no data | no data | Water | 3" | no data
no data | 01-VCND224 | no data | no data | no data | HRH BYPASS SPRAY SUPPLY ISOLATION | no data | CND | PD-052A | no data | no data | Water | 6" | no data
no data | 01-VCND225 | no data | no data | no data | CND STRAINER ISOLATION | no data | CND | PD-052A | no data | no data | Water | 8" | no data
no data | 01-VCND226 | no data | no data | no data | STRAINER DRAIN VALVE | no data | CND | PD-052A | no data | no data | Water | 1.5" | no data
no data | 01-VCND227 | no data | no data | no data | CND STRAINER ISOLATION | no data | CND | PD-052A | no data | no data | Water | 8" | no data
no data | 01-VCND228 | no data | no data | no data | CND STRAINER ISOLATION | no data | CND | PD-052A | no data | no data | Water | 8" | no data
no data | 01-VCND229 | no data | no data | no data | STRAINER DRAIN VALVE | no data | CND | PD-052A | no data | no data | Water | 1.5" | no data
no data | 01-VCND230 | no data | no data | no data | CND STRAINER ISOLATION | no data | CND | PD-052A | no data | no data | Water | 8" | no data
no data | 01-VCND231 | no data | no data | no data | STRAINER VENT VALVE | no data | CND | PD-052A | no data | no data | Water | 1.5" | no data
no data | 01-VCND232 | no data | no data | no data | STRAINER VENT VALVE | no data | CND | PD-052A | no data | no data | Water | 1.5" | no data
no data | 01-VCND233 | no data | no data | no data | INSTRUMENT ISOLATION | no data | CND | PD-052A | no data | no data | Water | 0.75" | no data
no data | 01-VCND234 | no data | no data | no data | INSTRUMENT ISOLATION | no data | CND | PD-052A | no data | no data | Water | 0.75" | no data
no data | 01-VCND235 | no data | no data | no data | DEMIN FILL TO CND CHECK | no data | CND | PD-052A | no data | no data | Water | 3" | no data
no data | 01-VCND236 | no data | no data | no data | DEMIN FILL TO CND STOP CHECK | no data | CND | PD-052A | no data | no data | Water | 3" | no data
no data | 01-VCND237 | no data | no data | no data | DRAIN/HYDRO FILL VALVE | no data | CND | PD-052A | no data | no data | Water | 0.75" | no data
no data | 01-VCND238 | no data | no data | no data | DEMIN FILL TO CND ISOLATION | no data | CND | PD-052A | no data | no data | Water | 3" | no data
no data | 01-VCND239 | no data | no data | no data | ECA COOLER PUMP DISCHARGE CHECK | no data | CND | PD-054A | no data | no data | Water | 6" | no data
no data | 01-VCND240 | no data | no data | no data | INSTRUMENT ISOLATION | no data | CND | PD-054A | no data | no data | Water | 0.75" | no data
no data | 01-VCND241 | no data | no data | no data | ECA COOLER PUMP DISCHARGE CHECK | no data | CND | PD-054A | no data | no data | Water | 6" | no data
no data | 01-VCND242 | no data | no data | no data | ECA COOLING LOOP SUPPLY CHECK | no data | CND | PD-054A | no data | no data | Water | 6" | no data
no data | 01-VCND243 | no data | no data | no data | ECA COOLING LOOP MANUAL FLOW THROTTLING VALVE | no data | CND | PD-054A | no data | no data | Water | 6" | no data
no data | 01-VCND244 | no data | no data | no data | STEAM DRAINS PUMP SEAL WATER SUPPLY ISOLATION | no data | CND | PD-306A | no data | no data | Water | 0.5" | no data
no data | 01-VCND245 | no data | no data | no data | STEAM DRAINS PUMP SEAL WATER SUPPLY THROTTLING VALVE | no data | CND | PD-306A | no data | no data | Water | 0.5" | no data
no data | 01-VCND247 | no data | no data | no data | INSTRUMENT ISOLATION | no data | CND | PD-306A | no data | no data | Water | 0.5" | no data
no data | 01-VCND248 | no data | no data | no data | STEAM DRAINS PUMP SEAL WATER SUPPLY CHECK | no data | CND | PD-306A | no data | no data | Water | 0.5" | no data
no data | 01-VCND258 | no data | no data | no data | VENT VALVE | no data | CND | PD-050A | no data | no data | Water | 0.75" | no data
no data | 01-VCND259 | no data | no data | no data | DRAIN VALVE | no data | CND | PD-050A | no data | no data | Water | 0.75" | no data
no data | Tag Number | no data | no data | no data | Description | no data | System | P&ID | no data | no data | Working Fluid | Size (in) | no data
no data | 01-VCND260 | no data | no data | no data | DRAIN VALVE | no data | CND | PD-034A | no data | no data | Water | 0.75" | no data
no data | 01-VCND261 | no data | no data | no data | LP DRAINS TANK QUENCH TCV ISOLATION | no data | CND | PD-305A | no data | no data | Water | 2.5" | no data
no data | 01-VCND262 | no data | no data | no data | LP DRAINS TANK QUENCH TCV BYPASS VALVE | no data | CND | PD-305A | no data | no data | Water | 2" | no data
no data | 01-VCND271 | no data | no data | no data | STRAINER DRAIN | no data | CND | PD-052A | no data | no data | Water | 0.5" | no data
no data | 01-VCND272 | no data | no data | no data | STEAM DRAINS PUMP SEAL WATER SUPPLY THROTTLING VALVE | no data | CND | PD-306A | no data | no data | Water | 0.5" | no data
no data | 01-VCND273 | no data | no data | no data | VENT VALVE | no data | CND | PD-306A | no data | no data | Water | 0.5" | no data
no data | 01-VCND274 | no data | no data | no data | INSTRUMENT ISOLATION | no data | CND | PD-306A | no data | no data | Water | 0.5" | no data
no data | 01-VCND275 | no data | no data | no data | INSTRUMENT ISOLATION | no data | CND | PD-306A | no data | no data | Water | 0.5" | no data
no data | 01-VCND277 | no data | no data | no data | STEAM DRAINS PUMP SEAL WATER SUPPLY CHECK | no data | CND | PD-306A | no data | no data | Water | 0.5" | no data
no data | 01-VCND278 | no data | no data | no data | INSTRUMENT ISOLATION | no data | CND | PD-306A | no data | no data | Water | 0.5" | no data
no data | 01-VCND279 | no data | no data | no data | STEAM DRAINS PUMP SEAL WATER SUPPLY THROTTLING VALVE | no data | CND | PD-306A | no data | no data | Water | 0.5" | no data
no data | 01-VCND280 | no data | no data | no data | STEAM DRAINS PUMP SEAL WATER SUPPLY ISOLATION | no data | CND | PD-306A | no data | no data | Water | 0.5" | no data
no data | 01-VCND301 | no data | no data | no data | INSTRUMENT ISOLATION | no data | CND | PD-034A | no data | no data | Water | 0.5" | no data
no data | 01-VCND302 | no data | no data | no data | INSTRUMENT ISOLATION | no data | CND | PD-034A | no data | no data | Water | 0.5" | no data
no data | 01-VCND307 | no data | no data | no data | VENT VALVE | no data | CND | PD-034A | no data | no data | Water | 0.75" | no data
no data | 01-VCND308 | no data | no data | no data | INSTRUMENT ISOLATION | no data | CND | PD-052A | no data | no data | Water | 0.5" | no data
no data | 01-VCND309 | no data | no data | no data | LP ECONOMIZER BYPASS CV ISOLATION | no data | CND | PD-053A | no data | no data | Water | 8" | no data
no data | 01-VCND311 | no data | no data | no data | ECA COOLER PUMP SUCTION ISOLATION | no data | CND | PD-054A | no data | no data | Water | 6" | no data
no data | 01-VCND312 | no data | no data | no data | INSTRUMENT ISOLATION | no data | CND | PD-054A | no data | no data | Water | 0.75" | no data
no data | 01-VCND313 | no data | no data | no data | ECA COOLER PUMP SUCTION ISOLATION | no data | CND | PD-054A | no data | no data | Water | 6" | no data
no data | 01-VCND314 | no data | no data | no data | ECA COOLER PUMP DISCHARGE ISOLATION | no data | CND | PD-054A | no data | no data | Water | 6" | no data
no data | 01-VCND315 | no data | no data | no data | INSTRUMENT ISOLATION | no data | CND | PD-054A | no data | no data | Water | 0.75" | no data
no data | 01-VCND320 | no data | no data | no data | STRAINER VENT | no data | CND | PD-051A | no data | no data | Water | 0.5" | no data
no data | 01-VCND321 | no data | no data | no data | INSTRUMENT ISOLATION | no data | CND | PD-052A | no data | no data | Water | 0.5" | no data
no data | 01-VCND322 | no data | no data | no data | INSTRUMENT ISOLATION | no data | CND | PD-052A | no data | no data | Water | 0.5" | no data
no data | 01-VCND323 | no data | no data | no data | CONDENSATE MIN RECIRC CV ISOLATION | no data | CND | PD-053A | no data | no data | Water | 8" | no data
no data | 01-VCND324 | no data | no data | no data | ACC CURTAIN SPRAY CV ISOLATION | no data | CND | PD-052A | no data | no data | Water | 4" | no data
no data | 01-VCND326 | no data | no data | no data | ACC CURTAIN SPRAY CV ISOLATION | no data | CND | PD-052A | no data | no data | Water | 4" | no data
no data | 01-VCND327 | no data | no data | no data | ACC CURTAIN SPRAY CV BYPASS VALVE | no data | CND | PD-052A | no data | no data | Water | 2" | no data
no data | 01-VCND328 | no data | no data | no data | INSTRUMENT ISOLATION | no data | CND | PD-052A | no data | no data | Water | 0.75" | no data
no data | 01-VCND329 | no data | no data | no data | CONDENSATE PUMP DISCHARGE ISOLATION | no data | CND | PD-051A | no data | no data | Water | 10" | no data
no data | 01-VCND330 | no data | no data | no data | STRAINER VENT VALVE | no data | CND | PD-051A | no data | no data | Water | 0.5" | no data
no data | 01-VCND333 | no data | no data | no data | CND PUMP VENT VALVE | no data | CND | PD-051A | no data | no data | Water | 1" | no data
no data | 01-VCND335 | no data | no data | no data | INSTRUMENT ISOLATION | no data | CND | PD-054A | no data | no data | Water | 0.75" | no data
no data | 01-VCND337 | no data | no data | no data | INSTRUMENT ISOLATION | no data | CND | PD-053A | no data | no data | Water | 0.75" | no data
no data | 01-VCND338 | no data | no data | no data | INSTRUMENT ISOLATION | no data | CND | PD-053A | no data | no data | Water | 0.75" | no data
no data | 01-VCND339 | no data | no data | no data | INSTRUMENT ISOLATION | no data | CND | PD-053A | no data | no data | Water | 0.75" | no data
no data | 01-VCND340 | no data | no data | no data | ECA COOLER LOOP RETURN VALVE ISOLATION | no data | CND | PD-054A | no data | no data | Water | 6" | no data
no data | 01-VCND341 | no data | no data | no data | DRAIN VALVE | no data | CND | PD-054A | no data | no data | Water | 0.75" | no data
no data | 01-VCND342 | no data | no data | no data | INSTRUMENT ISOLATION | no data | CND | PD-054A | no data | no data | Water | 0.75" | no data
no data | 01-VCND343 | no data | no data | no data | ECA COOLER LOOP RETURN VALVE ISOLATION | no data | CND | PD-054A | no data | no data | Water | 6" | no data
no data | 01-VCND344 | no data | no data | no data | INSTRUMENT ISOLATION | no data | CND | PD-054A | no data | no data | Water | 0.75" | no data
no data | 01-VCND348 | no data | no data | no data | DRAIN VALVE | no data | CND | PD-054A | no data | no data | Water | 0.75" | no data
no data | 01-VCND349 | no data | no data | no data | DRAIN VALVE | no data | CND | PD-054A | no data | no data | Water | 0.75" | no data
no data | 01-VCND352 | no data | no data | no data | ECA COOLER LOOP SUPPLY VALVE ISOLATION | no data | CND | PD-054A | no data | no data | Water | 6" | no data
no data | 01-VCND357 | no data | no data | no data | INSTRUMENT ISOLATION | no data | CND | PD-054A | no data | no data | Water | 0.75" | no data
no data | 01-VCND359 | no data | no data | no data | ECA COOLER PUMP DISCHARGE ISOLATION | no data | CND | PD-054A | no data | no data | Water | 6" | no data
no data | 01-VCND360 | no data | no data | no data | STRAINER VENT VALVE | no data | CND | PD-051A | no data | no data | Water | 0.5" | no data
no data | 01-VCND361 | no data | no data | no data | STRAINER DRAIN VALVE | no data | CND | PD-051A | no data | no data | Water | 2" | no data
no data | 01-VCND362 | no data | no data | no data | IRON FILTER DRAIN VALVE | no data | CND | PD-052A | no data | no data | Water | 0.75" | no data
no data | 01-VCND363 | no data | no data | no data | DRAIN VALVE | no data | CND | PD-030A | no data | no data | Water | 0.75" | no data
no data | 01-VCND366 | no data | no data | no data | HP DRAINS TANK QUENCH TCV BYPASS VALVE | no data | CND | PD-304A | no data | no data | Water | 1.5" | no data
no data | 01-VCND367 | no data | no data | no data | HP DRAINS TANK QUENCH TCV ISOLATION | no data | CND | PD-304A | no data | no data | Water | 3" | no data
no data | 01-VCND375 | no data | no data | no data | INSTRUMENT ISOLATION | no data | CND | PD-053A | no data | no data | Water | 0.75" | no data
no data | 01-VCND376 | no data | no data | no data | VENT VALVE | no data | CND | PD-053A | no data | no data | Water | 0.75" | no data
no data | 01-VCND377 | no data | no data | no data | DRAIN VALVE | no data | CND | PD-053A | no data | no data | Water | 0.75" | no data
no data | 01-VCND378 | no data | no data | no data | VENT VALVE | no data | CND | PD-053A | no data | no data | Water | 0.75" | no data
no data | 01-VCND379 | no data | no data | no data | VENT VALVE | no data | CND | PD-053A | no data | no data | Water | 0.75" | no data
no data | 01-VCND380 | no data | no data | no data | DRAIN VALVE | no data | CND | PD-034A | no data | no data | Water | 0.75" | no data
no data | 01-VCND381 | no data | no data | no data | VENT VALVE | no data | CND | PD-034A | no data | no data | Water | 0.75" | no data
no data | 01-VCND400 | no data | no data | no data | VENT VALVE | no data | CND | PD-052A | no data | no data | Water | 1" | no data
no data | 01-VCND401 | no data | no data | no data | VENT VALVE | no data | CND | PD-052A | no data | no data | Water | 1" | no data
no data | 01-VCND402 | no data | no data | no data | DRAIN VALVE | no data | CND | PD-052A | no data | no data | Water | 1" | no data
no data | 01-VCND403 | no data | no data | no data | DRAIN VALVE | no data | CND | PD-052A | no data | no data | Water | 1" | no data
no data | Tag Number | no data | no data | no data | Description | no data | System | P&ID | no data | no data | Working Fluid | Size (in) | no data
no data | 01-VCND404 | no data | no data | no data | VENT VALVE | no data | CND | PD-053A | no data | no data | Water | 0.5" | no data
no data | 01-VCND405 | no data | no data | no data | VENT VALVE | no data | CND | PD-053A | no data | no data | Water | 0.75" | no data
no data | 01-VCND406 | no data | no data | no data | STRAINER DRAIN VALVE | no data | CND | PD-300A | no data | no data | Water | 0.75" | no data
no data | 01-VCND407 | no data | no data | no data | VENT VALVE | no data | CND | PD-054A | no data | no data | Water | 0.75" | no data
no data | 01-VCND408 | no data | no data | no data | DRAIN VALVE | no data | CND | PD-054A | no data | no data | Water | 0.75" | no data
no data | 01-VCND410 | no data | no data | no data | VENT VALVE | no data | CND | PD-054A | no data | no data | Water | 0.75" | no data
no data | 01-VCND411 | no data | no data | no data | VENT VALVE | no data | CND | PD-054A | no data | no data | Water | 0.75" | no data
no data | 01-VCND420 | no data | no data | no data | ECA COOLER PUMP DRAIN | no data | CND | PD-054A | no data | no data | Water | 0.75" | no data
no data | 01-VCND421 | no data | no data | no data | ECA COOLER PUMP DRAIN | no data | CND | PD-054A | no data | no data | Water | 0.75" | no data
no data | 01-VCND576 | no data | no data | no data | DRAIN VALVE | no data | CND | PD-053A | no data | no data | Water | 0.75" | no data
no data | 01-VCND577 | no data | no data | no data | DRAIN VALVE | no data | CND | PD-053A | no data | no data | Water | 0.75" | no data
no data | 01-VCRH101 | no data | no data | no data | CRH TO AXS BLOCK/CONTROL VALVE DRAIN VALVE | no data | CRH | PD-030A | no data | no data | Steam | 0.75" | no data
no data | 01-VCRH102 | no data | no data | no data | PIT CONNECTION ROOT VALVE | no data | CRH | PD-030A | no data | no data | Steam | 0.75" | no data
no data | 01-VCRH103 | no data | no data | no data | PIT CONNECTION BLOCK VALVE | no data | CRH | PD-030A | no data | no data | Steam | 0.75" | no data
no data | 01-VCRH104 | no data | no data | no data | DRIP LEG LS ROOT VALVE | no data | CRH | PD-030A | no data | no data | Steam | 1" | no data
no data | 01-VCRH105 | no data | no data | no data | DRIP LEG LS ROOT VALVE | no data | CRH | PD-030A | no data | no data | Steam | 1" | no data
no data | 01-VCRH106 | no data | no data | no data | DRIP LEG LS ROOT VALVE | no data | CRH | PD-030A | no data | no data | Steam | 1" | no data
no data | 01-VCRH107 | no data | no data | no data | DRIP LEG LS ROOT VALVE | no data | CRH | PD-030A | no data | no data | Steam | 1" | no data
no data | 01-VCRH108 | no data | no data | no data | DRIP LEG LS ROOT VALVE | no data | CRH | PD-030A | no data | no data | Steam | 1" | no data
no data | 01-VCRH109 | no data | no data | no data | DRIP LEG LS ROOT VALVE | no data | CRH | PD-030A | no data | no data | Steam | 1" | no data
no data | 01-VCRH110 | no data | no data | no data | DRIP LEG LS ROOT VALVE | no data | CRH | PD-030A | no data | no data | Steam | 1" | no data
no data | 01-VCRH111 | no data | no data | no data | DRIP LEG DRAIN | no data | CRH | PD-031A | no data | no data | Steam | 2" | no data
no data | 01-VCRH112 | no data | no data | no data | DRIP LEG LS VENT/DRAIN VALVE | no data | CRH | PD-030A | no data | no data | Steam | 1" | no data
no data | 01-VCRH115 | no data | no data | no data | HYDRO/VENT CONNECTION VALVE | no data | CRH | PD-031A | no data | no data | Steam | 0.75" | no data
no data | 01-VCRH117 | no data | no data | no data | DRIP LEG LS ROOT VALVE | no data | CRH | PD-031A | no data | no data | Steam | 1" | no data
no data | 01-VCRH120 | no data | no data | no data | CRH TO AXS VENT VALVE | no data | CRH | PD-124A | no data | no data | Steam | 0.75" | no data
no data | 01-VCRH121 | no data | no data | no data | CRH TO AXS VENT VALVE | no data | CRH | PD-124A | no data | no data | Steam | 0.75" | no data
no data | 01-VCRH122 | no data | no data | no data | DRIP LEG LS ROOT VALVE | no data | CRH | PD-031A | no data | no data | Steam | 1" | no data
no data | 01-VCRH123 | no data | no data | no data | DRIP LEG LS VENT/DRAIN VALVE | no data | CRH | PD-030A | no data | no data | Steam | 0.75" | no data
no data | 01-VCRH124 | no data | no data | no data | DRIP LEG LS VENT/DRAIN VALVE | no data | CRH | PD-031A | no data | no data | Steam | 0.75" | no data
no data | 01-VCRH125 | no data | no data | no data | DRIP LEG LS VENT/DRAIN VALVE | no data | CRH | PD-030A | no data | no data | Steam | 0.75" | no data
no data | 01-VCRH127 | no data | no data | no data | DRIP LEG DRAIN | no data | CRH | PD-030A | no data | no data | Steam | 2" | no data
no data | 01-VCRH128 | no data | no data | no data | PIT CONNECTION BLOCK VALVE | no data | CRH | PD-030A | no data | no data | Steam | 0.75" | no data
no data | 01-VCRH130 | no data | no data | no data | DRIP LEG DRAIN | no data | CRH | PD-030A | no data | no data | Steam | 2" | no data
no data | 01-VCRH131 | no data | no data | no data | VENTILATOR VALVE BLOCK VALVE | no data | CRH | PD-030A | no data | no data | Steam | 10" | no data
no data | 01-VCRH133 | no data | no data | no data | DRIP LEG DRAIN VALVE | no data | CRH | PD-030A | no data | no data | Steam | 2" | no data
no data | 01-VCRH134 | no data | no data | no data | DRIP LEG DRAIN VALVE | no data | CRH | PD-030A | no data | no data | Steam | 2" | no data
no data | 01-VCRH135 | no data | no data | no data | DRIP LEG DRAIN VALVE | no data | CRH | PD-030A | no data | no data | Steam | 2" | no data
no data | 01-VCRH136 | no data | no data | no data | DRIP LEG DRAIN VALVE | no data | CRH | PD-031A | no data | no data | Steam | 2" | no data
no data | 01-VCRH137 | no data | no data | no data | DRIP LEG LS ROOT VALVE | no data | CRH | PD-031A | no data | no data | Steam | 1" | no data
no data | 01-VCRH138 | no data | no data | no data | DRIP LEG DRAIN VALVE | no data | CRH | PD-030A | no data | no data | Steam | 2" | no data
no data | 01-VCRH139 | no data | no data | no data | PTC CONNECTION | no data | CRH | PD-030A | no data | no data | Steam | 0.75" | no data
no data | 01-VCRH141 | no data | no data | no data | PIT CONNECTION BLOCK VALVE | no data | CRH | PD-030A | no data | no data | Steam | 0.75" | no data
no data | 01-VCRH142 | no data | no data | no data | PIT CONNECTION BLOCK VALVE | no data | CRH | PD-030A | no data | no data | Steam | 0.75" | no data
no data | 01-VCRH143 | no data | no data | no data | PIT CONNECTION BLOCK VALVE | no data | CRH | PD-030A | no data | no data | Steam | 0.75" | no data
no data | 01-VCRH144 | no data | no data | no data | PIT CONNECTION BLOCK VALVE | no data | CRH | PD-030A | no data | no data | Steam | 0.75" | no data
no data | 01-VCRH146 | no data | no data | no data | DRIP LEG LS ROOT VALVE | no data | CRH | PD-031A | no data | no data | Steam | 1" | no data
no data | 01-VCRH147 | no data | no data | no data | DRIP LEG LS VENT/DRAIN VALVE | no data | CRH | PD-031A | no data | no data | Steam | 0.75" | no data
no data | 01-VCRH148 | no data | no data | no data | PT CONNECTION ROOT VALVE | no data | CRH | PD-031A | no data | no data | Steam | 0.75" | no data
no data | 01-VCRH150 | no data | no data | no data | DRIP LEG LS VENT/DRAIN VALVE | no data | CRH | PD-030A | no data | no data | Steam | 0.75" | no data
no data | 01-VCRH151 | no data | no data | no data | DRIP LEG LS VENT/DRAIN VALVE | no data | CRH | PD-030A | no data | no data | Steam | 0.75" | no data
no data | 01-VCRH154 | no data | no data | no data | DRIP LEG LS ROOT VALVE | no data | CRH | PD-030A | no data | no data | Steam | 1" | no data
no data | 01-VCRH155 | no data | no data | no data | DRIP LEG LS ROOT VALVE | no data | CRH | PD-030A | no data | no data | Steam | 1" | no data
no data | 01-VCRH156 | no data | no data | no data | DRIP LEG LS ROOT VALVE | no data | CRH | PD-030A | no data | no data | Steam | 1" | no data
no data | 01-VCRH157 | no data | no data | no data | DRIP LEG LS ROOT VALVE | no data | CRH | PD-030A | no data | no data | Steam | 1" | no data
no data | 01-VCRH158 | no data | no data | no data | DRIP LEG LS VENT/DRAIN VALVE | no data | CRH | PD-030A | no data | no data | Steam | 0.75" | no data
no data | 01-VCRH159 | no data | no data | no data | HYDRO/VENT CONNECTION VALVE | no data | CRH | PD-031A | no data | no data | Steam | 0.75" | no data
no data | 01-VCRH160 | no data | no data | no data | DRIP LEG LS VENT/DRAIN VALVE | no data | CRH | PD-030A | no data | no data | Steam | 0.75" | no data
no data | 01-VCRH161 | no data | no data | no data | DRIP LEG LS VENT/DRAIN VALVE | no data | CRH | PD-030A | no data | no data | Steam | 0.75" | no data
no data | 01-VCRH162 | no data | no data | no data | CRH TO AXS VENT VALVE | no data | CRH | PD-124A | no data | no data | Steam | 0.75" | no data
no data | 01-VCRH165 | no data | no data | no data | HYDRO/VENT CONNECTION VALVE | no data | CRH | PD-031A | no data | no data | Steam | 0.75" | no data
no data | 01-VCRH166 | no data | no data | no data | FIT/FE ROOT VALVE | no data | CRH | PD-031A | no data | no data | Steam | 0.75" | no data
no data | 01-VCRH169 | no data | no data | no data | DRIP LEG LS ROOT VALVE | no data | CRH | PD-031A | no data | no data | Steam | 1" | no data
no data | 01-VCRH170 | no data | no data | no data | DRIP LEG LS ROOT VALVE | no data | CRH | PD-031A | no data | no data | Steam | 1" | no data
no data | Tag Number | no data | no data | no data | Description | no data | System | P&ID | no data | no data | Working Fluid | Size (in) | no data
no data | 01-VCRH171 | no data | no data | no data | DRIP LEG LS ROOT VALVE | no data | CRH | PD-031A | no data | no data | Steam | 1" | no data
no data | 01-VCRH172 | no data | no data | no data | DRIP LEG LS ROOT VALVE | no data | CRH | PD-031A | no data | no data | Steam | 1" | no data
no data | 01-VCRH173 | no data | no data | no data | DRIP LEG LS VENT/DRAIN VALVE | no data | CRH | PD-031A | no data | no data | Steam | 0.75" | no data
no data | 01-VCRH174 | no data | no data | no data | DRIP LEG LS VENT/DRAIN VALVE | no data | CRH | PD-031A | no data | no data | Steam | 0.75" | no data
no data | 01-VCRH175 | no data | no data | no data | DRIP LEG LS ROOT VALVE | no data | CRH | PD-030A | no data | no data | Steam | 1" | no data
no data | 01-VCRH176 | no data | no data | no data | DRIP LEG LS ROOT VALVE | no data | CRH | PD-030A | no data | no data | Steam | 1" | no data
no data | 01-VCRH177 | no data | no data | no data | DRIP LEG LS ROOT VALVE | no data | CRH | PD-030A | no data | no data | Steam | 1" | no data
no data | 01-VCRH178 | no data | no data | no data | DRIP LEG LS ROOT VALVE | no data | CRH | PD-030A | no data | no data | Steam | 1" | no data
no data | 01-VCRH180 | no data | no data | no data | CRH TO AXS ISOLATION | no data | CRH | PD-124A | no data | no data | Steam | 3" | no data
no data | 01-VCRH181 | no data | no data | no data | CRH TO AXS ISOLATION | no data | CRH | PD-124A | no data | no data | Steam | 4" | no data
no data | 01-VCRH182 | no data | no data | no data | CRH TO AXS VENT VALVE | no data | CRH | PD-124A | no data | no data | Steam | 0.75" | no data
no data | 01-VCRH183 | no data | no data | no data | CRH TO AXS ISOLATION | no data | CRH | PD-124A | no data | no data | Steam | 4" | no data
no data | 01-VCRH184 | no data | no data | no data | CRH TO AXS ISOLATION | no data | CRH | PD-124A | no data | no data | Steam | 6" | no data
no data | 01-VCRH185 | no data | no data | no data | DRIP LEG DRAIN | no data | CRH | PD-031A | no data | no data | Steam | 2" | no data
no data | 01-VCRH186 | no data | no data | no data | HYDRO/VENT CONNECTION VALVE | no data | CRH | PD-031A | no data | no data | Steam | 0.75" | no data
no data | 01-VCTP100 | no data | no data | no data | UNIT 1 WATER WASH TANK INLET ISOLATION | no data | CTP | PD-332 | no data | no data | Water | 10" | no data
no data | 01-VCTP101 | no data | no data | no data | UNIT 1 ECA COOLER DRAIN VALVE (B) ISOLATION | no data | CTP | PD-335A | no data | no data | Air/Water | 1" | no data
no data | 01-VCTP102 | no data | no data | no data | DRAIN ISOLATION | no data | CTP | PD-336A | no data | no data | Air/Water | 0.75" | no data
no data | 01-VCTP103 | no data | no data | no data | UNIT 1 BLADE RING DRAIN ISOLATION | no data | CTP | PD-335A | no data | no data | Air/Water | 2" | no data
no data | 01-VCTP104 | no data | no data | no data | UNIT 1 ECA DRAIN MIST DEPARATOR DRAIN VALVE (B) ISOLATION | no data | CTP | PD-335A | no data | no data | Air/Water | 1" | no data
no data | 01-VCTP105 | no data | no data | no data | UNIT 1 BLADE COMBUSTOR ISOLATION | no data | CTP | PD-335A | no data | no data | Air/Water | 1" | no data
no data | 01-VCTP106 | no data | no data | no data | UNIT 1 ECA DRAIN MIST DEPARATOR DRAIN VALVE (A) ISOLATION | no data | CTP | PD-335A | no data | no data | Air/Water | 2" | no data
no data | 01-VCTP107 | no data | no data | no data | UNIT 1 ECA COOLER DRAIN VALVE (A) ISOLATION | no data | CTP | PD-335A | no data | no data | Air/Water | 2" | no data
no data | 01-VCTP108 | no data | no data | no data | UNIT 1 COOLING AIR COOLER (HIGH TEMP) DRAIN VALVE (B) ISOLATION | no data | CTP | PD-335A | no data | no data | Air/Water | 1" | no data
no data | 01-VCTP109 | no data | no data | no data | UNIT 1 COOLING AIR COOLER (HIGH TEMP) DRAIN VALVE (A) ISOLATION | no data | CTP | PD-335A | no data | no data | Air/Water | 2" | no data
no data | 01-VCTP110 | no data | no data | no data | UNIT 1 COOLING AIR COOLER (LOW TEMP) DRAIN VALVE (A) ISOLATION | no data | CTP | PD-335A | no data | no data | Air/Water | 2" | no data
no data | 01-VCTP111 | no data | no data | no data | UNIT 1 COOLING AIR COOLER (LOW TEMP) DRAIN VALVE (B) ISOLATION | no data | CTP | PD-335A | no data | no data | Air/Water | 1" | no data
no data | 01-VCTP113 | no data | no data | no data | UNIT 1 2C COOLER DRAIN VALVE ISOLATION | no data | CTP | PD-336A | no data | no data | Air/Water | 4" | no data
no data | 01-VCTP114 | no data | no data | no data | DRAIN ISOLATION | no data | CTP | PD-334A | no data | no data | AIR/OIL | 0.75" | no data
no data | 01-VCTP115 | no data | no data | no data | DRAIN ISOLATION | no data | CTP | PD-336A | no data | no data | AIR | 0.75" | no data
no data | 01-VCTP116 | no data | no data | no data | DRAIN ISOLATION | no data | CTP | PD-336A | no data | no data | AIR | 0.75" | no data
no data | 01-VCTP117 | no data | no data | no data | COOLING AIR TO FUEL GAS NOZZLE ISOLATION | no data | CTP | PD-336A | no data | no data | AIR | 6" | no data
no data | 01-VCTP119 | no data | no data | no data | INSTRUMENT ISOLATION | no data | CTP | PD-332 | no data | no data | Water | 0.75" | no data
no data | 01-VCTP120 | no data | no data | no data | DRAIN ISOLATION | no data | CTP | PD-334A | no data | no data | AIR/OIL | 0.75" | no data
no data | 01-VCTP121 | no data | no data | no data | UNIT 1 ON LINE WASH SUPPLY ISOLATION AT CT PACKAGE | no data | CTP | PD-332 | no data | no data | Water | 3" | no data
no data | 01-VCTP123 | no data | no data | no data | UNIT 1 ON LINE WASH CLEANING 3 WAY VALVE | no data | CTP | PD-332 | no data | no data | Water | 3" | no data
no data | 01-VCTP125 | no data | no data | no data | UNIT 1 ON LINE WASH SUPPLY ISOLATION AT WW SKID | no data | CTP | PD-332 | no data | no data | Water | 3" | no data
no data | 01-VCTP129 | no data | no data | no data | INSTRUMENT ISOLATION | no data | CTP | PD-332 | no data | no data | Water | 0.75" | no data
no data | 01-VCTP131 | no data | no data | no data | UNIT 1 OFF LINE WASH SUPPLY ISOLATION AT CT PACKAGE | no data | CTP | PD-332 | no data | no data | Water | 3" | no data
no data | 01-VCTP133 | no data | no data | no data | UNIT 1 OFF LINE WASH CLEANING 3 WAY VALVE | no data | CTP | PD-332 | no data | no data | Water | 3" | no data
no data | 01-VCTP135 | no data | no data | no data | UNIT 1 OFF LINE WASH SUPPLY ISOLATION AT WW SKID | no data | CTP | PD-332 | no data | no data | Water | 3" | no data
no data | 01-VCTP146 | no data | no data | no data | DRAIN ISOLATION | no data | CTP | PD-336A | no data | no data | Air/Water | 0.75" | no data
no data | 01-VCTP179 | no data | no data | no data | DRAIN ISOLATION | no data | CTP | PD-333A | no data | no data | Water | 0.75" | no data
no data | 01-VCTP180 | no data | no data | no data | DRAIN ISOLATION | no data | CTP | PD-333A | no data | no data | Water | 0.75" | no data
no data | 01-VCTP181 | no data | no data | no data | DRAIN ISOLATION | no data | CTP | PD-333A | no data | no data | Water | 0.75" | no data
no data | 01-VCTP182 | no data | no data | no data | DRAIN ISOLATION | no data | CTP | PD-333A | no data | no data | Water | 0.75" | no data
no data | 01-VCTP183 | no data | no data | no data | DRAIN ISOLATION | no data | CTP | PD-333A | no data | no data | Water | 0.75" | no data
no data | 01-VCTP185 | no data | no data | no data | INSTRUMENT ISOLATION | no data | CTP | PD-333A | no data | no data | Water | 0.75" | no data
no data | 01-VDWS100 | no data | no data | no data | CALCITE FILTER SUPPLY CHECK | no data | DWS | PD-333A | no data | no data | Water | 3" | no data
no data | 01-VDWS101 | no data | no data | no data | INSTRUMENT | no data | DWS | PD-333A | no data | no data | Water | 0.75" | no data
no data | 01-VDWS102 | no data | no data | no data | UNIT 1 PHOSPHATE SILUTION SUPPLY ISOLATION | no data | DWS | PD-411 | no data | no data | Water | 1" | no data
no data | 01-VDWS103 | no data | no data | no data | UNIT 1 SAMPLE PANEL SUPPLY | no data | DWS | PD-411 | no data | no data | Water | 1" | no data
no data | 01-VDWS104 | no data | no data | no data | UNIT 1 EVAP COOLER SUPPLY ISOLATION | no data | DWS | PD-333A | no data | no data | Water | 3" | no data
no data | 01-VDWS105 | no data | no data | no data | VENT | no data | DWS | PD-050A | no data | no data | Water | 0.75" | no data
no data | 01-VDWS106 | no data | no data | no data | CALCITE FILTER ISOLATION | no data | DWS | PD-333A | no data | no data | Water | 1" | no data
no data | 01-VDWS107 | no data | no data | no data | CALCITE FILTER CO2 INJECTION MODULE ISOLATION | no data | DWS | PD-333A | no data | no data | Water | 1" | no data
no data | 01-VDWS108 | no data | no data | no data | DRAIN | no data | DWS | PD-333A | no data | no data | Water | 0.75" | no data
no data | 01-VDWS109 | no data | no data | no data | INSTRUMENT | no data | DWS | PD-333A | no data | no data | Water | 0.75" | no data
no data | 01-VDWS110 | no data | no data | no data | INSTRUMENT | no data | DWS | PD-333A | no data | no data | Water | 0.75" | no data
no data | 01-VDWS614 | no data | no data | no data | INSTRUMENT | no data | DWS | PD-270A | no data | no data | Water | 0.5" | no data
no data | 01-VDWS615 | no data | no data | no data | INSTRUMENT | no data | DWS | PD-270A | no data | no data | Water | 0.5" | no data
no data | 01-VDWS616 | no data | no data | no data | CCW HEAD TANK SUPPLY CHECK | no data | DWS | PD-270A | no data | no data | Water | 2" | no data
no data | 01-VDWS617 | no data | no data | no data | CCW HEAD TANK ISOLATION | no data | DWS | PD-270A | no data | no data | Water | 2" | no data
no data | 01-VDWS620 | no data | no data | no data | VENT | no data | DWS | PD-270A | no data | no data | Water | 0.75" | no data
no data | Tag Number | no data | no data | no data | Description | no data | System | P&ID | no data | no data | Working Fluid | Size (in) | no data
no data | 01-VDWS636 | no data | no data | no data | CONTROL VALVE ISOLATION | no data | DWS | PD-050A | no data | no data | Water | 0.75" | no data
no data | 01-VDWS638 | no data | no data | no data | CONTROL VALVE ISOLATION | no data | DWS | PD-050A | no data | no data | Water | 4" | no data
no data | 01-VDWS639 | no data | no data | no data | CONTROL VALVE ISOLATION | no data | DWS | PD-050A | no data | no data | Water | 4" | no data
no data | 01-VDWS641 | no data | no data | no data | CONTROL VALVE ISOLATION | no data | DWS | PD-050A | no data | no data | Water | 6" | no data
no data | 01-VDWS642 | no data | no data | no data | CONTROL VALVE ISOLATION | no data | DWS | PD-050A | no data | no data | Water | 6" | no data
no data | 01-VDWS643 | no data | no data | no data | DRAIN | no data | DWS | PD-050A | no data | no data | Water | 0.75" | no data
no data | 01-VDWS648 | no data | no data | no data | DRAIN | no data | DWS | PD-050A | no data | no data | Water | 0.75" | no data
no data | 01-VFGS113 | no data | no data | no data | FLOW METER INLET | no data | FGS | PD-655A | no data | no data | Natural Gas | 10" | no data
no data | 01-VFGS115 | no data | no data | no data | N2 PURGE ISOLATION | no data | FGS | PD-656A | no data | no data | Natural Gas | 0.75" | no data
no data | 01-VFGS116 | no data | no data | no data | VENT/DRAIN | no data | FGS | PD-655A | no data | no data | Natural Gas | 0.75" | no data
no data | 01-VFGS120 | no data | no data | no data | N2 PURGE ISOLATION | no data | FGS | PD-658A | no data | no data | Natural Gas | 0.75" | no data
no data | 01-VFGS122 | no data | no data | no data | FLOW METER BYPASS | no data | FGS | PD-655A | no data | no data | Natural Gas | 10" | no data
no data | 01-VFGS123 | no data | no data | no data | EMERGENCY VENT VALVE BYPASS | no data | FGS | PD-656A | no data | no data | Natural Gas | 3" | no data
no data | 01-VFGS124 | no data | no data | no data | TO GT EMERGENCY SHUT OFF VALVE | no data | FGS | PD-655A | no data | no data | Natural Gas | 10" | no data
no data | 01-VFGS128 | no data | no data | no data | DRAIN | no data | FGS | PD-656A | no data | no data | Natural Gas | 1" | no data
no data | 01-VFGS130 | no data | no data | no data | PERFORMANCE HEATER TO EMERGENCY VENT VALVE | no data | FGS | PD-656A | no data | no data | Natural Gas | 3" | no data
no data | 01-VFGS134 | no data | no data | no data | DRAIN | no data | FGS | PD-656A | no data | no data | Natural Gas | 1" | no data
no data | 01-VFGS140 | no data | no data | no data | INSTRUMENTATION ROOT VALVE | no data | FGS | PD-656A | no data | no data | Natural Gas | 0.75" | no data
no data | 01-VFGS141 | no data | no data | no data | INSTRUMENTATION ROOT VALVE | no data | FGS | PD-656A | no data | no data | Natural Gas | 0.75" | no data
no data | 01-VFGS143 | no data | no data | no data | N2 PURGE ISOLATION | no data | FGS | PD-657A | no data | no data | Natural Gas | 1" | no data
no data | 01-VFGS147 | no data | no data | no data | INSTRUMENT | no data | FGS | PD-657A | no data | no data | Natural Gas | 1" | no data
no data | 01-VFGS148 | no data | no data | no data | INSTRUMENTATION ROOT VALVE | no data | FGS | PD-657A | no data | no data | Natural Gas | 1" | no data
no data | 01-VFGS157 | no data | no data | no data | INSTRUMENTATION ROOT VALVE | no data | FGS | PD-657A | no data | no data | Natural Gas | 1" | no data
no data | 01-VFGS158 | no data | no data | no data | INSTRUMENTATION ROOT VALVE | no data | FGS | PD-657A | no data | no data | Natural Gas | 1" | no data
no data | 01-VFGS174 | no data | no data | no data | GAS TURBINE FUEL GAS CARTRIDGE FILTER INLET | no data | FGS | PD-657A | no data | no data | Natural Gas | 12" | no data
no data | 01-VFGS176 | no data | no data | no data | EQUIPMENT ISOLATION | no data | FGS | PD-658A | no data | no data | Natural Gas | 6" | no data
no data | 01-VFGS177 | no data | no data | no data | VENT | no data | FGS | PD-657A | no data | no data | Natural Gas | 2" | no data
no data | 01-VFGS178 | no data | no data | no data | VENT | no data | FGS | PD-657A | no data | no data | Natural Gas | 2" | no data
no data | 01-VFGS179 | no data | no data | no data | EQUIPMENT ISOLATION | no data | FGS | PD-658A | no data | no data | Natural Gas | 12" | no data
no data | 01-VFGS184 | no data | no data | no data | VENT | no data | FGS | PD-657A | no data | no data | Natural Gas | 2" | no data
no data | 01-VFGS192 | no data | no data | no data | FUEL GAS PURGE CREDIT SHUT OFF VALVE A | no data | FGS | PD-657A | no data | no data | Natural Gas | 12" | no data
no data | 01-VFGS193 | no data | no data | no data | VENT | no data | FGS | PD-657A | no data | no data | Natural Gas | 1" | no data
no data | 01-VFGS217 | no data | no data | no data | N2 PURGE ISOLATION | no data | FGS | PD-658A | no data | no data | Natural Gas | 0.75" | no data
no data | 01-VHPS100 | no data | no data | no data | PIT ROOT VALVE | no data | HPS | PD-021A | no data | no data | Steam | 0.75" | no data
no data | 01-VHPS101 | no data | no data | no data | PIT ROOT VALVE | no data | HPS | PD-021A | no data | no data | Steam | 0.75" | no data
no data | 01-VHPS102 | no data | no data | no data | PIT ROOT VALVE | no data | HPS | PD-021A | no data | no data | Steam | 0.75" | no data
no data | 01-VHPS103 | no data | no data | no data | PIT ROOT VALVE | no data | HPS | PD-021A | no data | no data | Steam | 0.75" | no data
no data | 01-VHPS106 | no data | no data | no data | PTC ROOT VALVE | no data | HPS | PD-021A | no data | no data | Steam | 0.75" | no data
no data | 01-VHPS107 | no data | no data | no data | PTC ROOT VALVE | no data | HPS | PD-021A | no data | no data | Steam | 0.75" | no data
no data | 01-VHPS108 | no data | no data | no data | DRIP LEG DRAIN | no data | HPS | PD-021A | no data | no data | Steam | 2" | no data
no data | 01-VHPS109 | no data | no data | no data | DRIP LEG DRAIN VALVE | no data | HPS | PD-021A | no data | no data | Steam | 2" | no data
no data | 01-VHPS110 | no data | no data | no data | DRIP LEG DRAIN VALVE | no data | HPS | PD-021A | no data | no data | Steam | 2" | no data
no data | 01-VHPS111 | no data | no data | no data | PIT ROOT VALVE | no data | HPS | PD-020A | no data | no data | Steam | 0.75" | no data
no data | 01-VHPS112 | no data | no data | no data | PTC ROOT VALVE | no data | HPS | PD-020A | no data | no data | Steam | 0.75" | no data
no data | 01-VHPS113 | no data | no data | no data | PIT ROOT VALVE | no data | HPS | PD-020A | no data | no data | Steam | 0.75" | no data
no data | 01-VHPS114 | no data | no data | no data | PIT ROOT VALVE | no data | HPS | PD-020A | no data | no data | Steam | 0.75" | no data
no data | 01-VHPS115 | no data | no data | no data | PTC ROOT VALVE | no data | HPS | PD-020A | no data | no data | Steam | 0.75" | no data
no data | 01-VHPS116 | no data | no data | no data | PIT ROOT VALVE | no data | HPS | PD-020A | no data | no data | Steam | 0.75" | no data
no data | 01-VHPS119 | no data | no data | no data | PIT ROOT VALVE | no data | HPS | PD-020A | no data | no data | Steam | 0.75" | no data
no data | 01-VHPS120 | no data | no data | no data | PIT ROOT VALVE | no data | HPS | PD-020A | no data | no data | Steam | 0.75" | no data
no data | 01-VHPS121 | no data | no data | no data | PIT ROOT VALVE | no data | HPS | PD-020A | no data | no data | Steam | 0.75" | no data
no data | 01-VHPS122 | no data | no data | no data | PIT ROOT VALVE | no data | HPS | PD-020A | no data | no data | Steam | 0.75" | no data
no data | 01-VHPS123 | no data | no data | no data | PIT ROOT VALVE | no data | HPS | PD-020A | no data | no data | Steam | 0.75" | no data
no data | 01-VHPS124 | no data | no data | no data | PIT ROOT VALVE | no data | HPS | PD-020A | no data | no data | Steam | 0.75" | no data
no data | 01-VHPS125 | no data | no data | no data | PIT ROOT VALVE | no data | HPS | PD-020A | no data | no data | Steam | 0.75" | no data
no data | 01-VHPS126 | no data | no data | no data | PIT ROOT VALVE | no data | HPS | PD-020A | no data | no data | Steam | 0.75" | no data
no data | 01-VHPS127 | no data | no data | no data | PIT ROOT VALVE | no data | HPS | PD-020A | no data | no data | Steam | 0.75" | no data
no data | 01-VHPS128 | no data | no data | no data | PIT ROOT VALVE | no data | HPS | PD-020A | no data | no data | Steam | 0.75" | no data
no data | 01-VHPS129 | no data | no data | no data | PIT ROOT VALVE | no data | HPS | PD-020A | no data | no data | Steam | 0.75" | no data
no data | 01-VHPS130 | no data | no data | no data | PIT ROOT VALVE | no data | HPS | PD-020A | no data | no data | Steam | 0.75" | no data
no data | 01-VHPS137 | no data | no data | no data | VENT VALVE | no data | HPS | PD-020A | no data | no data | Steam | 0.75" | no data
no data | 01-VHPS138 | no data | no data | no data | VENT VALVE | no data | HPS | PD-020A | no data | no data | Steam | 0.75" | no data
no data | 01-VHRH100 | no data | no data | no data | VENT/DRAIN/INSTRUMENTATION ROOT VALVE | no data | HRH | PD-034A | no data | no data | Steam | 0.75" | no data
no data | 01-VHRH101 | no data | no data | no data | VENT/DRAIN/INSTRUMENTATION ROOT VALVE | no data | HRH | PD-034A | no data | no data | Steam | 0.75" | no data
no data | Tag Number | no data | no data | no data | Description | no data | System | P&ID | no data | no data | Working Fluid | Size (in) | no data
no data | 01-VHRH102 | no data | no data | no data | VENT/DRAIN/INSTRUMENTATION ROOT VALVE | no data | HRH | PD-034A | no data | no data | Steam | 0.75" | no data
no data | 01-VHRH103 | no data | no data | no data | VENT/DRAIN/INSTRUMENTATION ROOT VALVE | no data | HRH | PD-034A | no data | no data | Steam | 0.75" | no data
no data | 01-VHRH104 | no data | no data | no data | VENT/DRAIN/INSTRUMENTATION ROOT VALVE | no data | HRH | PD-034A | no data | no data | Steam | 0.75" | no data
no data | 01-VHRH105 | no data | no data | no data | VENT/DRAIN/INSTRUMENTATION ROOT VALVE | no data | HRH | PD-034A | no data | no data | Steam | 0.75" | no data
no data | 01-VHRH106 | no data | no data | no data | VENT/DRAIN/INSTRUMENTATION ROOT VALVE | no data | HRH | PD-034A | no data | no data | Steam | 0.75" | no data
no data | 01-VHRH107 | no data | no data | no data | VENT/DRAIN/INSTRUMENTATION ROOT VALVE | no data | HRH | PD-034A | no data | no data | Steam | 0.75" | no data
no data | 01-VHRH108 | no data | no data | no data | VENT/DRAIN/INSTRUMENTATION ROOT VALVE | no data | HRH | PD-035A | no data | no data | Steam | 0.75" | no data
no data | 01-VHRH109 | no data | no data | no data | VENT/DRAIN/INSTRUMENTATION ROOT VALVE | no data | HRH | PD-035A | no data | no data | Steam | 0.75" | no data
no data | 01-VHRH110 | no data | no data | no data | DRIP LEG DRAIN | no data | HRH | PD-034A | no data | no data | Steam | 2" | no data
no data | 01-VHRH111 | no data | no data | no data | 01-IKS-HRH100F ISOLATION VALVE | no data | HRH | PD-034A | no data | no data | Steam | 0.75" | no data
no data | 01-VHRH113 | no data | no data | no data | VENT/DRAIN/INSTRUMENTATION ROOT VALVE | no data | HRH | PD-034A | no data | no data | Steam | 0.75" | no data
no data | 01-VHRH114 | no data | no data | no data | VENT/DRAIN/INSTRUMENTATION ROOT VALVE | no data | HRH | PD-034A | no data | no data | Steam | 0.75" | no data
no data | 01-VHRH115 | no data | no data | no data | WARMING LINE ISOLATION | no data | HRH | PD-034A | no data | no data | Steam | 2" | no data
no data | 01-VHRH116 | no data | no data | no data | WARMING LINE ISOLATION | no data | HRH | PD-034A | no data | no data | Steam | 2" | no data
no data | 01-VHRH120 | no data | no data | no data | VENT/DRAIN/INSTRUMENTATION ROOT VALVE | no data | HRH | PD-034A | no data | no data | Steam | 2" | no data
no data | 01-VHRH121 | no data | no data | no data | VENT/DRAIN/INSTRUMENTATION ROOT VALVE | no data | HRH | PD-034A | no data | no data | Steam | 0.75" | no data
no data | 01-VHRH125 | no data | no data | no data | VENT/DRAIN/INSTRUMENTATION ROOT VALVE | no data | HRH | PD-034A | no data | no data | Steam | 0.75" | no data
no data | 01-VHRH126 | no data | no data | no data | VENT/DRAIN/INSTRUMENTATION ROOT VALVE | no data | HRH | PD-034A | no data | no data | Steam | 0.75" | no data
no data | 01-VHRH135 | no data | no data | no data | VENT/DRAIN/INSTRUMENTATION ROOT VALVE | no data | HRH | PD-034A | no data | no data | Steam | 0.75" | no data
no data | 01-VHRH136 | no data | no data | no data | VENT/DRAIN/INSTRUMENTATION ROOT VALVE | no data | HRH | PD-034A | no data | no data | Steam | 0.75" | no data
no data | 01-VHRH137 | no data | no data | no data | VENT/DRAIN/INSTRUMENTATION ROOT VALVE | no data | HRH | PD-034A | no data | no data | Steam | 2" | no data
no data | 01-VHRH187 | no data | no data | no data | VENT/DRAIN/INSTRUMENTATION ROOT VALVE | no data | HRH | PD-034A | no data | no data | Steam | 0.75" | no data
no data | 01-VHRH188 | no data | no data | no data | VENT/DRAIN/INSTRUMENTATION ROOT VALVE | no data | HRH | PD-034A | no data | no data | Steam | 0.75" | no data
no data | 01-VINA100 | no data | no data | no data | END USER ISOLATION | no data | INA | PD-552 | no data | no data | AIR | 1" | no data
no data | 01-VINA101 | no data | no data | no data | STUB-UP ISOLATION | no data | INA | PD-557 | no data | no data | AIR | 1" | no data
no data | 01-VINA102 | no data | no data | no data | END USER ISOLATION | no data | INA | PD-552 | no data | no data | AIR | 0.75" | no data
no data | 01-VINA103 | no data | no data | no data | STUB-UP ISOLATION | no data | INA | PD-557 | no data | no data | AIR | 1" | no data
no data | 01-VINA104 | no data | no data | no data | STUB-UP ISOLATION | no data | INA | PD-553 | no data | no data | AIR | 1" | no data
no data | 01-VINA105 | no data | no data | no data | DRAIN | no data | INA | PD-558 | no data | no data | AIR | 0.75" | no data
no data | 01-VINA106 | no data | no data | no data | DRAIN | no data | INA | PD-552 | no data | no data | AIR | 0.75" | no data
no data | 01-VINA107 | no data | no data | no data | DRAIN | no data | INA | PD-557 | no data | no data | AIR | 0.75" | no data
no data | 01-VINA108 | no data | no data | no data | END USER ISOLATION | no data | INA | PD-559 | no data | no data | AIR | 0.75" | no data
no data | 01-VINA109 | no data | no data | no data | END USER ISOLATION | no data | INA | PD-559 | no data | no data | AIR | 0.75" | no data
no data | 01-VINA110 | no data | no data | no data | END USER ISOLATION | no data | INA | PD-552 | no data | no data | AIR | 0.75" | no data
no data | 01-VINA111 | no data | no data | no data | END USER ISOLATION | no data | INA | PD-559 | no data | no data | AIR | 0.75" | no data
no data | 01-VINA112 | no data | no data | no data | END USER ISOLATION | no data | INA | PD-552 | no data | no data | AIR | 0.75" | no data
no data | 01-VINA113 | no data | no data | no data | END USER ISOLATION | no data | INA | PD-559 | no data | no data | AIR | 0.75" | no data
no data | 01-VINA114 | no data | no data | no data | END USER ISOLATION | no data | INA | PD-552 | no data | no data | AIR | 0.75" | no data
no data | 01-VINA115 | no data | no data | no data | STUB-UP ISOLATION | no data | INA | PD-557 | no data | no data | AIR | 1.5" | no data
no data | 01-VINA116 | no data | no data | no data | AIR SUPPLY OVERPRESSURE PROTECTION | no data | INA | PD-552 | no data | no data | AIR | 0.75" | no data
no data | 01-VINA117 | no data | no data | no data | END USER ISOLATION | no data | INA | PD-559 | no data | no data | AIR | 0.75" | no data
no data | 01-VINA118 | no data | no data | no data | AIR SUPPLY OVERPRESSURE PROTECTION | no data | INA | PD-552 | no data | no data | AIR | 0.75" | no data
no data | 01-VINA119 | no data | no data | no data | END USER ISOLATION | no data | INA | PD-552 | no data | no data | AIR | 0.75" | no data
no data | 01-VINA120 | no data | no data | no data | END USER ISOLATION | no data | INA | PD-559 | no data | no data | AIR | 0.75" | no data
no data | 01-VINA121 | no data | no data | no data | END USER ISOLATION | no data | INA | PD-559 | no data | no data | AIR | 0.75" | no data
no data | 01-VINA122 | no data | no data | no data | END USER ISOLATION | no data | INA | PD-552 | no data | no data | AIR | 0.75" | no data
no data | 01-VINA123 | no data | no data | no data | END USER ISOLATION | no data | INA | PD-553 | no data | no data | AIR | 1" | no data
no data | 01-VINA124 | no data | no data | no data | STUB-UP ISOLATION | no data | INA | PD-552 | no data | no data | AIR | 1" | no data
no data | 01-VINA125 | no data | no data | no data | END USER ISOLATION | no data | INA | PD-559 | no data | no data | AIR | 0.75" | no data
no data | 01-VINA126 | no data | no data | no data | STUB-UP ISOLATION | no data | INA | PD-552 | no data | no data | AIR | 1" | no data
no data | 01-VINA127 | no data | no data | no data | END USER ISOLATION | no data | INA | PD-560 | no data | no data | AIR | 0.75" | no data
no data | 01-VINA128 | no data | no data | no data | STUB-UP ISOLATION | no data | INA | PD-552 | no data | no data | AIR | 1" | no data
no data | 01-VINA129 | no data | no data | no data | END USER ISOLATION | no data | INA | PD-559 | no data | no data | AIR | 0.75" | no data
no data | 01-VINA130 | no data | no data | no data | STUB-UP ISOLATION | no data | INA | PD-552 | no data | no data | AIR | 1" | no data
no data | 01-VINA131 | no data | no data | no data | END USER ISOLATION | no data | INA | PD-557 | no data | no data | AIR | 0.75" | no data
no data | 01-VINA132 | no data | no data | no data | END USER ISOLATION | no data | INA | PD-557 | no data | no data | AIR | 0.75" | no data
no data | 01-VINA133 | no data | no data | no data | END USER ISOLATION | no data | INA | PD-559 | no data | no data | AIR | 0.75" | no data
no data | 01-VINA134 | no data | no data | no data | END USER ISOLATION | no data | INA | PD-557 | no data | no data | AIR | 0.75" | no data
no data | 01-VINA135 | no data | no data | no data | END USER ISOLATION | no data | INA | PD-559 | no data | no data | AIR | 1" | no data
no data | 01-VINA136 | no data | no data | no data | END USER ISOLATION | no data | INA | PD-559 | no data | no data | AIR | 0.75" | no data
no data | 01-VINA137 | no data | no data | no data | END USER ISOLATION | no data | INA | PD-557 | no data | no data | AIR | 0.75" | no data
no data | 01-VINA138 | no data | no data | no data | END USER ISOLATION | no data | INA | PD-557 | no data | no data | AIR | 0.75" | no data
no data | 01-VINA139 | no data | no data | no data | END USER ISOLATION | no data | INA | PD-559 | no data | no data | AIR | 2" | no data
no data | 01-VINA140 | no data | no data | no data | END USER ISOLATION | no data | INA | PD-552 | no data | no data | AIR | 0.75" | no data
no data | Tag Number | no data | no data | no data | Description | no data | System | P&ID | no data | no data | Working Fluid | Size (in) | no data
no data | 01-VINA141 | no data | no data | no data | STUB-UP ISOLATION | no data | INA | PD-552 | no data | no data | AIR | 1" | no data
no data | 01-VINA142 | no data | no data | no data | END USER ISOLATION | no data | INA | PD-552 | no data | no data | AIR | 1" | no data
no data | 01-VINA143 | no data | no data | no data | END USER ISOLATION | no data | INA | PD-559 | no data | no data | AIR | 0.75" | no data
no data | 01-VINA144 | no data | no data | no data | STUB-UP ISOLATION | no data | INA | PD-557 | no data | no data | AIR | 1" | no data
no data | 01-VINA145 | no data | no data | no data | END USER ISOLATION | no data | INA | PD-559 | no data | no data | AIR | 0.75" | no data
no data | 01-VINA146 | no data | no data | no data | END USER ISOLATION | no data | INA | PD-558 | no data | no data | AIR | 0.75" | no data
no data | 01-VINA147 | no data | no data | no data | END USER ISOLATION | no data | INA | PD-559 | no data | no data | AIR | 0.75" | no data
no data | 01-VINA148 | no data | no data | no data | END USER ISOLATION | no data | INA | PD-559 | no data | no data | AIR | 0.75" | no data
no data | 01-VINA149 | no data | no data | no data | END USER ISOLATION | no data | INA | PD-552 | no data | no data | AIR | 0.75" | no data
no data | 01-VINA150 | no data | no data | no data | STUB-UP ISOLATION | no data | INA | PD-552 | no data | no data | AIR | 1" | no data
no data | 01-VINA151 | no data | no data | no data | DRAIN | no data | INA | PD-559 | no data | no data | AIR | 0.75" | no data
no data | 01-VINA152 | no data | no data | no data | END USER ISOLATION | no data | INA | PD-559 | no data | no data | AIR | 0.75" | no data
no data | 01-VINA153 | no data | no data | no data | END USER ISOLATION | no data | INA | PD-557 | no data | no data | AIR | 0.75" | no data
no data | 01-VINA154 | no data | no data | no data | STUB-UP ISOLATION | no data | INA | PD-552 | no data | no data | AIR | 2" | no data
no data | 01-VINA155 | no data | no data | no data | DRAIN | no data | INA | PD-559 | no data | no data | AIR | 0.75" | no data
no data | 01-VINA156 | no data | no data | no data | STUB-UP ISOLATION | no data | INA | PD-552 | no data | no data | AIR | 2" | no data
no data | 01-VINA157 | no data | no data | no data | END USER ISOLATION | no data | INA | PD-559 | no data | no data | AIR | 0.75" | no data
no data | 01-VINA158 | no data | no data | no data | STUB-UP ISOLATION | no data | INA | PD-552 | no data | no data | AIR | 2" | no data
no data | 01-VINA159 | no data | no data | no data | END USER ISOLATION | no data | INA | PD-558 | no data | no data | AIR | 0.75" | no data
no data | 01-VINA160 | no data | no data | no data | END USER ISOLATION | no data | INA | PD-558 | no data | no data | AIR | 0.75" | no data
no data | 01-VINA161 | no data | no data | no data | END USER ISOLATION | no data | INA | PD-558 | no data | no data | AIR | 0.75" | no data
no data | 01-VINA162 | no data | no data | no data | END USER ISOLATION | no data | INA | PD-558 | no data | no data | AIR | 0.75" | no data
no data | 01-VINA163 | no data | no data | no data | END USER ISOLATION | no data | INA | PD-558 | no data | no data | AIR | 0.75" | no data
no data | 01-VINA164 | no data | no data | no data | END USER ISOLATION | no data | INA | PD-559 | no data | no data | AIR | 0.75" | no data
no data | 01-VINA165 | no data | no data | no data | END USER ISOLATION | no data | INA | PD-558 | no data | no data | AIR | 0.75" | no data
no data | 01-VINA166 | no data | no data | no data | END USER ISOLATION | no data | INA | PD-552 | no data | no data | AIR | 0.75" | no data
no data | 01-VINA167 | no data | no data | no data | AIR SUPPLY OVERPRESSURE PROTECTION | no data | INA | PD-552 | no data | no data | AIR | 0.75" | no data
no data | 01-VINA168 | no data | no data | no data | END USER ISOLATION | no data | INA | PD-559 | no data | no data | AIR | 0.75" | no data
no data | 01-VINA169 | no data | no data | no data | END USER ISOLATION | no data | INA | PD-552 | no data | no data | AIR | 0.75" | no data
no data | 01-VINA170 | no data | no data | no data | END USER ISOLATION | no data | INA | PD-559 | no data | no data | AIR | 0.75" | no data
no data | 01-VINA171 | no data | no data | no data | END USER ISOLATION | no data | INA | PD-552 | no data | no data | AIR | 0.75" | no data
no data | 01-VINA172 | no data | no data | no data | END USER ISOLATION | no data | INA | PD-558 | no data | no data | AIR | 0.75" | no data
no data | 01-VINA173 | no data | no data | no data | DRAIN | no data | INA | PD-558 | no data | no data | AIR | 0.75" | no data
no data | 01-VINA174 | no data | no data | no data | END USER ISOLATION | no data | INA | PD-559 | no data | no data | AIR | 0.75" | no data
no data | 01-VINA175 | no data | no data | no data | END USER ISOLATION | no data | INA | PD-559 | no data | no data | AIR | 0.75" | no data
no data | 01-VINA176 | no data | no data | no data | END USER ISOLATION | no data | INA | PD-559 | no data | no data | AIR | 0.75" | no data
no data | 01-VINA177 | no data | no data | no data | AIR SUPPLY OVERPRESSURE PROTECTION | no data | INA | PD-552 | no data | no data | AIR | 0.75" | no data
no data | 01-VINA178 | no data | no data | no data | END USER ISOLATION | no data | INA | PD-559 | no data | no data | AIR | 0.75" | no data
no data | 01-VINA179 | no data | no data | no data | DRAIN | no data | INA | PD-552 | no data | no data | AIR | 0.75" | no data
no data | 01-VINA180 | no data | no data | no data | DRAIN | no data | INA | PD-552 | no data | no data | AIR | 0.75" | no data
no data | 01-VINA181 | no data | no data | no data | AIR SUPPLY OVERPRESSURE PROTECTION | no data | INA | PD-552 | no data | no data | AIR | 0.75" | no data
no data | 01-VINA182 | no data | no data | no data | END USER ISOLATION | no data | INA | PD-559 | no data | no data | AIR | 0.75" | no data
no data | 01-VINA183 | no data | no data | no data | STUB-UP ISOLATION | no data | INA | PD-557 | no data | no data | AIR | 1" | no data
no data | 01-VINA184 | no data | no data | no data | STUB-UP ISOLATION | no data | INA | PD-557 | no data | no data | AIR | 1" | no data
no data | 01-VINA185 | no data | no data | no data | AIR SUPPLY OVERPRESSURE PROTECTION | no data | INA | PD-552 | no data | no data | AIR | 0.75" | no data
no data | 01-VINA186 | no data | no data | no data | STUB-UP ISOLATION | no data | INA | PD-557 | no data | no data | AIR | 1" | no data
no data | 01-VINA187 | no data | no data | no data | DRAIN | no data | INA | PD-557 | no data | no data | AIR | 0.75" | no data
no data | 01-VINA188 | no data | no data | no data | END USER ISOLATION | no data | INA | PD-557 | no data | no data | AIR | 0.75" | no data
no data | 01-VINA189 | no data | no data | no data | DRAIN | no data | INA | PD-557 | no data | no data | AIR | 0.75" | no data
no data | 01-VINA190 | no data | no data | no data | STUB-UP ISOLATION | no data | INA | PD-557 | no data | no data | AIR | 2" | no data
no data | 01-VINA191 | no data | no data | no data | DRAIN | no data | INA | PD-559 | no data | no data | AIR | 0.75" | no data
no data | 01-VINA192 | no data | no data | no data | STUB-UP ISOLATION | no data | INA | PD-552 | no data | no data | AIR | 0.75" | no data
no data | 01-VINA193 | no data | no data | no data | STUB-UP ISOLATION | no data | INA | PD-557 | no data | no data | AIR | 1" | no data
no data | 01-VINA194 | no data | no data | no data | DRAIN | no data | INA | PD-558 | no data | no data | AIR | 0.75" | no data
no data | 01-VINA195 | no data | no data | no data | STUB-UP ISOLATION | no data | INA | PD-557 | no data | no data | AIR | 2" | no data
no data | 01-VINA196 | no data | no data | no data | STUB-UP ISOLATION | no data | INA | PD-557 | no data | no data | AIR | 0.75" | no data
no data | 01-VINA197 | no data | no data | no data | END USER ISOLATION | no data | INA | PD-558 | no data | no data | AIR | 0.75" | no data
no data | 01-VINA198 | no data | no data | no data | DRAIN | no data | INA | PD-557 | no data | no data | AIR | 0.75" | no data
no data | 01-VINA199 | no data | no data | no data | STUB-UP ISOLATION | no data | INA | PD-557 | no data | no data | AIR | 1" | no data
no data | 01-VINA200 | no data | no data | no data | END USER ISOLATION | no data | INA | PD-559 | no data | no data | AIR | 0.75" | no data
no data | 01-VINA201 | no data | no data | no data | END USER ISOLATION | no data | INA | PD-559 | no data | no data | AIR | 0.75" | no data
no data | 01-VINA202 | no data | no data | no data | DRAIN | no data | INA | PD-558 | no data | no data | AIR | 0.75" | no data
no data | 01-VINA203 | no data | no data | no data | DRAIN | no data | INA | PD-557 | no data | no data | AIR | 0.75" | no data
no data | 01-VINA204 | no data | no data | no data | DRAIN | no data | INA | PD-552 | no data | no data | AIR | 0.75" | no data
no data | Tag Number | no data | no data | no data | Description | no data | System | P&ID | no data | no data | Working Fluid | Size (in) | no data
no data | 01-VINA205 | no data | no data | no data | END USER ISOLATION | no data | INA | PD-559 | no data | no data | AIR | 0.75" | no data
no data | 01-VINA206 | no data | no data | no data | END USER ISOLATION | no data | INA | PD-559 | no data | no data | AIR | 1.5" | no data
no data | 01-VINA207 | no data | no data | no data | END USER ISOLATION | no data | INA | PD-559 | no data | no data | AIR | 0.75" | no data
no data | 01-VINA208 | no data | no data | no data | END USER ISOLATION | no data | INA | PD-559 | no data | no data | AIR | 0.75" | no data
no data | 01-VINA209 | no data | no data | no data | END USER ISOLATION | no data | INA | PD-559 | no data | no data | AIR | 0.75" | no data
no data | 01-VINA210 | no data | no data | no data | END USER ISOLATION | no data | INA | PD-559 | no data | no data | AIR | 0.75" | no data
no data | 01-VINA211 | no data | no data | no data | END USER ISOLATION | no data | INA | PD-559 | no data | no data | AIR | 0.75" | no data
no data | 01-VINA212 | no data | no data | no data | END USER ISOLATION | no data | INA | PD-559 | no data | no data | AIR | 0.75" | no data
no data | 01-VINA213 | no data | no data | no data | STUB-UP ISOLATION | no data | INA | PD-557 | no data | no data | AIR | 1" | no data
no data | 01-VINA214 | no data | no data | no data | DRAIN | no data | INA | PD-557 | no data | no data | AIR | 0.75" | no data
no data | 01-VINA215 | no data | no data | no data | END USER ISOLATION | no data | INA | PD-559 | no data | no data | AIR | 0.75" | no data
no data | 01-VINA216 | no data | no data | no data | DRAIN | no data | INA | PD-559 | no data | no data | AIR | 0.75" | no data
no data | 01-VINA217 | no data | no data | no data | DRAIN | no data | INA | PD-557 | no data | no data | AIR | 0.75" | no data
no data | 01-VINA218 | no data | no data | no data | STUB-UP ISOLATION | no data | INA | PD-557 | no data | no data | AIR | 1" | no data
no data | 01-VINA219 | no data | no data | no data | END USER ISOLATION | no data | INA | PD-557 | no data | no data | AIR | 0.75" | no data
no data | 01-VINA220 | no data | no data | no data | DRAIN | no data | INA | PD-557 | no data | no data | AIR | 0.75" | no data
no data | 01-VINA221 | no data | no data | no data | STUB-UP ISOLATION | no data | INA | PD-557 | no data | no data | AIR | 2" | no data
no data | 01-VINA222 | no data | no data | no data | STUB-UP ISOLATION | no data | INA | PD-557 | no data | no data | AIR | 2" | no data
no data | 01-VINA223 | no data | no data | no data | STUB-UP ISOLATION | no data | INA | PD-557 | no data | no data | AIR | 1.5" | no data
no data | 01-VINA224 | no data | no data | no data | STUB-UP ISOLATION | no data | INA | PD-557 | no data | no data | AIR | 1" | no data
no data | 01-VINA225 | no data | no data | no data | DRAIN | no data | INA | PD-557 | no data | no data | AIR | 0.75" | no data
no data | 01-VINA226 | no data | no data | no data | END USER ISOLATION | no data | INA | PD-558 | no data | no data | AIR | 0.75" | no data
no data | 01-VINA227 | no data | no data | no data | END USER ISOLATION | no data | INA | PD-559 | no data | no data | AIR | 0.75" | no data
no data | 01-VINA228 | no data | no data | no data | END USER ISOLATION | no data | INA | PD-559 | no data | no data | AIR | 0.75" | no data
no data | 01-VINA229 | no data | no data | no data | END USER ISOLATION | no data | INA | PD-559 | no data | no data | AIR | 0.75" | no data
no data | 01-VINA230 | no data | no data | no data | END USER ISOLATION | no data | INA | PD-559 | no data | no data | AIR | 0.75" | no data
no data | 01-VINA231 | no data | no data | no data | DRAIN | no data | INA | PD-557 | no data | no data | AIR | 0.75" | no data
no data | 01-VINA232 | no data | no data | no data | END USER ISOLATION | no data | INA | PD-559 | no data | no data | AIR | 0.75" | no data
no data | 01-VINA233 | no data | no data | no data | END USER ISOLATION | no data | INA | PD-560 | no data | no data | AIR | 0.75" | no data
no data | 01-VINA234 | no data | no data | no data | DRAIN | no data | INA | PD-557 | no data | no data | AIR | 0.75" | no data
no data | 01-VINA235 | no data | no data | no data | END USER ISOLATION | no data | INA | PD-560 | no data | no data | AIR | 0.75" | no data
no data | 01-VINA236 | no data | no data | no data | END USER ISOLATION | no data | INA | PD-560 | no data | no data | AIR | 0.75" | no data
no data | 01-VINA237 | no data | no data | no data | END USER ISOLATION | no data | INA | PD-560 | no data | no data | AIR | 0.75" | no data
no data | 01-VINA238 | no data | no data | no data | END USER ISOLATION | no data | INA | PD-558 | no data | no data | AIR | 0.75" | no data
no data | 01-VINA239 | no data | no data | no data | END USER ISOLATION | no data | INA | PD-560 | no data | no data | AIR | 0.75" | no data
no data | 01-VINA240 | no data | no data | no data | END USER ISOLATION | no data | INA | PD-560 | no data | no data | AIR | 0.75" | no data
no data | 01-VINA241 | no data | no data | no data | END USER ISOLATION | no data | INA | PD-560 | no data | no data | AIR | 0.75" | no data
no data | 01-VINA242 | no data | no data | no data | END USER ISOLATION | no data | INA | PD-560 | no data | no data | AIR | 0.75" | no data
no data | 01-VINA243 | no data | no data | no data | END USER ISOLATION | no data | INA | PD-558 | no data | no data | AIR | 0.75" | no data
no data | 01-VINA244 | no data | no data | no data | END USER ISOLATION | no data | INA | PD-558 | no data | no data | AIR | 0.75" | no data
no data | 01-VINA245 | no data | no data | no data | END USER ISOLATION | no data | INA | PD-558 | no data | no data | AIR | 1" | no data
no data | 01-VINA246 | no data | no data | no data | END USER ISOLATION | no data | INA | PD-560 | no data | no data | AIR | 0.75" | no data
no data | 01-VINA248 | no data | no data | no data | END USER ISOLATION | no data | INA | PD-557 | no data | no data | AIR | 0.75" | no data
no data | 01-VINA251 | no data | no data | no data | END USER ISOLATION | no data | INA | PD-557 | no data | no data | AIR | 0.75" | no data
no data | 01-VINA254 | no data | no data | no data | END USER ISOLATION | no data | INA | PD-557 | no data | no data | AIR | 0.75" | no data
no data | 01-VINA258 | no data | no data | no data | DRAIN | no data | INA | PD-557 | no data | no data | AIR | 0.75" | no data
no data | 01-VINA259 | no data | no data | no data | END USER ISOLATION | no data | INA | PD-552 | no data | no data | AIR | 0.75" | no data
no data | 01-VINA260 | no data | no data | no data | END USER ISOLATION | no data | INA | PD-552 | no data | no data | AIR | 0.75" | no data
no data | 01-VINA261 | no data | no data | no data | END USER ISOLATION | no data | INA | PD-552 | no data | no data | AIR | 0.75" | no data
no data | 01-VINA262 | no data | no data | no data | END USER ISOLATION | no data | INA | PD-552 | no data | no data | AIR | 0.75" | no data
no data | 01-VINA263 | no data | no data | no data | END USER ISOLATION | no data | INA | PD-552 | no data | no data | AIR | 0.75" | no data
no data | 01-VINA264 | no data | no data | no data | END USER ISOLATION | no data | INA | PD-552 | no data | no data | AIR | 0.75" | no data
no data | 01-VINA266 | no data | no data | no data | DRAIN | no data | INA | PD-558 | no data | no data | AIR | 0.75" | no data
no data | 01-VINA267 | no data | no data | no data | END USER ISOLATION | no data | INA | PD-552 | no data | no data | AIR | 0.75" | no data
no data | 01-VINA268 | no data | no data | no data | END USER ISOLATION | no data | INA | PD-552 | no data | no data | AIR | 0.75" | no data
no data | 01-VINA269 | no data | no data | no data | DRAIN | no data | INA | PD-558 | no data | no data | AIR | 0.75" | no data
no data | 01-VINA270 | no data | no data | no data | DRAIN | no data | INA | PD-558 | no data | no data | AIR | 0.75" | no data
no data | 01-VINA271 | no data | no data | no data | DRAIN | no data | INA | PD-558 | no data | no data | AIR | 0.75" | no data
no data | 01-VINA272 | no data | no data | no data | END USER ISOLATION | no data | INA | PD-558 | no data | no data | AIR | 1" | no data
no data | 01-VINA273 | no data | no data | no data | END USER ISOLATION | no data | INA | PD-552 | no data | no data | AIR | 0.75" | no data
no data | 01-VINA274 | no data | no data | no data | END USER ISOLATION | no data | INA | PD-552 | no data | no data | AIR | 0.75" | no data
no data | 01-VINA275 | no data | no data | no data | DRAIN | no data | INA | PD-558 | no data | no data | AIR | 0.75" | no data
no data | 01-VINA276 | no data | no data | no data | END USER ISOLATION | no data | INA | PD-558 | no data | no data | AIR | 0.75" | no data
no data | 01-VINA277 | no data | no data | no data | AIR SUPPLY OVERPRESSURE PROTECTION | no data | INA | PD-552 | no data | no data | AIR | 1" | no data
no data | Tag Number | no data | no data | no data | Description | no data | System | P&ID | no data | no data | Working Fluid | Size (in) | no data
no data | 01-VINA278 | no data | no data | no data | AIR SUPPLY OVERPRESSURE PROTECTION | no data | INA | PD-552 | no data | no data | AIR | 1" | no data
no data | 01-VINA280 | no data | no data | no data | END USER ISOLATION | no data | INA | PD-552 | no data | no data | AIR | 0.75" | no data
no data | 01-VINA281 | no data | no data | no data | DRAIN | no data | INA | PD-557 | no data | no data | AIR | 0.75" | no data
no data | 01-VINA282 | no data | no data | no data | DRAIN | no data | INA | PD-557 | no data | no data | AIR | 0.75" | no data
no data | 01-VINA283 | no data | no data | no data | DRAIN | no data | INA | PD-557 | no data | no data | AIR | 0.75" | no data
no data | 01-VINA284 | no data | no data | no data | DRAIN | no data | INA | PD-557 | no data | no data | AIR | 0.75" | no data
no data | 01-VINA285 | no data | no data | no data | DRAIN | no data | INA | PD-557 | no data | no data | AIR | 0.75" | no data
no data | 01-VINA286 | no data | no data | no data | DRAIN | no data | INA | PD-557 | no data | no data | AIR | 0.75" | no data
no data | 01-VINA287 | no data | no data | no data | END USER ISOLATION | no data | INA | PD-559 | no data | no data | AIR | 0.75" | no data
no data | 01-VINA288 | no data | no data | no data | DRAIN | no data | INA | PD-557 | no data | no data | AIR | 0.75" | no data
no data | 01-VINA289 | no data | no data | no data | DRAIN | no data | INA | PD-557 | no data | no data | AIR | 0.75" | no data
no data | 01-VINA290 | no data | no data | no data | DRAIN | no data | INA | PD-557 | no data | no data | AIR | 0.75" | no data
no data | 01-VINA291 | no data | no data | no data | DRAIN | no data | INA | PD-557 | no data | no data | AIR | 0.75" | no data
no data | 01-VINA292 | no data | no data | no data | DRAIN | no data | INA | PD-557 | no data | no data | AIR | 0.75" | no data
no data | 01-VINA294 | no data | no data | no data | DRAIN | no data | INA | PD-552 | no data | no data | AIR | 0.75" | no data
no data | 01-VINA295 | no data | no data | no data | DRAIN | no data | INA | PD-552 | no data | no data | AIR | 0.75" | no data
no data | 01-VINA296 | no data | no data | no data | END USER ISOLATION | no data | INA | PD-552 | no data | no data | AIR | 0.75" | no data
no data | 01-VINA297 | no data | no data | no data | DRAIN | no data | INA | PD-552 | no data | no data | AIR | 0.75" | no data
no data | 01-VINA298 | no data | no data | no data | DRAIN | no data | INA | PD-552 | no data | no data | AIR | 0.75" | no data
no data | 01-VINA299 | no data | no data | no data | DRAIN | no data | INA | PD-552 | no data | no data | AIR | 0.75" | no data
no data | 01-VINA300 | no data | no data | no data | END USER ISOLATION | no data | INA | PD-560 | no data | no data | AIR | 0.75" | no data
no data | 01-VINA301 | no data | no data | no data | END USER ISOLATION | no data | INA | PD-560 | no data | no data | AIR | 0.75" | no data
no data | 01-VINA302 | no data | no data | no data | END USER ISOLATION | no data | INA | PD-560 | no data | no data | AIR | 0.75" | no data
no data | 01-VINA303 | no data | no data | no data | END USER ISOLATION | no data | INA | PD-560 | no data | no data | AIR | 0.75" | no data
no data | 01-VINA304 | no data | no data | no data | END USER ISOLATION | no data | INA | PD-560 | no data | no data | AIR | 0.75" | no data
no data | 01-VINA305 | no data | no data | no data | END USER ISOLATION | no data | INA | PD-560 | no data | no data | AIR | 0.75" | no data
no data | 01-VINA307 | no data | no data | no data | END USER ISOLATION | no data | INA | PD-560 | no data | no data | AIR | 0.75" | no data
no data | 01-VINA308 | no data | no data | no data | END USER ISOLATION | no data | INA | PD-560 | no data | no data | AIR | 0.75" | no data
no data | 01-VINA309 | no data | no data | no data | END USER ISOLATION | no data | INA | PD-560 | no data | no data | AIR | 0.75" | no data
no data | 01-VINA310 | no data | no data | no data | DRAIN | no data | INA | PD-552 | no data | no data | AIR | 0.75" | no data
no data | 01-VINA311 | no data | no data | no data | END USER ISOLATION | no data | INA | PD-560 | no data | no data | AIR | 0.75" | no data
no data | 01-VINA312 | no data | no data | no data | END USER ISOLATION | no data | INA | PD-560 | no data | no data | AIR | 0.75" | no data
no data | 01-VINA313 | no data | no data | no data | END USER ISOLATION | no data | INA | PD-560 | no data | no data | AIR | 0.75" | no data
no data | 01-VINA314 | no data | no data | no data | END USER ISOLATION | no data | INA | PD-558 | no data | no data | AIR | 0.75" | no data
no data | 01-VINA315 | no data | no data | no data | DRAIN | no data | INA | PD-558 | no data | no data | AIR | 0.75" | no data
no data | 01-VINA316 | no data | no data | no data | END USER ISOLATION | no data | INA | PD-558 | no data | no data | AIR | 0.75" | no data
no data | 01-VINA317 | no data | no data | no data | DRAIN | no data | INA | PD-552 | no data | no data | AIR | 0.75" | no data
no data | 01-VINA318 | no data | no data | no data | DRAIN | no data | INA | PD-552 | no data | no data | AIR | 0.75" | no data
no data | 01-VINA319 | no data | no data | no data | END USER ISOLATION | no data | INA | PD-558 | no data | no data | AIR | 0.75" | no data
no data | 01-VINA320 | no data | no data | no data | DRAIN | no data | INA | PD-552 | no data | no data | AIR | 0.75" | no data
no data | 01-VINA321 | no data | no data | no data | DRAIN | no data | INA | PD-552 | no data | no data | AIR | 0.75" | no data
no data | 01-VINA322 | no data | no data | no data | DRAIN | no data | INA | PD-558 | no data | no data | AIR | 0.75" | no data
no data | 01-VINA323 | no data | no data | no data | END USER ISOLATION | no data | INA | PD-558 | no data | no data | AIR | 0.75" | no data
no data | 01-VINA324 | no data | no data | no data | DRAIN | no data | INA | PD-558 | no data | no data | AIR | 0.75" | no data
no data | 01-VINA325 | no data | no data | no data | END USER ISOLATION | no data | INA | PD-558 | no data | no data | AIR | 0.75" | no data
no data | 01-VINA326 | no data | no data | no data | DRAIN | no data | INA | PD-558 | no data | no data | AIR | 0.75" | no data
no data | 01-VINA327 | no data | no data | no data | DRAIN | no data | INA | PD-558 | no data | no data | AIR | 0.75" | no data
no data | 01-VINA328 | no data | no data | no data | DRAIN | no data | INA | PD-558 | no data | no data | AIR | 0.75" | no data
no data | 01-VINA329 | no data | no data | no data | DRAIN | no data | INA | PD-558 | no data | no data | AIR | 0.75" | no data
no data | 01-VINA330 | no data | no data | no data | DRAIN | no data | INA | PD-558 | no data | no data | AIR | 0.75" | no data
no data | 01-VINA331 | no data | no data | no data | DRAIN | no data | INA | PD-558 | no data | no data | AIR | 0.75" | no data
no data | 01-VINA332 | no data | no data | no data | END USER ISOLATION | no data | INA | PD-558 | no data | no data | AIR | 1" | no data
no data | 01-VINA333 | no data | no data | no data | DRAIN | no data | INA | PD-558 | no data | no data | AIR | 0.75" | no data
no data | 01-VINA334 | no data | no data | no data | END USER ISOLATION | no data | INA | PD-558 | no data | no data | AIR | 1" | no data
no data | 01-VINA335 | no data | no data | no data | DRAIN | no data | INA | PD-558 | no data | no data | AIR | 0.75" | no data
no data | 01-VINA336 | no data | no data | no data | DRAIN | no data | INA | PD-558 | no data | no data | AIR | 0.75" | no data
no data | 01-VINA337 | no data | no data | no data | END USER ISOLATION | no data | INA | PD-560 | no data | no data | AIR | 0.75" | no data
no data | 01-VINA338 | no data | no data | no data | DRAIN | no data | INA | PD-558 | no data | no data | AIR | 0.75" | no data
no data | 01-VINA339 | no data | no data | no data | DRAIN | no data | INA | PD-558 | no data | no data | AIR | 0.75" | no data
no data | 01-VINA340 | no data | no data | no data | END USER ISOLATION | no data | INA | PD-560 | no data | no data | AIR | 0.75" | no data
no data | 01-VINA341 | no data | no data | no data | DRAIN | no data | INA | PD-558 | no data | no data | AIR | 0.75" | no data
no data | 01-VINA342 | no data | no data | no data | DRAIN | no data | INA | PD-558 | no data | no data | AIR | 0.75" | no data
no data | 01-VINA343 | no data | no data | no data | END USER ISOLATION | no data | INA | PD-558 | no data | no data | AIR | 0.75" | no data
no data | 01-VINA344 | no data | no data | no data | DRAIN | no data | INA | PD-558 | no data | no data | AIR | 0.75" | no data
no data | Tag Number | no data | no data | no data | Description | no data | System | P&ID | no data | no data | Working Fluid | Size (in) | no data
no data | 01-VINA345 | no data | no data | no data | END USER ISOLATION | no data | INA | PD-558 | no data | no data | AIR | 1" | no data
no data | 01-VINA346 | no data | no data | no data | END USER ISOLATION | no data | INA | PD-558 | no data | no data | AIR | 0.75" | no data
no data | 01-VINA347 | no data | no data | no data | END USER ISOLATION | no data | INA | PD-558 | no data | no data | AIR | 0.75" | no data
no data | 01-VINA348 | no data | no data | no data | END USER ISOLATION | no data | INA | PD-558 | no data | no data | AIR | 0.75" | no data
no data | 01-VINA349 | no data | no data | no data | END USER ISOLATION | no data | INA | PD-558 | no data | no data | AIR | 0.75" | no data
no data | 01-VINA350 | no data | no data | no data | END USER ISOLATION | no data | INA | PD-558 | no data | no data | AIR | 0.75" | no data
no data | 01-VINA351 | no data | no data | no data | END USER ISOLATION | no data | INA | PD-558 | no data | no data | AIR | 0.75" | no data
no data | 01-VINA352 | no data | no data | no data | DRAIN | no data | INA | PD-558 | no data | no data | AIR | 0.75" | no data
no data | 01-VINA353 | no data | no data | no data | DRAIN | no data | INA | PD-558 | no data | no data | AIR | 0.75" | no data
no data | 01-VINA354 | no data | no data | no data | DRAIN | no data | INA | PD-558 | no data | no data | AIR | 0.75" | no data
no data | 01-VINA355 | no data | no data | no data | DRAIN | no data | INA | PD-558 | no data | no data | AIR | 0.75" | no data
no data | 01-VINA356 | no data | no data | no data | DRAIN | no data | INA | PD-558 | no data | no data | AIR | 0.75" | no data
no data | 01-VINA357 | no data | no data | no data | DRAIN | no data | INA | PD-558 | no data | no data | AIR | 0.75" | no data
no data | 01-VINA358 | no data | no data | no data | DRAIN | no data | INA | PD-558 | no data | no data | AIR | 0.75" | no data
no data | 01-VINA359 | no data | no data | no data | DRAIN | no data | INA | PD-558 | no data | no data | AIR | 0.75" | no data
no data | 01-VINA360 | no data | no data | no data | DRAIN | no data | INA | PD-558 | no data | no data | AIR | 0.75" | no data
no data | 01-VINA361 | no data | no data | no data | DRAIN | no data | INA | PD-558 | no data | no data | AIR | 0.75" | no data
no data | 01-VINA362 | no data | no data | no data | DRAIN | no data | INA | PD-558 | no data | no data | AIR | 0.75" | no data
no data | 01-VINA363 | no data | no data | no data | DRAIN | no data | INA | PD-558 | no data | no data | AIR | 0.75" | no data
no data | 01-VINA364 | no data | no data | no data | DRAIN | no data | INA | PD-558 | no data | no data | AIR | 0.75" | no data
no data | 01-VINA365 | no data | no data | no data | DRAIN | no data | INA | PD-552 | no data | no data | AIR | 0.75" | no data
no data | 01-VINA366 | no data | no data | no data | DRAIN | no data | INA | PD-552 | no data | no data | AIR | 0.75" | no data
no data | 01-VINA367 | no data | no data | no data | END USER ISOLATION | no data | INA | PD-559 | no data | no data | AIR | 0.75" | no data
no data | 01-VINA368 | no data | no data | no data | END USER ISOLATION | no data | INA | PD-552 | no data | no data | AIR | 0.75" | no data
no data | 01-VINA369 | no data | no data | no data | END USER ISOLATION | no data | INA | PD-559 | no data | no data | AIR | 0.75" | no data
no data | 01-VINA370 | no data | no data | no data | END USER ISOLATION | no data | INA | PD-552 | no data | no data | AIR | 0.75" | no data
no data | 01-VINA371 | no data | no data | no data | DRAIN | no data | INA | PD-559 | no data | no data | AIR | 0.75" | no data
no data | 01-VINA372 | no data | no data | no data | END USER ISOLATION | no data | INA | PD-552 | no data | no data | AIR | 0.75" | no data
no data | 01-VINA373 | no data | no data | no data | END USER ISOLATION | no data | INA | PD-558 | no data | no data | AIR | 0.75" | no data
no data | 01-VINA374 | no data | no data | no data | DRAIN | no data | INA | PD-559 | no data | no data | AIR | 0.75" | no data
no data | 01-VINA376 | no data | no data | no data | DRAIN | no data | INA | PD-559 | no data | no data | AIR | 0.75" | no data
no data | 01-VINA377 | no data | no data | no data | DRAIN | no data | INA | PD-559 | no data | no data | AIR | 0.75" | no data
no data | 01-VINA379 | no data | no data | no data | END USER ISOLATION | no data | INA | PD-558 | no data | no data | AIR | 1" | no data
no data | 01-VINA381 | no data | no data | no data | END USER ISOLATION | no data | INA | PD-552 | no data | no data | AIR | 0.75" | no data
no data | 01-VINA383 | no data | no data | no data | DRAIN | no data | INA | PD-559 | no data | no data | AIR | 0.75" | no data
no data | 01-VINA384 | no data | no data | no data | DRAIN | no data | INA | PD-559 | no data | no data | AIR | 0.75" | no data
no data | 01-VINA385 | no data | no data | no data | DRAIN | no data | INA | PD-559 | no data | no data | AIR | 0.75" | no data
no data | 01-VINA386 | no data | no data | no data | DRAIN | no data | INA | PD-559 | no data | no data | AIR | 0.75" | no data
no data | 01-VINA387 | no data | no data | no data | DRAIN | no data | INA | PD-559 | no data | no data | AIR | 0.75" | no data
no data | 01-VINA388 | no data | no data | no data | DRAIN | no data | INA | PD-559 | no data | no data | AIR | 0.75" | no data
no data | 01-VINA389 | no data | no data | no data | DRAIN | no data | INA | PD-559 | no data | no data | AIR | 0.75" | no data
no data | 01-VINA390 | no data | no data | no data | DRAIN | no data | INA | PD-559 | no data | no data | AIR | 0.75" | no data
no data | 01-VINA391 | no data | no data | no data | DRAIN | no data | INA | PD-559 | no data | no data | AIR | 0.75" | no data
no data | 01-VINA392 | no data | no data | no data | DRAIN | no data | INA | PD-559 | no data | no data | AIR | 0.75" | no data
no data | 01-VINA393 | no data | no data | no data | DRAIN | no data | INA | PD-559 | no data | no data | AIR | 0.75" | no data
no data | 01-VINA394 | no data | no data | no data | DRAIN | no data | INA | PD-559 | no data | no data | AIR | 0.75" | no data
no data | 01-VINA396 | no data | no data | no data | DRAIN | no data | INA | PD-559 | no data | no data | AIR | 0.75" | no data
no data | 01-VINA397 | no data | no data | no data | DRAIN | no data | INA | PD-559 | no data | no data | AIR | 1" | no data
no data | 01-VINA399 | no data | no data | no data | DRAIN | no data | INA | PD-559 | no data | no data | AIR | 1" | no data
no data | 01-VINA400 | no data | no data | no data | END USER ISOLATION | no data | INA | PD-558 | no data | no data | AIR | 0.75" | no data
no data | 01-VINA401 | no data | no data | no data | END USER ISOLATION | no data | INA | PD-558 | no data | no data | AIR | 0.75" | no data
no data | 01-VINA402 | no data | no data | no data | END USER ISOLATION | no data | INA | PD-558 | no data | no data | AIR | 0.75" | no data
no data | 01-VINA410 | no data | no data | no data | END USER ISOLATION | no data | INA | PD-552 | no data | no data | AIR | 1" | no data
no data | 01-VINA411 | no data | no data | no data | END USER ISOLATION | no data | INA | PD-552 | no data | no data | AIR | 0.75" | no data
no data | 01-VINA412 | no data | no data | no data | END USER ISOLATION | no data | INA | PD-552 | no data | no data | AIR | 1" | no data
no data | 01-VINA413 | no data | no data | no data | END USER ISOLATION | no data | INA | PD-552 | no data | no data | AIR | 1" | no data
no data | 01-VINA414 | no data | no data | no data | END USER ISOLATION | no data | INA | PD-552 | no data | no data | AIR | 0.75" | no data
no data | 01-VINA415 | no data | no data | no data | STUB-UP ISOLATION | no data | INA | PD-552 | no data | no data | AIR | 1" | no data
no data | 01-VINA416 | no data | no data | no data | DRAIN | no data | INA | PD-559 | no data | no data | AIR | 1" | no data
no data | 01-VINA417 | no data | no data | no data | STUB-UP ISOLATION | no data | INA | PD-557 | no data | no data | AIR | 1" | no data
no data | 01-VINA418 | no data | no data | no data | END USER ISOLATION | no data | INA | PD-557 | no data | no data | AIR | 0.75" | no data
no data | 01-VINA419 | no data | no data | no data | END USER ISOLATION | no data | INA | PD-557 | no data | no data | AIR | 0.75" | no data
no data | 01-VINA420 | no data | no data | no data | END USER ISOLATION | no data | INA | PD-557 | no data | no data | AIR | 0.75" | no data
no data | 01-VINA421 | no data | no data | no data | END USER ISOLATION | no data | INA | PD-557 | no data | no data | AIR | 0.75" | no data
no data | Tag Number | no data | no data | no data | Description | no data | System | P&ID | no data | no data | Working Fluid | Size (in) | no data
no data | 01-VINA422 | no data | no data | no data | END USER ISOLATION | no data | INA | PD-557 | no data | no data | AIR | 0.75" | no data
no data | 01-VINA424 | no data | no data | no data | DRAIN | no data | INA | PD-559 | no data | no data | AIR | 0.75" | no data
no data | 01-VINA425 | no data | no data | no data | DRAIN | no data | INA | PD-559 | no data | no data | AIR | 0.75" | no data
no data | 01-VINA426 | no data | no data | no data | DRAIN | no data | INA | PD-559 | no data | no data | AIR | 0.75" | no data
no data | 01-VINA428 | no data | no data | no data | DRAIN | no data | INA | PD-559 | no data | no data | AIR | 0.75" | no data
no data | 01-VINA429 | no data | no data | no data | END USER ISOLATION | no data | INA | PD-559 | no data | no data | AIR | 0.75" | no data
no data | 01-VINA430 | no data | no data | no data | DRAIN | no data | INA | PD-559 | no data | no data | AIR | 0.75" | no data
no data | 01-VINA431 | no data | no data | no data | DRAIN | no data | INA | PD-559 | no data | no data | AIR | 0.75" | no data
no data | 01-VINA432 | no data | no data | no data | DRAIN | no data | INA | PD-559 | no data | no data | AIR | 0.75" | no data
no data | 01-VINA433 | no data | no data | no data | DRAIN | no data | INA | PD-559 | no data | no data | AIR | 0.75" | no data
no data | 01-VINA434 | no data | no data | no data | DRAIN | no data | INA | PD-559 | no data | no data | AIR | 0.75" | no data
no data | 01-VINA435 | no data | no data | no data | DRAIN | no data | INA | PD-560 | no data | no data | AIR | 0.75" | no data
no data | 01-VINA436 | no data | no data | no data | DRAIN | no data | INA | PD-560 | no data | no data | AIR | 0.75" | no data
no data | 01-VINA438 | no data | no data | no data | DRAIN | no data | INA | PD-560 | no data | no data | AIR | 0.75" | no data
no data | 01-VINA439 | no data | no data | no data | DRAIN | no data | INA | PD-560 | no data | no data | AIR | 0.75" | no data
no data | 01-VINA440 | no data | no data | no data | DRAIN | no data | INA | PD-560 | no data | no data | AIR | 0.75" | no data
no data | 01-VINA441 | no data | no data | no data | DRAIN | no data | INA | PD-560 | no data | no data | AIR | 0.75" | no data
no data | 01-VINA442 | no data | no data | no data | DRAIN | no data | INA | PD-560 | no data | no data | AIR | 0.75" | no data
no data | 01-VINA443 | no data | no data | no data | DRAIN | no data | INA | PD-560 | no data | no data | AIR | 0.75" | no data
no data | 01-VINA445 | no data | no data | no data | DRAIN | no data | INA | PD-560 | no data | no data | AIR | 0.75" | no data
no data | 01-VINA446 | no data | no data | no data | DRAIN | no data | INA | PD-560 | no data | no data | AIR | 0.75" | no data
no data | 01-VINA447 | no data | no data | no data | DRAIN | no data | INA | PD-560 | no data | no data | AIR | 0.75" | no data
no data | 01-VINA448 | no data | no data | no data | DRAIN | no data | INA | PD-560 | no data | no data | AIR | 0.75" | no data
no data | 01-VINA450 | no data | no data | no data | DRAIN | no data | INA | PD-560 | no data | no data | AIR | 0.75" | no data
no data | 01-VINA451 | no data | no data | no data | DRAIN | no data | INA | PD-560 | no data | no data | AIR | 0.75" | no data
no data | 01-VINA452 | no data | no data | no data | DRAIN | no data | INA | PD-560 | no data | no data | AIR | 0.75" | no data
no data | 01-VINA453 | no data | no data | no data | DRAIN | no data | INA | PD-560 | no data | no data | AIR | 0.75" | no data
no data | 01-VINA454 | no data | no data | no data | DRAIN | no data | INA | PD-560 | no data | no data | AIR | 0.75" | no data
no data | 01-VINA455 | no data | no data | no data | DRAIN | no data | INA | PD-560 | no data | no data | AIR | 0.75" | no data
no data | 01-VINA456 | no data | no data | no data | DRAIN | no data | INA | PD-560 | no data | no data | AIR | 0.75" | no data
no data | 01-VINA457 | no data | no data | no data | DRAIN | no data | INA | PD-560 | no data | no data | AIR | 0.75" | no data
no data | 01-VINA458 | no data | no data | no data | DRAIN | no data | INA | PD-560 | no data | no data | AIR | 0.75" | no data
no data | 01-VINA459 | no data | no data | no data | DRAIN | no data | INA | PD-560 | no data | no data | AIR | 0.75" | no data
no data | 01-VINA460 | no data | no data | no data | END USER ISOLATION | no data | INA | PD-560 | no data | no data | AIR | 0.75" | no data
no data | 01-VINA461 | no data | no data | no data | DRAIN | no data | INA | PD-552 | no data | no data | AIR | 0.75" | no data
no data | 01-VINA462 | no data | no data | no data | END USER ISOLATION | no data | INA | PD-552 | no data | no data | AIR | 0.75" | no data
no data | 01-VINA463 | no data | no data | no data | DRAIN | no data | INA | PD-558 | no data | no data | AIR | 0.75" | no data
no data | 01-VINA464 | no data | no data | no data | STUB-UP ISOLATION | no data | INA | PD-552 | no data | no data | AIR | 2" | no data
no data | 01-VINA469 | no data | no data | no data | DRAIN | no data | INA | PD-560 | no data | no data | AIR | 0.75" | no data
no data | 01-VINA470 | no data | no data | no data | DRAIN | no data | INA | PD-552 | no data | no data | AIR | 0.75" | no data
no data | 01-VINA475 | no data | no data | no data | DRAIN | no data | INA | PD-552 | no data | no data | AIR | 0.75" | no data
no data | 01-VINA476 | no data | no data | no data | DRAIN | no data | INA | PD-552 | no data | no data | AIR | 0.75" | no data
no data | 01-VINA479 | no data | no data | no data | END USER ISOLATION | no data | INA | PD-560 | no data | no data | AIR | 0.75" | no data
no data | 01-VINA480 | no data | no data | no data | END USER ISOLATION | no data | INA | PD-560 | no data | no data | AIR | 0.75" | no data
no data | 01-VINA500 | no data | no data | no data | DRAIN | no data | INA | PD-558 | no data | no data | AIR | 0.75" | no data
no data | 01-VINA515 | no data | no data | no data | DRAIN | no data | INA | PD-558 | no data | no data | AIR | 0.75" | no data
no data | 01-VINA545 | no data | no data | no data | DRAIN | no data | INA | PD-552 | no data | no data | AIR | 0.75" | no data
no data | 01-VLPS101 | no data | no data | no data | VENT/DRAIN/INSTRUMENTATION ROOT VALVE | no data | LPS | PD-040A | no data | no data | Steam | 1" | no data
no data | 01-VLPS102 | no data | no data | no data | VENT/DRAIN/INSTRUMENTATION ROOT VALVE | no data | LPS | PD-040A | no data | no data | Steam | 0.75" | no data
no data | 01-VLPS103 | no data | no data | no data | VENT/DRAIN/INSTRUMENTATION ROOT VALVE | no data | LPS | PD-040A | no data | no data | Steam | 1" | no data
no data | 01-VLPS104 | no data | no data | no data | VENT/DRAIN/INSTRUMENTATION ROOT VALVE | no data | LPS | PD-040A | no data | no data | Steam | 1" | no data
no data | 01-VLPS106 | no data | no data | no data | VENT/DRAIN/INSTRUMENTATION ROOT VALVE | no data | LPS | PD-040A | no data | no data | Steam | 1" | no data
no data | 01-VLPS107 | no data | no data | no data | VENT/DRAIN/INSTRUMENTATION ROOT VALVE | no data | LPS | PD-040A | no data | no data | Steam | 0.75" | no data
no data | 01-VLPS108 | no data | no data | no data | VENT/DRAIN/INSTRUMENTATION ROOT VALVE | no data | LPS | PD-040A | no data | no data | Steam | 2" | no data
no data | 01-VLPS109 | no data | no data | no data | DRIP LEG DRAIN | no data | LPS | PD-040A | no data | no data | Steam | 2" | no data
no data | 01-VLPS111 | no data | no data | no data | VENT/DRAIN/INSTRUMENTATION ROOT VALVE | no data | LPS | PD-040A | no data | no data | Steam | 2" | no data
no data | 01-VLPS112 | no data | no data | no data | VENT/DRAIN/INSTRUMENTATION ROOT VALVE | no data | LPS | PD-040A | no data | no data | Steam | 0.75" | no data
no data | 01-VLPS123 | no data | no data | no data | VENT/DRAIN/INSTRUMENTATION ROOT VALVE | no data | LPS | PD-040A | no data | no data | Steam | 0.75" | no data
no data | 01-VLPS142 | no data | no data | no data | VENT/DRAIN/INSTRUMENTATION ROOT VALVE | no data | LPS | PD-040A | no data | no data | Steam | 0.75" | no data
no data | 01-VLPS147 | no data | no data | no data | VENT/DRAIN/INSTRUMENTATION ROOT VALVE | no data | LPS | PD-041A | no data | no data | Steam | 0.75" | no data
no data | 01-VLPS149 | no data | no data | no data | VENT/DRAIN/INSTRUMENTATION ROOT VALVE | no data | LPS | PD-041A | no data | no data | Steam | 2" | no data
no data | 01-VLPS150 | no data | no data | no data | VENT/DRAIN/INSTRUMENTATION ROOT VALVE | no data | LPS | PD-041A | no data | no data | Steam | 2" | no data
no data | 01-VLPS151 | no data | no data | no data | DRIP LEG DRAIN | no data | LPS | PD-041A | no data | no data | Steam | 2" | no data
no data | 01-VLPS152 | no data | no data | no data | VENT/DRAIN/INSTRUMENTATION ROOT VALVE | no data | LPS | PD-040A | no data | no data | Steam | 0.75" | no data
no data | Tag Number | no data | no data | no data | Description | no data | System | P&ID | no data | no data | Working Fluid | Size (in) | no data
no data | 01-VLPS161 | no data | no data | no data | VENT/DRAIN/INSTRUMENTATION ROOT VALVE | no data | LPS | PD-041A | no data | no data | Steam | 0.75" | no data
no data | 01-VLPS163 | no data | no data | no data | VENT/DRAIN/INSTRUMENTATION ROOT VALVE | no data | LPS | PD-041A | no data | no data | Steam | 0.75" | no data
no data | 01-VLPS164 | no data | no data | no data | VENT/DRAIN/INSTRUMENTATION ROOT VALVE | no data | LPS | PD-040A | no data | no data | Steam | 0.75" | no data
no data | 01-VLPS167 | no data | no data | no data | VENT/DRAIN/INSTRUMENTATION ROOT VALVE | no data | LPS | PD-040A | no data | no data | Steam | 0.75" | no data
no data | 01-VLPS169 | no data | no data | no data | VENT/DRAIN/INSTRUMENTATION ROOT VALVE | no data | LPS | PD-041A | no data | no data | Steam | 1" | no data
no data | 01-VLPS170 | no data | no data | no data | VENT/DRAIN/INSTRUMENTATION ROOT VALVE | no data | LPS | PD-041A | no data | no data | Steam | 1" | no data
no data | 01-VLPS171 | no data | no data | no data | VENT/DRAIN/INSTRUMENTATION ROOT VALVE | no data | LPS | PD-041A | no data | no data | Steam | 1" | no data
no data | 01-VLPS172 | no data | no data | no data | VENT/DRAIN/INSTRUMENTATION ROOT VALVE | no data | LPS | PD-041A | no data | no data | Steam | 1" | no data
no data | 01-VLPS173 | no data | no data | no data | VENT/DRAIN/INSTRUMENTATION ROOT VALVE | no data | LPS | PD-041A | no data | no data | Steam | 0.75" | no data
no data | 01-VLPS175 | no data | no data | no data | VENT/DRAIN/INSTRUMENTATION ROOT VALVE | no data | LPS | PD-041A | no data | no data | Steam | 0.75" | no data
no data | 01-VLPS177 | no data | no data | no data | VENT/DRAIN/INSTRUMENTATION ROOT VALVE | no data | LPS | PD-041A | no data | no data | Steam | 0.75" | no data
no data | 01-VPDR100 | no data | no data | no data | TRANSFORMER CONTAINMENT ISOLATION | no data | PDR | PD-970 | no data | no data | OIL/WATER | 4" | no data
no data | 01-VPDR101 | no data | no data | no data | TRANSFORMER CONTAINMENT ISOLATION | no data | PDR | PD-970 | no data | no data | OIL/WATER | 4" | no data
no data | 01-VPDR105 | no data | no data | no data | OWS INLET ISOLATION | no data | PDR | PD-960A | no data | no data | OIL/WATER | 12" | no data
no data | 01-VPDR107 | no data | no data | no data | TRENCH DRAIN CHECK/FLAPPER VALVE | no data | PDR | PD-972 | no data | no data | OIL/WATER | 12" | no data
no data | 01-VPDR108 | no data | no data | no data | TRENCH DRAIN CHECK/FLAPPER VALVE | no data | PDR | PD-972 | no data | no data | OIL/WATER | 4" | no data
no data | 01-VPDR109 | no data | no data | no data | TRENCH DRAIN CHECK/FLAPPER VALVE | no data | PDR | PD-972 | no data | no data | OIL/WATER | 12" | no data
no data | 01-VSMP100 | no data | no data | no data | UNIT 1 SAMPLE PANEL HP BLOWDOWN HEADER DRAIN ISOLATION VALVE | no data | SMP | PD-500A | no data | no data | Water | 0.75" | no data
no data | 01-VSTP100 | no data | no data | no data | HP CONTROL VALVE HP STEM LEAK CHECK VALVE | no data | STP | PD-303A | no data | no data | Steam/Water | 1.5" | no data
no data | 01-VSTP101 | no data | no data | no data | HP STOP VALVE HP STEM LEAK CHECK VALVE | no data | STP | PD-303A | no data | no data | Steam/Water | 1.5" | no data
no data | 01-VSTP102 | no data | no data | no data | HP STEM LEAK TO CRH CHECK VALVE | no data | STP | PD-303A | no data | no data | Steam/Water | 2" | no data
no data | 01-VSTP103 | no data | no data | no data | HP STEM LEAK TO HP DRN TANK CHECK VALVE | no data | STP | PD-303A | no data | no data | Steam/Water | 2" | no data
no data | 01-VSTP104 | no data | no data | no data | HP STEAM INLET PIPE DRAIN MANUAL ISOLATION | no data | STP | PD-303A | no data | no data | Steam/Water | 1.5" | no data
no data | 01-VSTP105 | no data | no data | no data | CMV SEAT DRAIN MANUAL ISOLATION | no data | STP | PD-303A | no data | no data | Steam/Water | 1.5" | no data
no data | 01-VSTP106 | no data | no data | no data | IP STEAM INLET PIPE DRAIN MANUAL ISOLATION | no data | STP | PD-303A | no data | no data | Steam/Water | 1" | no data
no data | 01-VSTP107 | no data | no data | no data | CRV SEAT DRAIN MANUAL ISOLATION | no data | STP | PD-303A | no data | no data | Steam/Water | 1" | no data
no data | 01-VSTP108 | no data | no data | no data | LP STEAM STRAINER DRAIN MANUAL ISOLATION | no data | STP | PD-303A | no data | no data | Steam/Water | 1" | no data
no data | 01-VSTP109 | no data | no data | no data | LP STEAM INLET PIPE DRAIN MANUAL ISOLATION | no data | STP | PD-303A | no data | no data | Steam/Water | 1" | no data
no data | 01-VSTP110 | no data | no data | no data | INSTRUMENT | no data | STP | PD-304A | no data | no data | Steam | 0.75" | no data
no data | 01-VSTP111 | no data | no data | no data | INSTRUMENT | no data | STP | PD-304A | no data | no data | Steam | 2" | no data
no data | 01-VSTP112 | no data | no data | no data | INSTRUMENT | no data | STP | PD-304A | no data | no data | Steam | 2" | no data
no data | 01-VSTP113 | no data | no data | no data | HP ST DRAINS TANK DRAIN ISOLATION | no data | STP | PD-304A | no data | no data | Water | 6" | no data
no data | 01-VSTP114 | no data | no data | no data | DRAIN | no data | STP | PD-304A | no data | no data | Water | 0.75" | no data
no data | 01-VSTP115 | no data | no data | no data | HP ST DRAINS TANK DRAIN ISOLATION | no data | STP | PD-304A | no data | no data | Water | 6" | no data
no data | 01-VSTP116 | no data | no data | no data | DRAIN | no data | STP | PD-304A | no data | no data | Steam | 2" | no data
no data | 01-VSTP117 | no data | no data | no data | GLAND STEAM CONDENSER DRAIN ISOLATION | no data | STP | PD-306A | no data | no data | Water | 0.75" | no data
no data | 01-VSTP118 | no data | no data | no data | DRAIN | no data | STP | PD-306A | no data | no data | Water | 0.75" | no data
no data | 01-VSTP119 | no data | no data | no data | GSC EMERGENCY LOOP SEAL DRAIN ISOLATION | no data | STP | PD-302A | no data | no data | Steam | 2" | no data
no data | 01-VSTP120 | no data | no data | no data | GLAND STEAM CONDENSER STEAM TRAP DRAIN ISOLATION | no data | STP | PD-302A | no data | no data | Steam | 2" | no data
no data | 01-VSTP121 | no data | no data | no data | GLAND STEAM CONDENSER STEAM TRAP DRAIN ISOLATION | no data | STP | PD-302A | no data | no data | Steam | 2" | no data
no data | 01-VSTP122 | no data | no data | no data | GLAND STEAM CONDENSER STEAM TRAP STRAINER DRAIN ISOLATION | no data | STP | PD-302A | no data | no data | Steam | 1" | no data
no data | 01-VSTP123 | no data | no data | no data | GLAND STEAM CONDENSER STEAM TRAP BYPASS THROTTLIING | no data | STP | PD-302A | no data | no data | Steam | 2" | no data
no data | 01-VSTP124 | no data | no data | no data | DRAIN | no data | STP | PD-306A | no data | no data | Water | 0.75" | no data
no data | 01-VSTP125 | no data | no data | no data | GSC FAN EXHAUST CHECK VALVE | no data | STP | PD-302A | no data | no data | AIR | 6" | no data
no data | 01-VSTP126 | no data | no data | no data | VENT | no data | STP | PD-306A | no data | no data | Water | 0.75" | no data
no data | 01-VSTP127 | no data | no data | no data | GLAND STEAM SPILLOVER CONTROL VALVE ISOLATION | no data | STP | PD-300A | no data | no data | Steam | 8" | no data
no data | 01-VSTP128 | no data | no data | no data | GSC FAN EXHAUST CHECK VALVE | no data | STP | PD-302A | no data | no data | AIR | 6" | no data
no data | 01-VSTP129 | no data | no data | no data | GLAND STEAM SPILLOVER CONTROL VALVE ISOLATION | no data | STP | PD-300A | no data | no data | Steam | 12" | no data
no data | 01-VSTP130 | no data | no data | no data | DRAIN | no data | STP | PD-304A | no data | no data | Water | 0.75" | no data
no data | 01-VSTP131 | no data | no data | no data | INSTRUMENT | no data | STP | PD-300A | no data | no data | Steam | 1" | no data
no data | 01-VSTP132 | no data | no data | no data | GLAND STEAM SPILLOVER CONTROL VALVE BYPASS | no data | STP | PD-300A | no data | no data | Steam | 6" | no data
no data | 01-VSTP133 | no data | no data | no data | INSTRUMENT | no data | STP | PD-300A | no data | no data | Steam | 1" | no data
no data | 01-VSTP134 | no data | no data | no data | INSTRUMENT | no data | STP | PD-304A | no data | no data | Steam | 2" | no data
no data | 01-VSTP135 | no data | no data | no data | INSTRUMENT | no data | STP | PD-304A | no data | no data | Steam | 2" | no data
no data | 01-VSTP136 | no data | no data | no data | INSTRUMENT | no data | STP | PD-304A | no data | no data | Steam | 0.75" | no data
no data | 01-VSTP137 | no data | no data | no data | GLAND STEAM CONDENSER STEAM TRAP EQUALIZING ISOLATION | no data | STP | PD-302A | no data | no data | Steam | 1" | no data
no data | 01-VSTP138 | no data | no data | no data | DRAIN ISOLATION | no data | STP | PD-300A | no data | no data | Steam | 1" | no data
no data | 01-VSTP139 | no data | no data | no data | DRAIN ISOLATION | no data | STP | PD-302A | no data | no data | Steam | 1" | no data
no data | 01-VSTP140 | no data | no data | no data | DRAIN ISOLATION | no data | STP | PD-302A | no data | no data | Steam/Water | 1" | no data
no data | 01-VSTP141 | no data | no data | no data | INSTRUMENT | no data | STP | PD-305A | no data | no data | Steam | 0.75" | no data
no data | 01-VSTP142 | no data | no data | no data | INSTRUMENT | no data | STP | PD-305A | no data | no data | Steam | 0.75" | no data
no data | 01-VSTP143 | no data | no data | no data | INSTRUMENT | no data | STP | PD-305A | no data | no data | Steam | 2" | no data
no data | 01-VSTP144 | no data | no data | no data | INSTRUMENT | no data | STP | PD-305A | no data | no data | Steam | 2" | no data
no data | 01-VSTP145 | no data | no data | no data | DRAIN ISOLATION | no data | STP | PD-302A | no data | no data | Steam | 1" | no data
no data | Tag Number | no data | no data | no data | Description | no data | System | P&ID | no data | no data | Working Fluid | Size (in) | no data
no data | 01-VSTP146 | no data | no data | no data | DRAIN ISOLATION | no data | STP | PD-302A | no data | no data | Steam | 1" | no data
no data | 01-VSTP147 | no data | no data | no data | DRAIN ISOLATION | no data | STP | PD-302A | no data | no data | Steam | 1" | no data
no data | 01-VSTP148 | no data | no data | no data | INSTRUMENT | no data | STP | PD-305A | no data | no data | Steam | 2" | no data
no data | 01-VSTP149 | no data | no data | no data | INSTRUMENT | no data | STP | PD-305A | no data | no data | Steam | 2" | no data
no data | 01-VSTP150 | no data | no data | no data | INSTRUMENT | no data | STP | PD-305A | no data | no data | Steam | 2" | no data
no data | 01-VSTP151 | no data | no data | no data | INSTRUMENT | no data | STP | PD-305A | no data | no data | Steam | 2" | no data
no data | 01-VSTP152 | no data | no data | no data | DRAIN | no data | STP | PD-305A | no data | no data | Steam | 2" | no data
no data | 01-VSTP153 | no data | no data | no data | DRAIN ISOLATION | no data | STP | PD-302A | no data | no data | Steam | 1" | no data
no data | 01-VSTP154 | no data | no data | no data | LP STEAM DRAINS PUMP A SUCTION ISOLATION | no data | STP | PD-302A | no data | no data | Steam | 1" | no data
no data | 01-VSTP155 | no data | no data | no data | INSTRUMENT | no data | STP | PD-306A | no data | no data | Water | 0.75" | no data
no data | 01-VSTP156 | no data | no data | no data | INSTRUMENT | no data | STP | PD-306A | no data | no data | Water | 0.75" | no data
no data | 01-VSTP157 | no data | no data | no data | VENT | no data | STP | PD-306A | no data | no data | Water | 0.75" | no data
no data | 01-VSTP158 | no data | no data | no data | DRAIN | no data | STP | PD-306A | no data | no data | Water | 0.75" | no data
no data | 01-VSTP159 | no data | no data | no data | GLAND STEAM MIST SEPARATOR DRAIN ISOLATION | no data | STP | PD-300A | no data | no data | Steam | 1" | no data
no data | 01-VSTP160 | no data | no data | no data | INSTRUMENT | no data | STP | PD-306A | no data | no data | Water | 0.75" | no data
no data | 01-VSTP161 | no data | no data | no data | LP STEAM DRAINS PUMP A VENT ISOLATION | no data | STP | PD-306A | no data | no data | Water | 0.75" | no data
no data | 01-VSTP162 | no data | no data | no data | INSTRUMENT | no data | STP | PD-306A | no data | no data | Water | 0.75" | no data
no data | 01-VSTP163 | no data | no data | no data | LP STEAM DRAINS PUMP A DISCHARGE CHECK VALVE | no data | STP | PD-306A | no data | no data | Water | 6" | no data
no data | 01-VSTP164 | no data | no data | no data | DRAIN | no data | STP | PD-306A | no data | no data | Water | 0.75" | no data
no data | 01-VSTP165 | no data | no data | no data | LP STEAM DRAINS PUMP A DISCHARGE ISOLATION | no data | STP | PD-306A | no data | no data | Water | 6" | no data
no data | 01-VSTP166 | no data | no data | no data | VENT | no data | STP | PD-306A | no data | no data | Water | 0.75" | no data
no data | 01-VSTP167 | no data | no data | no data | GLAND STEAM MIST SEPARATOR DRAIN ORIFICE BYPASS | no data | STP | PD-300A | no data | no data | Steam | 1" | no data
no data | 01-VSTP168 | no data | no data | no data | INSTRUMENT | no data | STP | PD-306A | no data | no data | Water | 0.75" | no data
no data | 01-VSTP169 | no data | no data | no data | INSTRUMENT | no data | STP | PD-306A | no data | no data | Water | 0.75" | no data
no data | 01-VSTP170 | no data | no data | no data | VENT | no data | STP | PD-306A | no data | no data | Water | 0.75" | no data
no data | 01-VSTP171 | no data | no data | no data | DRAIN | no data | STP | PD-306A | no data | no data | Water | 0.75" | no data
no data | 01-VSTP172 | no data | no data | no data | PRIMING CONNECTION ISOLATION | no data | STP | PD-302A | no data | no data | Steam/Water | 0.75" | no data
no data | 01-VSTP173 | no data | no data | no data | INSTRUMENT | no data | STP | PD-306A | no data | no data | Water | 0.75" | no data
no data | 01-VSTP174 | no data | no data | no data | LP STEAM DRAINS PUMP B VENT ISOLATION | no data | STP | PD-306A | no data | no data | Water | 0.75" | no data
no data | 01-VSTP175 | no data | no data | no data | INSTRUMENT | no data | STP | PD-306A | no data | no data | Water | 0.75" | no data
no data | 01-VSTP176 | no data | no data | no data | LP STEAM DRAINS PUMP B DISCHARGE CHECK VALVE | no data | STP | PD-306A | no data | no data | Water | 6" | no data
no data | 01-VSTP177 | no data | no data | no data | DRAIN | no data | STP | PD-306A | no data | no data | Water | 0.75" | no data
no data | 01-VSTP178 | no data | no data | no data | LP STEAM DRAINS PUMP B DISCHARGE ISOLATION | no data | STP | PD-306A | no data | no data | Water | 6" | no data
no data | 01-VSTP179 | no data | no data | no data | GSC FAN EXHAUST ISOLATION | no data | STP | PD-302A | no data | no data | AIR | 6" | no data
no data | 01-VSTP180 | no data | no data | no data | GSC FAN EXHAUST ISOLATION | no data | STP | PD-302A | no data | no data | AIR | 6" | no data
no data | 01-VSTP181 | no data | no data | no data | GLAND STEAM MIST SEPARATOR DRAIN THROTTLE | no data | STP | PD-300A | no data | no data | Steam | 1" | no data
no data | 01-VSTP182 | no data | no data | no data | GLAND STEAM MIST SEPARATOR DRAIN ISOLATION | no data | STP | PD-300A | no data | no data | Steam | 1" | no data
no data | 01-VSTP183 | no data | no data | no data | GLAND STEAM HEADER DRAIN ISOLATION | no data | STP | PD-300A | no data | no data | Steam | 1" | no data
no data | 01-VSTP184 | no data | no data | no data | GLAND STEAM HEADER DRAIN THROTTLE | no data | STP | PD-300A | no data | no data | Steam | 1" | no data
no data | 01-VSTP185 | no data | no data | no data | GLAND STEAM HEADER DRAIN ISOLATION | no data | STP | PD-300A | no data | no data | Steam | 1" | no data
no data | 01-VSTP195 | no data | no data | no data | INSTRUMENT | no data | STP | PD-304A | no data | no data | Steam | 2" | no data
no data | 01-VSTP196 | no data | no data | no data | INSTRUMENT | no data | STP | PD-304A | no data | no data | Steam | 2" | no data
no data | 01-VSTP370 | no data | no data | no data | HP ST DRAINS TANK DRAIN ISOLATION | no data | STP | PD-304A | no data | no data | Water | 6" | no data
no data | 01-VSTP371 | no data | no data | no data | HP ST DRAINS TANK DRAIN ISOLATION | no data | STP | PD-304A | no data | no data | Water | 6" | no data
no data | 01-VSTP386 | no data | no data | no data | CONDENSATE RECEIVER TANK ISOLATION | no data | STP | PD-306A | no data | no data | Water | 6" | no data
no data | 01-VSWS100 | no data | no data | no data | BEARING FLUSH ISOLATION | no data | SWS | PD-090A | no data | no data | Water | 1" | no data
no data | 01-VSWS101 | no data | no data | no data | INSTRUMENTATION | no data | SWS | PD-090A | no data | no data | Water | 0.5" | no data
no data | 01-VSWS102 | no data | no data | no data | INSTRUMENTATION | no data | SWS | PD-090A | no data | no data | Water | 0.5" | no data
no data | 01-VSWS103 | no data | no data | no data | VACUUM PUMP MAKEUP ISOLATION | no data | SWS | PD-395 | no data | no data | Water | 1" | no data
no data | 01-VSWS104 | no data | no data | no data | VACUUM PUMP MAKEUP ISOLATION | no data | SWS | PD-395 | no data | no data | Water | 1" | no data
no data | 01-VSWS105 | no data | no data | no data | VACUUM PUMP MAKEUP ISOLATION | no data | SWS | PD-395 | no data | no data | Water | 1" | no data
no data | 01-VSWS106 | no data | no data | no data | FIN TUBE CLEANING SKID ISOLATION | no data | SWS | PD-395 | no data | no data | Water | 2" | no data
no data | 01-VSWS108 | no data | no data | no data | DRAIN | no data | SWS | PD-090A | no data | no data | Water | 0.75" | no data
no data | 01-VSWS109 | no data | no data | no data | UNIT 1 HRSG BLOWDOWN SUMP QUENCH ISOLATION | no data | SWS | PD-090A | no data | no data | Water | 3" | no data
no data | 01-VSWS110 | no data | no data | no data | DRAIN | no data | SWS | PD-090A | no data | no data | Water | 0.75" | no data
no data | 01-VSWS111 | no data | no data | no data | UNIT 1 HRSG BLOWDOWN TANK/SUMP QUENCH ISOLATION | no data | SWS | PD-090A | no data | no data | Water | 6" | no data
no data | 01-VSWS115 | no data | no data | no data | VACUUM PUMP MAKEUP ISOLATION | no data | SWS | PD-395 | no data | no data | Water | 1" | no data
no data | 01-VSWS118 | no data | no data | no data | VACUUM PUMP MAKEUP ISOLATION | no data | SWS | PD-395 | no data | no data | Water | 1" | no data
no data | 01-VWDR100 | no data | no data | no data | OIL IN WATER ANALYZER ISOLATION VALVE | no data | WDR | PD-960A | no data | no data | Water | 0.75" | no data
no data | 01-VWDR137 | no data | no data | no data | VENT | no data | WDR | PD-960A | no data | no data | Water | 0.75" | no data
no data | 01-YV-BFW309 | no data | no data | no data | TCA COOLER INLET EMERGENCY SHUTOFF | no data | BFW | PD-063A | no data | no data | Water | 6" | no data
no data | 01-YV-BFW319 | no data | no data | no data | CTA COOLER BFW SUPPLY STARTUP VALVE | no data | BFW | PD-063A | no data | no data | Water | 1" | no data
no data | 01-YV-BFW409 | no data | no data | no data | FGH UPSTREAM BFW EMERGENCY SHUTOFF | no data | BFW | PD-064A | no data | no data | Water | 4" | no data
no data | 01-YV-BFW419 | no data | no data | no data | FG HX BFW SUPPLY STARTUP VALVE | no data | BFW | PD-064A | no data | no data | Water | 1" | no data
no data | Tag Number | no data | no data | no data | Description | no data | System | P&ID | no data | no data | Working Fluid | Size (in) | no data
no data | 01-YV-BFW445 | no data | no data | no data | FGH BFW OUTLET EMERGENCY SHUTOFF | no data | BFW | PD-064A | no data | no data | Water | 4" | no data
no data | 01-YV-BFW705 | no data | no data | no data | HPS TA SPRAY SUPPLY AUTOMATIC BLOCK | no data | BFW | PD-020A | no data | no data | Water | 3" | no data
no data | 01-YV-BFW715 | no data | no data | no data | HPS BYPASS SPRAY SUPPLY AUTOMATIC BLOCK | no data | BFW | PD-020A | no data | no data | Water | 3" | no data
no data | 01-YV-BFW735 | no data | no data | no data | HRH SPRAY SUPPLY AUTOMATIC BLOCK | no data | BFW | PD-034A | no data | no data | Water | 3" | no data
no data | 01-YV-BFW745 | no data | no data | no data | CRH LETDOWN PCV SPRAY AUTOMATIC BLOCK | no data | BFW | PD-124A | no data | no data | Water | 1" | no data
no data | 01-YV-BFW757 | no data | no data | no data | CRH LETDOWN ATTEMPERATOR SPRAY AUTOMATIC BLOCK | no data | BFW | PD-124A | no data | no data | Water | 1" | no data
no data | 01-YV-CND441 | no data | no data | no data | CND SYSTEM EMERGENCY DUMP VALVE | no data | CND | PD-053A | no data | no data | Water | 3" | no data
no data | 01-YV-CND509 | no data | no data | no data | ECA COOLER LOOP SUPPLY AUTOMATIC ISOLATION | no data | CND | PD-054A | no data | no data | Water | 6" | no data
no data | 01-YV-CND571 | no data | no data | no data | ECA COOLER LOOP RETURN AUTOMATIC ISOLATION | no data | CND | PD-054A | no data | no data | Water | 6" | no data
no data | 01-YV-CND702 | no data | no data | no data | HRH BYPASS SPRAY SUPPLY AUTOMATIC BLOCK | no data | CND | PD-034A | no data | no data | Water | 4" | no data
no data | 01-YV-CND705 | no data | no data | no data | CRH VENTILATOR SPRAY AUTOMATIC BLOCK | no data | CND | PD-030A | no data | no data | Water | 3" | no data
no data | 01-YV-CND721 | no data | no data | no data | GLAND STEAM DSH SPRAY SUPPLY AUTOMATIC BLOCK | no data | CND | PD-300A | no data | no data | Water | 1" | no data
no data | 01-YV-CND725 | no data | no data | no data | LP BYPASS VALVE SPRAY SUPPLY AUTOMATIC BLOCK | no data | CND | PD-040A | no data | no data | Water | 1" | no data
no data | 01-YV-DWS719 | no data | no data | no data | CONDENSER EMERGENCY MAKEUP ON/OFF | no data | DWS | PD-050A | no data | no data | Water | 6" | no data
no data | 01-YV-STP131 | no data | no data | no data | HP ST DRAINS TANK DRAIN ON/OFF | no data | STP | PD-304A | no data | no data | Water | 6" | no data
no data | 01-YV-STP132 | no data | no data | no data | HP ST DRAINS TANK DRAIN ON/OFF | no data | STP | PD-304A | no data | no data | Water | 6" | no data
no data | 01-YV-WDR110 | no data | no data | no data | UNIT 1 OWS AUTOMATIC ISOLATION VALVE | no data | WDR | PD-960A | no data | no data | Water | 6" | no data
no data | 02-FCV-BFW147 | no data | no data | no data | BFP A MIN RECIRC CV | no data | BFW | PD-061B | no data | no data | Water | 3" | no data
no data | 02-FCV-BFW187 | no data | no data | no data | BFP B MIN RECIRC CV | no data | BFW | PD-061B | no data | no data | Water | 3" | no data
no data | 02-FCV-BFW343 | no data | no data | no data | CT TCA COOLER BFW TCV TO HRSG | no data | BFW | PD-063B | no data | no data | Water | 4" | no data
no data | 02-FCV-BFW359 | no data | no data | no data | CT TCA COOLER BFW TCV RECIRC TO ACC | no data | BFW | PD-063B | no data | no data | Water | 3" | no data
no data | 02-FCV-BFW459 | no data | no data | no data | FG HX BFW FCV TO LP ECON | no data | BFW | PD-064B | no data | no data | Water | 2" | no data
no data | 02-FCV-BFW475 | no data | no data | no data | FG HX BFW FCV RECIRC TO ACC | no data | BFW | PD-064B | no data | no data | Water | 2" | no data
no data | 02-FCV-CND331 | no data | no data | no data | CONDENSATE MINIMUM RECIRC VALVE | no data | CND | PD-053B | no data | no data | Water | 6" | no data
no data | 02-LCV-DWS715 | no data | no data | no data | CONDENSER MAKEUP LEVEL CONTROL | no data | DWS | PD-050B | no data | no data | Water | 2" | no data
no data | 02-LV-CRH109 | no data | no data | no data | DRIP LEG DRAIN - AUTOMATED | no data | CRH | PD-030B | no data | no data | Steam | 2" | no data
no data | 02-LV-CRH110 | no data | no data | no data | DRIP LEG DRAIN - AUTOMATED | no data | CRH | PD-030B | no data | no data | Steam | 2" | no data
no data | 02-LV-CRH125 | no data | no data | no data | DRIP LEG DRAIN - AUTOMATED | no data | CRH | PD-031B | no data | no data | Steam | 2" | no data
no data | 02-LV-LPS115 | no data | no data | no data | DRIP LEG DRAIN - AUTOMATED | no data | LPS | PD-040B | no data | no data | Steam | 2" | no data
no data | 02-LV-LPS123 | no data | no data | no data | DRIP LEG DRAIN - AUTOMATED | no data | LPS | PD-041B | no data | no data | Steam | 2" | no data
no data | 02-MOV-AXS321 | no data | no data | no data | UNIT 1 ISOLATION | no data | AXS | PD-123B | no data | no data | Steam | 6" | no data
no data | 02-MOV-BFW139 | no data | no data | no data | BFP A IP DISCHARGE ISOLATION MOV | no data | BFW | PD-060B | no data | no data | Water | 6" | no data
no data | 02-MOV-BFW145 | no data | no data | no data | BFP A HP DISCHARGE ISOLATION MOV | no data | BFW | PD-061B | no data | no data | Water | 10" | no data
no data | 02-MOV-BFW179 | no data | no data | no data | BFP B IP DISCHARGE ISOLATION MOV | no data | BFW | PD-060B | no data | no data | Water | 6" | no data
no data | 02-MOV-BFW185 | no data | no data | no data | BFP B HP DISCHARGE ISOLATION MOV | no data | BFW | PD-061B | no data | no data | Water | 10" | no data
no data | 02-MOV-CND201 | no data | no data | no data | CONDENSATE IRON FILTER AUTOMATIC ISOLATION | no data | CND | PD-052B | no data | no data | Water | 12" | no data
no data | 02-MOV-CND211 | no data | no data | no data | CONDENSATE IRON FILTER AUTOMATIC ISOLATION | no data | CND | PD-052B | no data | no data | Water | 12" | no data
no data | 02-MOV-CND221 | no data | no data | no data | CONDENSATE IRON FILTER AUTOMATIC BYPASS | no data | CND | PD-052B | no data | no data | Water | 12" | no data
no data | 02-PCV-AXS713 | no data | no data | no data | DA EJECTOR STEAM SUPPLY CONTROL VALVE | no data | AXS | PD-050B | no data | no data | Steam | 1" | no data
no data | 02-PCV-CCW191 | no data | no data | no data | SYSTEM BALANCING CONTROL VALVE | no data | CCW | PD-270B | no data | no data | WATER/GLYCOL | 10" | no data
no data | 02-PCV-CMG117 | no data | no data | no data | CO2 BACKPRESSURE REGULATOR | no data | CMG | PD-571 | no data | no data | CARBON DIOXIDE | 2" | no data
no data | 02-PCV-CND289 | no data | no data | no data | ACC DUCT CURTAIN SPRAY CONTROL VALVE | no data | CND | PD-052B | no data | no data | Water | 2.5" | no data
no data | 02-PCV-CND423 | no data | no data | no data | CND LP ECON AND DRUM BYPASS CONTROL VALVE | no data | CND | PD-053B | no data | no data | Water | 6" | no data
no data | 02-PCV-CND455 | no data | no data | no data | LP ECONOMIZER INLET PCV | no data | CND | PD-053B | no data | no data | Water | 8" | no data
no data | 02-PCV-CRH700 | no data | no data | no data | CRH TO AXS PRESSURE LETDOWN (LOW FLOW) | no data | CRH | PD-124B | no data | no data | Steam | 2" | no data
no data | 02-PCV-CRH715 | no data | no data | no data | CRH TO AXS PRESSURE LETDOWN (HIGH FLOW) | no data | CRH | PD-124B | no data | no data | Steam | 6" | no data
no data | 02-PCV-HPS100 | no data | no data | no data | HPS BYPASS VALVE | no data | HPS | PD-020B | no data | no data | Steam | 10" | no data
no data | 02-PCV-HRH100 | no data | no data | no data | BYPASS VALVE | no data | HRH | PD-034B | no data | no data | Steam | 24" | no data
no data | 02-PCV-LPS100 | no data | no data | no data | BYPASS VALVE | no data | LPS | PD-040B | no data | no data | Steam | 12" | no data
no data | 02-PRV-CMG101 | no data | no data | no data | NITROGEN STORAGE CYLINDER RACK OUTLET | no data | CMG | PD-570 | no data | no data | NITROGEN | 1" | no data
no data | 02-PRV-CMG102 | no data | no data | no data | NITROGEN STORAGE CYLINDER RACK OUTLET | no data | CMG | PD-570 | no data | no data | NITROGEN | 1" | no data
no data | 02-PRV-CMG115 | no data | no data | no data | CO2 PRESSURE REGULATOR | no data | CMG | PD-571 | no data | no data | CARBON DIOXIDE | 2" | no data
no data | 02-PRV-CND325 | no data | no data | no data | STEAM DRAINS PUMP SEAL WATER PRV | no data | CND | PD-306B | no data | no data | Water | 0.5" | no data
no data | 02-PRV-CND326 | no data | no data | no data | STEAM DRAINS PUMP SEAL WATER PRV | no data | CND | PD-306B | no data | no data | Water | 0.5" | no data
no data | 02-PRV-CTP112 | no data | no data | no data | EVAP COOLER PRESSURE REGULATOR | no data | CTP | PD-333B | no data | no data | Water | 3" | no data
no data | 02-PRV-SWS713 | no data | no data | no data | BEARING FLUSH PRESSURE REGULATOR | no data | SWS | PD-090B | no data | no data | Water | 1" | no data
no data | 02-PSV-AXS325 | no data | no data | no data | STEAM HEADER SAFETY VALVE | no data | AXS | PD-123B | no data | no data | Steam | 4" | no data
no data | 02-PSV-AXS329 | no data | no data | no data | HEAT EXCHANGER RELIEF VALVE | no data | AXS | PD-123B | no data | no data | Steam | 0.75" | no data
no data | 02-PSV-AXS391 | no data | no data | no data | SAFTEY VALVE AT HRSG CONNECTIONS | no data | AXS | PD-122B | no data | no data | Steam | 1" | no data
no data | 02-PSV-BFW104 | no data | no data | no data | BFP SUCTION HEADER PSV | no data | BFW | PD-060B | no data | no data | Water | 4" | no data
no data | 02-PSV-BFW105 | no data | no data | no data | BFP A SUCTION OVERPRESSURE PROTECTION | no data | BFW | PD-060B | no data | no data | Water | 1.5" | no data
no data | 02-PSV-BFW155 | no data | no data | no data | BFP B SUCTION OVERPRESSURE PROTECTION | no data | BFW | PD-060B | no data | no data | Water | 1.5" | no data
no data | 02-PSV-BFW323 | no data | no data | no data | CT TCA COOLER OVERPRESSURE PROTECTION | no data | BFW | PD-063B | no data | no data | Water | 1" | no data
no data | 02-PSV-BFW423 | no data | no data | no data | FG HX OVERPRESSURE PROTECTION | no data | BFW | PD-064B | no data | no data | Water | 0.75" | no data
no data | Tag Number | no data | no data | no data | Description | no data | System | P&ID | no data | no data | Working Fluid | Size (in) | no data
no data | 02-PSV-BFW463 | no data | no data | no data | FG STARTUP HEATER PSV | no data | BFW | PD-064B | no data | no data | Water | 0.75" | no data
no data | 02-PSV-BFW751 | no data | no data | no data | FG HX OUTLET CND RETURN PSV | no data | BFW | PD-053B | no data | no data | Water | 1.5" | no data
no data | 02-PSV-CCW213 | no data | no data | no data | RELIEF VALVE | no data | CCW | PD-271B | no data | no data | WATER/GLYCOL | 0.75" | no data
no data | 02-PSV-CCW223 | no data | no data | no data | RELIEF VALVE | no data | CCW | PD-271B | no data | no data | WATER/GLYCOL | 0.75" | no data
no data | 02-PSV-CCW233 | no data | no data | no data | RELIEF VALVE | no data | CCW | PD-271B | no data | no data | WATER/GLYCOL | 0.75" | no data
no data | 02-PSV-CCW243 | no data | no data | no data | RELIEF VALVE | no data | CCW | PD-271B | no data | no data | WATER/GLYCOL | 0.75" | no data
no data | 02-PSV-CCW253 | no data | no data | no data | RELIEF VALVE | no data | CCW | PD-271B | no data | no data | WATER/GLYCOL | 0.75" | no data
no data | 02-PSV-CCW311 | no data | no data | no data | RELIEF VALVE | no data | CCW | PD-272B | no data | no data | WATER/GLYCOL | 0.75" | no data
no data | 02-PSV-CCW331 | no data | no data | no data | RELIEF VALVE | no data | CCW | PD-272B | no data | no data | WATER/GLYCOL | 0.75" | no data
no data | 02-PSV-CCW351 | no data | no data | no data | RELIEF VALVE | no data | CCW | PD-272B | no data | no data | WATER/GLYCOL | 0.75" | no data
no data | 02-PSV-CCW381 | no data | no data | no data | RELIEF VALVE | no data | CCW | PD-273B | no data | no data | WATER/GLYCOL | 0.75" | no data
no data | 02-PSV-CCW391 | no data | no data | no data | RELIEF VALVE | no data | CCW | PD-273B | no data | no data | WATER/GLYCOL | 0.75" | no data
no data | 02-PSV-CCW413 | no data | no data | no data | RELIEF VALVE | no data | CCW | PD-274B | no data | no data | WATER/GLYCOL | 0.75" | no data
no data | 02-PSV-CCW423 | no data | no data | no data | RELIEF VALVE | no data | CCW | PD-274B | no data | no data | WATER/GLYCOL | 0.75" | no data
no data | 02-PSV-CCW433 | no data | no data | no data | RELIEF VALVE | no data | CCW | PD-274B | no data | no data | WATER/GLYCOL | 0.75" | no data
no data | 02-PSV-CCW443 | no data | no data | no data | RELIEF VALVE | no data | CCW | PD-274B | no data | no data | WATER/GLYCOL | 0.75" | no data
no data | 02-PSV-CCW453 | no data | no data | no data | RELIEF VALVE | no data | CCW | PD-274B | no data | no data | WATER/GLYCOL | 0.75" | no data
no data | 02-PSV-CCW463 | no data | no data | no data | RELIEF VALVE | no data | CCW | PD-274B | no data | no data | WATER/GLYCOL | 0.75" | no data
no data | 02-PSV-CCW473 | no data | no data | no data | RELIEF VALVE | no data | CCW | PD-274B | no data | no data | WATER/GLYCOL | 0.75" | no data
no data | 02-PSV-CCW483 | no data | no data | no data | RELIEF VALVE | no data | CCW | PD-274B | no data | no data | WATER/GLYCOL | 0.75" | no data
no data | 02-PSV-CCW511 | no data | no data | no data | RELIEF VALVE | no data | CCW | PD-275B | no data | no data | WATER/GLYCOL | 0.75" | no data
no data | 02-PSV-CCW531 | no data | no data | no data | RELIEF VALVE | no data | CCW | PD-275B | no data | no data | WATER/GLYCOL | 0.75" | no data
no data | 02-PSV-CMG116 | no data | no data | no data | NITROGEN OVERPRESSURE PROTECTION | no data | CMG | PD-570 | no data | no data | NITROGEN | 1" | no data
no data | 02-PSV-CMG118 | no data | no data | no data | CO2 OVERPRESSURE PROTECTION | no data | CMG | PD-571 | no data | no data | CARBON DIOXIDE | 1" | no data
no data | 02-PSV-CMG126 | no data | no data | no data | NITROGEN OVERPRESSURE PROTECTION | no data | CMG | PD-570 | no data | no data | NITROGEN | 1" | no data
no data | 02-PSV-CND101 | no data | no data | no data | CND PUMP A SUCTION OVERPRESSURE PROTECTION | no data | CND | PD-051B | no data | no data | Water | 0.75" | no data
no data | 02-PSV-CND121 | no data | no data | no data | CND PUMP B SUCTION OVERPRESSURE PROTECTION | no data | CND | PD-051B | no data | no data | Water | 0.75" | no data
no data | 02-PSV-CND141 | no data | no data | no data | CND PUMP C SUCTION OVERPRESSURE PROTECTION | no data | CND | PD-051B | no data | no data | Water | 0.75" | no data
no data | 02-PSV-CND255 | no data | no data | no data | DWS TO CND PSV | no data | CND | PD-052B | no data | no data | Water | 0.75" | no data
no data | 02-PSV-CND402 | no data | no data | no data | CONDENSATE FILL TO HP BFW OVERPRESSURE PROTECTION | no data | CND | PD-061B | no data | no data | Water | 0.75" | no data
no data | 02-PSV-CND403 | no data | no data | no data | CONDENSATE FILL TO IP BFW OVERPRESSURE PROTECTION | no data | CND | PD-062B | no data | no data | Water | 0.75" | no data
no data | 02-PSV-CND457 | no data | no data | no data | LP ECONOMIZER INLET OVERPRESSURE PROTECTION | no data | CND | PD-053B | no data | no data | Water | 4" | no data
no data | 02-PSV-CND519 | no data | no data | no data | ECA COOLER THERMAL RELIEF OVERPRESSURE PROTECTION | no data | CND | PD-054B | no data | no data | Water | 1" | no data
no data | 02-PSV-CTP118 | no data | no data | no data | EVAP COOLER OVERPRESSURE PROTECTION | no data | CTP | PD-333B | no data | no data | Water | 1" | no data
no data | 02-PSV-CTP128 | no data | no data | no data | CT CASING COOLING AIR PIPING PSV | no data | CTP | PD-336B | no data | no data | AIR | 0.75" | no data
no data | 02-PSV-FGS159 | no data | no data | no data | PERFORMANCE HEATER PSV | no data | FGS | PD-656B | no data | no data | Natural Gas | 1" | no data
no data | 02-PSV-INA100 | no data | no data | no data | AIR SUPPLY OVERPRESSURE PROTECTION | no data | INA | PD-562 | no data | no data | AIR | 0.75" | no data
no data | 02-PSV-INA101 | no data | no data | no data | AIR SUPPLY OVERPRESSURE PROTECTION | no data | INA | PD-562 | no data | no data | AIR | 0.75" | no data
no data | 02-PSV-INA104 | no data | no data | no data | AIR SUPPLY OVERPRESSURE PROTECTION | no data | INA | PD-558 | no data | no data | AIR | 0.75" | no data
no data | 02-PSV-INA105 | no data | no data | no data | AIR SUPPLY OVERPRESSURE PROTECTION | no data | INA | PD-562 | no data | no data | AIR | 0.75" | no data
no data | 02-PSV-STP209 | no data | no data | no data | GLAND STEAM PSV | no data | STP | PD-300B | no data | no data | Steam | 3" | no data
no data | 02-TCV-AXS371 | no data | no data | no data | FG STARTUP FEEDWATER HX OUTLET CONTROL VALVE | no data | AXS | PD-123B | no data | no data | Steam/Water | 1" | no data
no data | 02-TCV-AXS711 | no data | no data | no data | CONDENSATE TANK SPARGING STEAM CONTROL VALVE | no data | AXS | PD-050B | no data | no data | Steam | 3" | no data
no data | 02-TCV-BFW716 | no data | no data | no data | HP BYPASS SPRAY SUPPLY TCV | no data | BFW | PD-020B | no data | no data | Water | 3" | no data
no data | 02-TCV-BFW749 | no data | no data | no data | CRH LETDOWN PCV SPRAY TCV | no data | BFW | PD-124B | no data | no data | Water | 1" | no data
no data | 02-TCV-BFW761 | no data | no data | no data | CRH LETDOWN ATTEMPERATOR SPRAY TCV | no data | BFW | PD-124B | no data | no data | Water | 1" | no data
no data | 02-TCV-CCW181 | no data | no data | no data | ACHE BYPASS CONTROL VALVE | no data | CCW | PD-270B | no data | no data | WATER/GLYCOL | 24" | no data
no data | 02-TCV-CND706 | no data | no data | no data | CRH VENTILATOR DSH SPRAY TCV | no data | CND | PD-030B | no data | no data | Water | 2" | no data
no data | 02-TCV-CND707 | no data | no data | no data | HRH BYPASS SPRAY TCV | no data | CND | PD-034B | no data | no data | Water | 4" | no data
no data | 02-TCV-CND717 | no data | no data | no data | HP DRAINS TANK QUENCH SPRAY TCV | no data | CND | PD-304B | no data | no data | Water | 1.5" | no data
no data | 02-TCV-CND718 | no data | no data | no data | LP DRAINS TANK QUENCH SPRAY TCV | no data | CND | PD-305B | no data | no data | Water | 2" | no data
no data | 02-TCV-CND726 | no data | no data | no data | LP BYPASS SPRAY TCV | no data | CND | PD-040B | no data | no data | Water | 1" | no data
no data | 02-TV-HPS123 | no data | no data | no data | DRIP LEG DRAIN - AUTOMATED | no data | HPS | PD-021B | no data | no data | Steam | 2" | no data
no data | 02-TV-HRH117 | no data | no data | no data | DRIP LEG DRAIN | no data | HRH | PD-034B | no data | no data | Steam | 2" | no data
no data | 02-TV-SWS717 | no data | no data | no data | BLOWDOWN QUENCH CONTROL VALVE | no data | SWS | PD-090B | no data | no data | Water | 2" | no data
no data | 02-VAQA201 | no data | no data | no data | UNIT 2 AFCU ISOLATION VALVE | no data | AQA | PD-782 | no data | no data | 19% Aqueous Ammonia | 1" | no data
no data | 02-VAXS101 | no data | no data | no data | VENT | no data | AXS | PD-123B | no data | no data | Steam | 0.75" | no data
no data | 02-VAXS102 | no data | no data | no data | INSTRUMENT | no data | AXS | PD-050B | no data | no data | Steam | 0.75" | no data
no data | 02-VAXS103 | no data | no data | no data | TRAP ISOLATION | no data | AXS | PD-122B | no data | no data | Steam | 0.75" | no data
no data | 02-VAXS104 | no data | no data | no data | TRAP ISOLATION | no data | AXS | PD-123B | no data | no data | Steam | 0.75" | no data
no data | 02-VAXS105 | no data | no data | no data | TRAP ISOLATION | no data | AXS | PD-123B | no data | no data | Steam | 0.75" | no data
no data | 02-VAXS106 | no data | no data | no data | DRAIN | no data | AXS | PD-123B | no data | no data | Steam | 0.75" | no data
no data | 02-VAXS107 | no data | no data | no data | TRAP BYPASS | no data | AXS | PD-123B | no data | no data | Steam | 0.75" | no data
no data | 02-VAXS109 | no data | no data | no data | INSTRUMENT | no data | AXS | PD-123B | no data | no data | Steam | 2" | no data
no data | Tag Number | no data | no data | no data | Description | no data | System | P&ID | no data | no data | Working Fluid | Size (in) | no data
no data | 02-VAXS110 | no data | no data | no data | INSTRUMENT | no data | AXS | PD-123B | no data | no data | Steam | 2" | no data
no data | 02-VAXS113 | no data | no data | no data | TRAP DRAIN | no data | AXS | PD-122B | no data | no data | Steam | 2" | no data
no data | 02-VAXS117 | no data | no data | no data | TRAP ISOLATION | no data | AXS | PD-123B | no data | no data | Steam | 0.75" | no data
no data | 02-VAXS118 | no data | no data | no data | TRAP ISOLATION | no data | AXS | PD-122B | no data | no data | Steam | 0.75" | no data
no data | 02-VAXS119 | no data | no data | no data | DRAIN | no data | AXS | PD-123B | no data | no data | Steam | 0.75" | no data
no data | 02-VAXS120 | no data | no data | no data | TRAP BYPASS | no data | AXS | PD-123B | no data | no data | Steam | 0.75" | no data
no data | 02-VAXS121 | no data | no data | no data | VENT | no data | AXS | PD-123B | no data | no data | Steam | 0.75" | no data
no data | 02-VAXS122 | no data | no data | no data | INSTRUMENT | no data | AXS | PD-050B | no data | no data | Steam | 0.75" | no data
no data | 02-VAXS123 | no data | no data | no data | FG STARTUP FEEDWATER HX OUTLET CHECK VALVE | no data | AXS | PD-123B | no data | no data | Water | 2" | no data
no data | 02-VAXS124 | no data | no data | no data | FG STARTUP FEEDWATER HX OUTLET CONTROL VALVE ISOLATION | no data | AXS | PD-123B | no data | no data | Water | 2" | no data
no data | 02-VAXS125 | no data | no data | no data | FG STARTUP FEEDWATER HX OUTLET CONTROL VALVE ISOLATION | no data | AXS | PD-123B | no data | no data | Steam/Water | 2" | no data
no data | 02-VAXS126 | no data | no data | no data | DRAIN | no data | AXS | PD-123B | no data | no data | Water | 0.75" | no data
no data | 02-VAXS127 | no data | no data | no data | FG STARTUP FEEDWATER HX OUTLET CONTROL VALVE BYPASS | no data | AXS | PD-123B | no data | no data | Steam/Water | 0.75" | no data
no data | 02-VAXS130 | no data | no data | no data | DRIP LEG DRAIN | no data | AXS | PD-122B | no data | no data | Steam | 2" | no data
no data | 02-VAXS132 | no data | no data | no data | VENT | no data | AXS | PD-123B | no data | no data | Steam | 0.75" | no data
no data | 02-VAXS133 | no data | no data | no data | VENT | no data | AXS | PD-122B | no data | no data | Steam | 0.75" | no data
no data | 02-VAXS135 | no data | no data | no data | TRAP ISOLATION | no data | AXS | PD-122B | no data | no data | Steam | 0.75" | no data
no data | 02-VAXS136 | no data | no data | no data | TRAP ISOLATION | no data | AXS | PD-122B | no data | no data | Steam | 0.75" | no data
no data | 02-VAXS137 | no data | no data | no data | DRAIN | no data | AXS | PD-122B | no data | no data | Steam | 0.75" | no data
no data | 02-VAXS138 | no data | no data | no data | TRAP BYPASS | no data | AXS | PD-122B | no data | no data | Steam | 0.75" | no data
no data | 02-VAXS144 | no data | no data | no data | DRAIN | no data | AXS | PD-122B | no data | no data | Steam | 0.75" | no data
no data | 02-VAXS145 | no data | no data | no data | ACC SPRAGING MODULATING CONTROL VALVE BYPASS | no data | AXS | PD-050B | no data | no data | Steam | 2.5" | no data
no data | 02-VAXS147 | no data | no data | no data | DRAIN | no data | AXS | PD-050B | no data | no data | Steam | 0.75" | no data
no data | 02-VAXS148 | no data | no data | no data | SEAL STEAM REGULATION VALVE ISOLATION | no data | AXS | PD-300B | no data | no data | Steam | 3" | no data
no data | 02-VAXS149 | no data | no data | no data | SEAL STEAM REGULATION VALVE ISOLATION | no data | AXS | PD-300B | no data | no data | Steam | 4" | no data
no data | 02-VAXS152 | no data | no data | no data | DA EJECTOR SUPPLY CONTROL VALVE BYPASS | no data | AXS | PD-050B | no data | no data | Steam | 1" | no data
no data | 02-VAXS153 | no data | no data | no data | DRAIN | no data | AXS | PD-050B | no data | no data | Steam | 0.75" | no data
no data | 02-VAXS156 | no data | no data | no data | FG STARTUP FEEDWATER HX OUTLET CONTROL VALVE BYPASS | no data | AXS | PD-123B | no data | no data | Water | 2" | no data
no data | 02-VAXS157 | no data | no data | no data | INSTRUMENT | no data | AXS | PD-123B | no data | no data | Water | 0.75" | no data
no data | 02-VAXS158 | no data | no data | no data | INSTRUMENT | no data | AXS | PD-123B | no data | no data | Steam | 0.75" | no data
no data | 02-VAXS159 | no data | no data | no data | SUPERHEATER/SEPARATOR ISOLATION | no data | AXS | PD-123B | no data | no data | Steam | 3" | no data
no data | 02-VAXS160 | no data | no data | no data | DRAIN | no data | AXS | PD-122B | no data | no data | Steam | 0.75" | no data
no data | 02-VAXS161 | no data | no data | no data | TRAP ISOLATION | no data | AXS | PD-122B | no data | no data | Steam | 0.75" | no data
no data | 02-VAXS164 | no data | no data | no data | TRAP BYPASS | no data | AXS | PD-122B | no data | no data | Steam | 0.75" | no data
no data | 02-VAXS165 | no data | no data | no data | ACC SPRAGING MODULATING CONTROL VALVE ISOLATION | no data | AXS | PD-050B | no data | no data | Steam | 8" | no data
no data | 02-VAXS166 | no data | no data | no data | TRAP ISOLATION | no data | AXS | PD-122B | no data | no data | Steam | 0.75" | no data
no data | 02-VAXS167 | no data | no data | no data | TRAP BYPASS | no data | AXS | PD-122B | no data | no data | Steam | 0.75" | no data
no data | 02-VAXS168 | no data | no data | no data | ACC SPARGING MODULATING CONTROL VALVE ISOLATION | no data | AXS | PD-050B | no data | no data | Steam | 6" | no data
no data | 02-VAXS171 | no data | no data | no data | FG STARTUP FEEDWATER HX/ SEPARATOR ISOLATION | no data | AXS | PD-123B | no data | no data | Steam | 3" | no data
no data | 02-VAXS174 | no data | no data | no data | DA EJECTOR CONTROL VALVE ISOLATION | no data | AXS | PD-050B | no data | no data | Steam | 2" | no data
no data | 02-VAXS175 | no data | no data | no data | DA EJECTOR CONTROL VALVE ISOLATION | no data | AXS | PD-050B | no data | no data | Steam | 2" | no data
no data | 02-VAXS182 | no data | no data | no data | VENT | no data | AXS | PD-050B | no data | no data | Steam | 1" | no data
no data | 02-VAXS183 | no data | no data | no data | VENT | no data | AXS | PD-050B | no data | no data | Steam | 0.75" | no data
no data | 02-VAXS186 | no data | no data | no data | INSTRUMENT | no data | AXS | PD-050B | no data | no data | Steam | 0.75" | no data
no data | 02-VAXS187 | no data | no data | no data | INSTRUMENT | no data | AXS | PD-123B | no data | no data | Steam | 0.75" | no data
no data | 02-VAXS188 | no data | no data | no data | INSTRUMENT | no data | AXS | PD-123B | no data | no data | Steam | 0.75" | no data
no data | 02-VAXS189 | no data | no data | no data | TRAP ISOLATION | no data | AXS | PD-122B | no data | no data | Steam | 0.75" | no data
no data | 02-VAXS190 | no data | no data | no data | TRAP ISOLATION | no data | AXS | PD-123B | no data | no data | Steam | 2" | no data
no data | 02-VAXS191 | no data | no data | no data | TRAP BYPASS | no data | AXS | PD-123B | no data | no data | Steam | 0.75" | no data
no data | 02-VAXS194 | no data | no data | no data | TRAP ISOLATION | no data | AXS | PD-123B | no data | no data | Steam | 0.75" | no data
no data | 02-VAXS195 | no data | no data | no data | DRAIN | no data | AXS | PD-123B | no data | no data | Steam | 0.75" | no data
no data | 02-VAXS196 | no data | no data | no data | SEAL STEAM CONTROL VALVE WARMING LINE ISOLATION | no data | AXS | PD-123B | no data | no data | Steam | 0.75" | no data
no data | 02-VAXS197 | no data | no data | no data | SEAL STEAM CONTROL VALVE WARMING LINE THROTTLING | no data | AXS | PD-123B | no data | no data | Steam | 0.75" | no data
no data | 02-VAXS198 | no data | no data | no data | SEAL STEAM CONTROL VALVE WARMING LINE ISOLATION | no data | AXS | PD-123B | no data | no data | Steam | 0.75" | no data
no data | 02-VAXS199 | no data | no data | no data | DRIP LEG DRAIN | no data | AXS | PD-122B | no data | no data | Steam | 2" | no data
no data | 02-VAXS200 | no data | no data | no data | DRIP LEG DRAIN | no data | AXS | PD-123B | no data | no data | Steam | 2" | no data
no data | 02-VAXS201 | no data | no data | no data | TRAP ISOLATION | no data | AXS | PD-123B | no data | no data | Steam | 0.75" | no data
no data | 02-VAXS202 | no data | no data | no data | TRAP BYPASS | no data | AXS | PD-123B | no data | no data | Steam | 0.75" | no data
no data | 02-VAXS203 | no data | no data | no data | DRAIN | no data | AXS | PD-122B | no data | no data | Steam | 0.75" | no data
no data | 02-VAXS204 | no data | no data | no data | SEAL STEAM REGULATING VALVE BYPASS | no data | AXS | PD-300B | no data | no data | Steam | 2" | no data
no data | 02-VAXS289 | no data | no data | no data | TRAP BYPASS | no data | AXS | PD-122B | no data | no data | Steam | 0.75" | no data
no data | 02-VAXS290 | no data | no data | no data | TRAP ISOLATION | no data | AXS | PD-122B | no data | no data | Steam | 0.75" | no data
no data | 02-VAXS291 | no data | no data | no data | DRIP LEG DRAIN | no data | AXS | PD-122B | no data | no data | Steam | 2" | no data
no data | 02-VAXS292 | no data | no data | no data | VENT | no data | AXS | PD-122B | no data | no data | Steam | 0.75" | no data
no data | Tag Number | no data | no data | no data | Description | no data | System | P&ID | no data | no data | Working Fluid | Size (in) | no data
no data | 02-VBDN200 | no data | no data | no data | INSTRUMENT ROOT VALVE | no data | BDN | PD-090B | no data | no data | Water | 0.5" | no data
no data | 02-VBDN201 | no data | no data | no data | INSTRUMENT ROOT VALVE | no data | BDN | PD-090B | no data | no data | Water | 0.5" | no data
no data | 02-VBDN204 | no data | no data | no data | VENT ROOT VALVE | no data | BDN | PD-090B | no data | no data | Water | 0.75" | no data
no data | 02-VBDN219 | no data | no data | no data | UNIT 2 BDN PUMP B DISCHARGE CHECK | no data | BDN | PD-090B | no data | no data | Water | 8" | no data
no data | 02-VBDN220 | no data | no data | no data | UNIT 2 BDN PUMP A DISCHARGE CHECK | no data | BDN | PD-090B | no data | no data | Water | 8" | no data
no data | 02-VBDN223 | no data | no data | no data | UNIT 2 BDN PUMP B DISCHARGE ISOLATION | no data | BDN | PD-090B | no data | no data | Water | 8" | no data
no data | 02-VBDN224 | no data | no data | no data | UNIT 2 BDN PUMP A DISCHARGE ISOLATION | no data | BDN | PD-090B | no data | no data | Water | 8" | no data
no data | 02-VBFW101 | no data | no data | no data | DRAIN VALVE | no data | BFW | PD-062B | no data | no data | Water | 1" | no data
no data | 02-VBFW103 | no data | no data | no data | HRH TA SPRAY DRAIN | no data | BFW | PD-034B | no data | no data | Water | 0.75" | no data
no data | 02-VBFW105 | no data | no data | no data | SHARED SPRAY SUPPLY STRAINER ISOLATION | no data | BFW | PD-062B | no data | no data | Water | 6" | no data
no data | 02-VBFW106 | no data | no data | no data | SHARED SPRAY SUPPLY STRAINER ISOLATION | no data | BFW | PD-062B | no data | no data | Water | 6" | no data
no data | 02-VBFW107 | no data | no data | no data | SHARED SPRAY SUPPLY STRAINER ISOLATION | no data | BFW | PD-062B | no data | no data | Water | 6" | no data
no data | 02-VBFW108 | no data | no data | no data | SHARED SPRAY SUPPLY STRAINER ISOLATION | no data | BFW | PD-062B | no data | no data | Water | 6" | no data
no data | 02-VBFW109 | no data | no data | no data | SHARED SPRAY SUPPLY STRAINER ISOLATION | no data | BFW | PD-062B | no data | no data | Water | 6" | no data
no data | 02-VBFW110 | no data | no data | no data | VENT VALVE | no data | BFW | PD-064B | no data | no data | Water | 0.75" | no data
no data | 02-VBFW111 | no data | no data | no data | HRH TA SPRAY STRAINER ISOLATION | no data | BFW | PD-062B | no data | no data | Water | 6" | no data
no data | 02-VBFW112 | no data | no data | no data | INSTRUMENT ISOLATION | no data | BFW | PD-020B | no data | no data | Water | 0.5" | no data
no data | 02-VBFW113 | no data | no data | no data | STRAINER DRAIN | no data | BFW | PD-062B | no data | no data | Water | 1" | no data
no data | 02-VBFW114 | no data | no data | no data | INSTRUMENT ISOLATION | no data | BFW | PD-020B | no data | no data | Water | 0.5" | no data
no data | 02-VBFW115 | no data | no data | no data | STRAINER DRAIN | no data | BFW | PD-062B | no data | no data | Water | 1" | no data
no data | 02-VBFW116 | no data | no data | no data | DRAIN VALVE | no data | BFW | PD-061B | no data | no data | Water | 1" | no data
no data | 02-VBFW117 | no data | no data | no data | VENT VALVE | no data | BFW | PD-064B | no data | no data | Water | 0.75" | no data
no data | 02-VBFW118 | no data | no data | no data | HRH TA SPRAY SUPPLY ISOLATION | no data | BFW | PD-034B | no data | no data | Water | 3" | no data
no data | 02-VBFW119 | no data | no data | no data | DRAIN VALVE | no data | BFW | PD-020B | no data | no data | Water | 0.75" | no data
no data | 02-VBFW120 | no data | no data | no data | DRAIN VALVE | no data | BFW | PD-064B | no data | no data | Water | 0.75" | no data
no data | 02-VBFW121 | no data | no data | no data | DRAIN VALVE | no data | BFW | PD-064B | no data | no data | Water | 0.75" | no data
no data | 02-VBFW123 | no data | no data | no data | DRAIN VALVE | no data | BFW | PD-062B | no data | no data | Water | 1" | no data
no data | 02-VBFW128 | no data | no data | no data | HPS BYPASS SPRAY ISOLATION | no data | BFW | PD-062B | no data | no data | Water | 3" | no data
no data | 02-VBFW129 | no data | no data | no data | HPS BYPASS SPRAY ISOLATION | no data | BFW | PD-062B | no data | no data | Water | 3" | no data
no data | 02-VBFW130 | no data | no data | no data | DRAIN VALVE | no data | BFW | PD-062B | no data | no data | Water | 0.75" | no data
no data | 02-VBFW131 | no data | no data | no data | DRAIN VALVE | no data | BFW | PD-062B | no data | no data | Water | 0.75" | no data
no data | 02-VBFW132 | no data | no data | no data | INSTRUMENT ISOLATION | no data | BFW | PD-060B | no data | no data | Water | 0.75" | no data
no data | 02-VBFW138 | no data | no data | no data | DRAIN VALVE | no data | BFW | PD-061B | no data | no data | Water | 0.75" | no data
no data | 02-VBFW139 | no data | no data | no data | DRAIN VALVE | no data | BFW | PD-061B | no data | no data | Water | 0.75" | no data
no data | 02-VBFW140 | no data | no data | no data | INSTRUMENT ISOLATION | no data | BFW | PD-124B | no data | no data | Water | 0.75" | no data
no data | 02-VBFW141 | no data | no data | no data | INSTRUMENT ISOLATION | no data | BFW | PD-124B | no data | no data | Water | 0.75" | no data
no data | 02-VBFW142 | no data | no data | no data | INSTRUMENT ISOLATION | no data | BFW | PD-124B | no data | no data | Water | 0.75" | no data
no data | 02-VBFW143 | no data | no data | no data | INSTRUMENT ISOLATION | no data | BFW | PD-124B | no data | no data | Water | 0.75" | no data
no data | 02-VBFW144 | no data | no data | no data | DRAIN VALVE | no data | BFW | PD-124B | no data | no data | Water | 0.75" | no data
no data | 02-VBFW145 | no data | no data | no data | DRAIN VALVE | no data | BFW | PD-124B | no data | no data | Water | 0.75" | no data
no data | 02-VBFW146 | no data | no data | no data | CRH LETDOWN SPRAY SUPPLY ISOLATION | no data | BFW | PD-124B | no data | no data | Water | 1" | no data
no data | 02-VBFW147 | no data | no data | no data | VENT VALVE | no data | BFW | PD-061B | no data | no data | Water | 0.75" | no data
no data | 02-VBFW148 | no data | no data | no data | CRH LETDOWN SPRAY SUPPLY CHECK | no data | BFW | PD-124B | no data | no data | Water | 1" | no data
no data | 02-VBFW149 | no data | no data | no data | DRAIN VALVE | no data | BFW | PD-060B | no data | no data | Water | 1" | no data
no data | 02-VBFW150 | no data | no data | no data | VENT VALVE | no data | BFW | PD-061B | no data | no data | Water | 0.75" | no data
no data | 02-VBFW151 | no data | no data | no data | VENT VALVE | no data | BFW | PD-062B | no data | no data | Water | 1" | no data
no data | 02-VBFW152 | no data | no data | no data | BFW SUCTION LP DRUM ISOLATION | no data | BFW | PD-060B | no data | no data | Water | 12" | no data
no data | 02-VBFW153 | no data | no data | no data | VENT VALVE | no data | BFW | PD-064B | no data | no data | Water | 0.75" | no data
no data | 02-VBFW154 | no data | no data | no data | INSTRUMENT ISOLATION | no data | BFW | PD-060B | no data | no data | Water | 0.75" | no data
no data | 02-VBFW155 | no data | no data | no data | INSTRUMENT ISOLATION | no data | BFW | PD-060B | no data | no data | Water | 0.75" | no data
no data | 02-VBFW156 | no data | no data | no data | INSTRUMENT ISOLATION | no data | BFW | PD-124B | no data | no data | Water | 0.75" | no data
no data | 02-VBFW157 | no data | no data | no data | INSTRUMENT ISOLATION | no data | BFW | PD-124B | no data | no data | Water | 0.75" | no data
no data | 02-VBFW161 | no data | no data | no data | VENT VALVE | no data | BFW | PD-062B | no data | no data | Water | 1" | no data
no data | 02-VBFW162 | no data | no data | no data | INSTRUMENT ISOLATION | no data | BFW | PD-062B | no data | no data | Water | 1" | no data
no data | 02-VBFW163 | no data | no data | no data | INSTRUMENT ISOLATION | no data | BFW | PD-062B | no data | no data | Water | 1" | no data
no data | 02-VBFW164 | no data | no data | no data | CRH AUX STEAM DSH SPRAY CHECK | no data | BFW | PD-124B | no data | no data | Water | 1" | no data
no data | 02-VBFW165 | no data | no data | no data | DRAIN VALVE | no data | BFW | PD-063B | no data | no data | Water | 0.75" | no data
no data | 02-VBFW166 | no data | no data | no data | DRAIN VALVE | no data | BFW | PD-063B | no data | no data | Water | 0.75" | no data
no data | 02-VBFW167 | no data | no data | no data | BFP A IP DISCHARGE CHECK | no data | BFW | PD-060B | no data | no data | Water | 6" | no data
no data | 02-VBFW168 | no data | no data | no data | DRAIN VALVE | no data | BFW | PD-060B | no data | no data | Water | 0.75" | no data
no data | 02-VBFW169 | no data | no data | no data | DRAIN VALVE | no data | BFW | PD-060B | no data | no data | Water | 0.75" | no data
no data | 02-VBFW170 | no data | no data | no data | INSTRUMENT ISOLATION | no data | BFW | PD-060B | no data | no data | Water | 0.75" | no data
no data | 02-VBFW171 | no data | no data | no data | INSTRUMENT ISOLATION | no data | BFW | PD-060B | no data | no data | Water | 0.75" | no data
no data | 02-VBFW172 | no data | no data | no data | VENT VALVE | no data | BFW | PD-060B | no data | no data | Water | 0.75" | no data
no data | Tag Number | no data | no data | no data | Description | no data | System | P&ID | no data | no data | Working Fluid | Size (in) | no data
no data | 02-VBFW173 | no data | no data | no data | VENT VALVE | no data | BFW | PD-060B | no data | no data | Water | 0.75" | no data
no data | 02-VBFW174 | no data | no data | no data | BFP B IP DISCHARGE CHECK | no data | BFW | PD-060B | no data | no data | Water | 6" | no data
no data | 02-VBFW175 | no data | no data | no data | DRAIN VALVE | no data | BFW | PD-060B | no data | no data | Water | 0.75" | no data
no data | 02-VBFW176 | no data | no data | no data | DRAIN VALVE | no data | BFW | PD-060B | no data | no data | Water | 0.75" | no data
no data | 02-VBFW177 | no data | no data | no data | INSTRUMENT ISOLATION | no data | BFW | PD-060B | no data | no data | Water | 0.75" | no data
no data | 02-VBFW178 | no data | no data | no data | INSTRUMENT ISOLATION | no data | BFW | PD-060B | no data | no data | Water | 0.75" | no data
no data | 02-VBFW181 | no data | no data | no data | INSTRUMENT ISOLATION | no data | BFW | PD-061B | no data | no data | Water | 0.75" | no data
no data | 02-VBFW182 | no data | no data | no data | INSTRUMENT ISOLATION | no data | BFW | PD-061B | no data | no data | Water | 0.75" | no data
no data | 02-VBFW183 | no data | no data | no data | INSTRUMENT ISOLATION | no data | BFW | PD-061B | no data | no data | Water | 0.75" | no data
no data | 02-VBFW184 | no data | no data | no data | INSTRUMENT ISOLATION | no data | BFW | PD-061B | no data | no data | Water | 0.75" | no data
no data | 02-VBFW185 | no data | no data | no data | INSTRUMENT ISOLATION | no data | BFW | PD-061B | no data | no data | Water | 0.75" | no data
no data | 02-VBFW186 | no data | no data | no data | INSTRUMENT ISOLATION | no data | BFW | PD-061B | no data | no data | Water | 0.75" | no data
no data | 02-VBFW187 | no data | no data | no data | INSTRUMENT ISOLATION | no data | BFW | PD-061B | no data | no data | Water | 0.75" | no data
no data | 02-VBFW188 | no data | no data | no data | INSTRUMENT ISOLATION | no data | BFW | PD-061B | no data | no data | Water | 0.75" | no data
no data | 02-VBFW189 | no data | no data | no data | VENT VALVE | no data | BFW | PD-061B | no data | no data | Water | 0.75" | no data
no data | 02-VBFW190 | no data | no data | no data | VENT VALVE | no data | BFW | PD-061B | no data | no data | Water | 0.75" | no data
no data | 02-VBFW191 | no data | no data | no data | BFP A HP DISCHARGE CHECK | no data | BFW | PD-061B | no data | no data | Water | 10" | no data
no data | 02-VBFW192 | no data | no data | no data | DRAIN VALVE | no data | BFW | PD-061B | no data | no data | Water | 0.75" | no data
no data | 02-VBFW193 | no data | no data | no data | DRAIN VALVE | no data | BFW | PD-061B | no data | no data | Water | 0.75" | no data
no data | 02-VBFW194 | no data | no data | no data | DRAIN VALVE | no data | BFW | PD-061B | no data | no data | Water | 1" | no data
no data | 02-VBFW195 | no data | no data | no data | DRAIN VALVE | no data | BFW | PD-061B | no data | no data | Water | 1" | no data
no data | 02-VBFW196 | no data | no data | no data | HP BFW FILL FROM CONDENSATE CHECK | no data | BFW | PD-061B | no data | no data | Water | 2" | no data
no data | 02-VBFW197 | no data | no data | no data | HP BFW FILL FROM CONDENSATE STOP CHECK | no data | BFW | PD-061B | no data | no data | Water | 2" | no data
no data | 02-VBFW198 | no data | no data | no data | HP BFW FILL FROM CONDENSATE BLOCK | no data | BFW | PD-061B | no data | no data | Water | 2" | no data
no data | 02-VBFW199 | no data | no data | no data | INSTRUMENT ISOLATION | no data | BFW | PD-061B | no data | no data | Water | 0.75" | no data
no data | 02-VBFW200 | no data | no data | no data | INSTRUMENT ISOLATION | no data | BFW | PD-061B | no data | no data | Water | 0.75" | no data
no data | 02-VBFW209 | no data | no data | no data | VENT VALVE | no data | BFW | PD-061B | no data | no data | Water | 0.75" | no data
no data | 02-VBFW210 | no data | no data | no data | VENT VALVE | no data | BFW | PD-061B | no data | no data | Water | 0.75" | no data
no data | 02-VBFW211 | no data | no data | no data | DRAIN VALVE | no data | BFW | PD-061B | no data | no data | Water | 0.75" | no data
no data | 02-VBFW212 | no data | no data | no data | DRAIN VALVE | no data | BFW | PD-061B | no data | no data | Water | 0.75" | no data
no data | 02-VBFW213 | no data | no data | no data | VENT VALVE | no data | BFW | PD-061B | no data | no data | Water | 0.75" | no data
no data | 02-VBFW214 | no data | no data | no data | VENT VALVE | no data | BFW | PD-061B | no data | no data | Water | 0.75" | no data
no data | 02-VBFW215 | no data | no data | no data | BFP A MIN RECIRC STRAINER ISOLATION | no data | BFW | PD-061B | no data | no data | Water | 6" | no data
no data | 02-VBFW216 | no data | no data | no data | STRAINER DRAIN | no data | BFW | PD-061B | no data | no data | Water | 1.5" | no data
no data | 02-VBFW217 | no data | no data | no data | STRAINER DRAIN | no data | BFW | PD-061B | no data | no data | Water | 1.5" | no data
no data | 02-VBFW218 | no data | no data | no data | BFP A MIN RECIRC ACC ISOLATION | no data | BFW | PD-061B | no data | no data | Water | 6" | no data
no data | 02-VBFW219 | no data | no data | no data | INSTRUMENT ISOLATION | no data | BFW | PD-061B | no data | no data | Water | 0.75" | no data
no data | 02-VBFW220 | no data | no data | no data | INSTRUMENT ISOLATION | no data | BFW | PD-061B | no data | no data | Water | 0.75" | no data
no data | 02-VBFW221 | no data | no data | no data | INSTRUMENT ISOLATION | no data | BFW | PD-061B | no data | no data | Water | 0.75" | no data
no data | 02-VBFW222 | no data | no data | no data | INSTRUMENT ISOLATION | no data | BFW | PD-061B | no data | no data | Water | 0.75" | no data
no data | 02-VBFW223 | no data | no data | no data | INSTRUMENT ISOLATION | no data | BFW | PD-061B | no data | no data | Water | 0.75" | no data
no data | 02-VBFW224 | no data | no data | no data | INSTRUMENT ISOLATION | no data | BFW | PD-061B | no data | no data | Water | 0.75" | no data
no data | 02-VBFW225 | no data | no data | no data | INSTRUMENT ISOLATION | no data | BFW | PD-061B | no data | no data | Water | 0.75" | no data
no data | 02-VBFW226 | no data | no data | no data | INSTRUMENT ISOLATION | no data | BFW | PD-061B | no data | no data | Water | 0.75" | no data
no data | 02-VBFW227 | no data | no data | no data | VENT VALVE | no data | BFW | PD-061B | no data | no data | Water | 0.75" | no data
no data | 02-VBFW228 | no data | no data | no data | VENT VALVE | no data | BFW | PD-061B | no data | no data | Water | 0.75" | no data
no data | 02-VBFW229 | no data | no data | no data | BFP B HP DISCHARGE CHECK | no data | BFW | PD-061B | no data | no data | Water | 10" | no data
no data | 02-VBFW230 | no data | no data | no data | VENT VALVE | no data | BFW | PD-061B | no data | no data | Water | 0.75" | no data
no data | 02-VBFW231 | no data | no data | no data | VENT VALVE | no data | BFW | PD-061B | no data | no data | Water | 0.75" | no data
no data | 02-VBFW232 | no data | no data | no data | BFP B MIN RECIRC STRAINER ISOLATION | no data | BFW | PD-061B | no data | no data | Water | 6" | no data
no data | 02-VBFW233 | no data | no data | no data | STRAINER DRAIN | no data | BFW | PD-061B | no data | no data | Water | 1.5" | no data
no data | 02-VBFW234 | no data | no data | no data | STRAINER DRAIN | no data | BFW | PD-061B | no data | no data | Water | 1.5" | no data
no data | 02-VBFW235 | no data | no data | no data | DRAIN VALVE | no data | BFW | PD-061B | no data | no data | Water | 0.75" | no data
no data | 02-VBFW236 | no data | no data | no data | DRAIN VALVE | no data | BFW | PD-061B | no data | no data | Water | 0.75" | no data
no data | 02-VBFW237 | no data | no data | no data | DRAIN VALVE | no data | BFW | PD-061B | no data | no data | Water | 1" | no data
no data | 02-VBFW238 | no data | no data | no data | DRAIN VALVE | no data | BFW | PD-061B | no data | no data | Water | 1" | no data
no data | 02-VBFW239 | no data | no data | no data | BFP B MIN RECIRC ACC ISOLATION | no data | BFW | PD-061B | no data | no data | Water | 6" | no data
no data | 02-VBFW240 | no data | no data | no data | DRAIN VALVE | no data | BFW | PD-020B | no data | no data | Water | 0.75" | no data
no data | 02-VBFW241 | no data | no data | no data | DRAIN VALVE | no data | BFW | PD-020B | no data | no data | Water | 0.75" | no data
no data | 02-VBFW242 | no data | no data | no data | INSTRUMENT ISOLATION | no data | BFW | PD-020B | no data | no data | Water | 0.75" | no data
no data | 02-VBFW243 | no data | no data | no data | INSTRUMENT ISOLATION | no data | BFW | PD-020B | no data | no data | Water | 0.75" | no data
no data | 02-VBFW244 | no data | no data | no data | INSTRUMENT ISOLATION | no data | BFW | PD-020B | no data | no data | Water | 0.75" | no data
no data | 02-VBFW245 | no data | no data | no data | INSTRUMENT ISOLATION | no data | BFW | PD-020B | no data | no data | Water | 0.75" | no data
no data | 02-VBFW246 | no data | no data | no data | VENT VALVE | no data | BFW | PD-020B | no data | no data | Water | 1" | no data
no data | Tag Number | no data | no data | no data | Description | no data | System | P&ID | no data | no data | Working Fluid | Size (in) | no data
no data | 02-VBFW247 | no data | no data | no data | VENT VALVE | no data | BFW | PD-020B | no data | no data | Water | 1" | no data
no data | 02-VBFW248 | no data | no data | no data | VENT VALVE | no data | BFW | PD-020B | no data | no data | Water | 1" | no data
no data | 02-VBFW249 | no data | no data | no data | VENT VALVE | no data | BFW | PD-020B | no data | no data | Water | 1" | no data
no data | 02-VBFW250 | no data | no data | no data | INSTRUMENT ISOLATION | no data | BFW | PD-062B | no data | no data | Water | 0.75" | no data
no data | 02-VBFW251 | no data | no data | no data | INSTRUMENT ISOLATION | no data | BFW | PD-062B | no data | no data | Water | 0.75" | no data
no data | 02-VBFW252 | no data | no data | no data | INSTRUMENT ISOLATION | no data | BFW | PD-062B | no data | no data | Water | 0.75" | no data
no data | 02-VBFW253 | no data | no data | no data | INSTRUMENT ISOLATION | no data | BFW | PD-062B | no data | no data | Water | 0.75" | no data
no data | 02-VBFW254 | no data | no data | no data | INSTRUMENT ISOLATION | no data | BFW | PD-061B | no data | no data | Water | 0.75" | no data
no data | 02-VBFW255 | no data | no data | no data | INSTRUMENT ISOLATION | no data | BFW | PD-061B | no data | no data | Water | 0.75" | no data
no data | 02-VBFW256 | no data | no data | no data | INSTRUMENT ISOLATION | no data | BFW | PD-061B | no data | no data | Water | 0.75" | no data
no data | 02-VBFW257 | no data | no data | no data | INSTRUMENT ISOLATION | no data | BFW | PD-061B | no data | no data | Water | 0.75" | no data
no data | 02-VBFW258 | no data | no data | no data | INSTRUMENT ISOLATION | no data | BFW | PD-061B | no data | no data | Water | 0.75" | no data
no data | 02-VBFW259 | no data | no data | no data | INSTRUMENT ISOLATION | no data | BFW | PD-061B | no data | no data | Water | 0.75" | no data
no data | 02-VBFW260 | no data | no data | no data | INSTRUMENT ISOLATION | no data | BFW | PD-061B | no data | no data | Water | 0.75" | no data
no data | 02-VBFW261 | no data | no data | no data | INSTRUMENT ISOLATION | no data | BFW | PD-061B | no data | no data | Water | 0.75" | no data
no data | 02-VBFW262 | no data | no data | no data | INSTRUMENT ISOLATION | no data | BFW | PD-064B | no data | no data | Water | 0.75" | no data
no data | 02-VBFW263 | no data | no data | no data | BFP SUCTION FROM LPEC BYPASS CHECK | no data | BFW | PD-060B | no data | no data | Water | 8" | no data
no data | 02-VBFW264 | no data | no data | no data | BFP SUCTION ISOLATION FROM LPEC BYPASS | no data | BFW | PD-060B | no data | no data | Water | 8" | no data
no data | 02-VBFW265 | no data | no data | no data | BFP A SUCTION ISOLATION | no data | BFW | PD-060B | no data | no data | Water | 12" | no data
no data | 02-VBFW266 | no data | no data | no data | BFP B SUCTION ISOLATION | no data | BFW | PD-060B | no data | no data | Water | 12" | no data
no data | 02-VBFW267 | no data | no data | no data | DRAIN VALVE | no data | BFW | PD-061B | no data | no data | Water | 0.75" | no data
no data | 02-VBFW269 | no data | no data | no data | BFP A IP DISCHARGE ISOLATION | no data | BFW | PD-060B | no data | no data | Water | 6" | no data
no data | 02-VBFW270 | no data | no data | no data | BFP B IP DISCHARGE ISOLATION | no data | BFW | PD-060B | no data | no data | Water | 6" | no data
no data | 02-VBFW271 | no data | no data | no data | BFP A HP DISCHARGE ISOLATION | no data | BFW | PD-061B | no data | no data | Water | 10" | no data
no data | 02-VBFW272 | no data | no data | no data | BFP B HP DISCHARGE ISOLATION | no data | BFW | PD-061B | no data | no data | Water | 10" | no data
no data | 02-VBFW273 | no data | no data | no data | INSTRUMENT ISOLATION | no data | BFW | PD-064B | no data | no data | Water | 0.75" | no data
no data | 02-VBFW274 | no data | no data | no data | INSTRUMENT ISOLATION | no data | BFW | PD-064B | no data | no data | Water | 0.75" | no data
no data | 02-VBFW275 | no data | no data | no data | INSTRUMENT ISOLATION | no data | BFW | PD-064B | no data | no data | Water | 0.75" | no data
no data | 02-VBFW276 | no data | no data | no data | INSTRUMENT ISOLATION | no data | BFW | PD-064B | no data | no data | Water | 0.75" | no data
no data | 02-VBFW277 | no data | no data | no data | VENT VALVE | no data | BFW | PD-064B | no data | no data | Water | 0.75" | no data
no data | 02-VBFW278 | no data | no data | no data | INSTRUMENT ISOLATION | no data | BFW | PD-064B | no data | no data | Water | 0.75" | no data
no data | 02-VBFW279 | no data | no data | no data | INSTRUMENT ISOLATION | no data | BFW | PD-064B | no data | no data | Water | 0.75" | no data
no data | 02-VBFW280 | no data | no data | no data | INSTRUMENT ISOLATION | no data | BFW | PD-064B | no data | no data | Water | 0.75" | no data
no data | 02-VBFW281 | no data | no data | no data | INSTRUMENT ISOLATION | no data | BFW | PD-064B | no data | no data | Water | 0.75" | no data
no data | 02-VBFW282 | no data | no data | no data | INSTRUMENT ISOLATION | no data | BFW | PD-064B | no data | no data | Water | 0.75" | no data
no data | 02-VBFW283 | no data | no data | no data | VENT VALVE | no data | BFW | PD-064B | no data | no data | Water | 0.75" | no data
no data | 02-VBFW284 | no data | no data | no data | INSTRUMENT ISOLATION | no data | BFW | PD-064B | no data | no data | Water | 0.75" | no data
no data | 02-VBFW285 | no data | no data | no data | N2 CONNECTION | no data | BFW | PD-064B | no data | no data | Water | 0.75" | no data
no data | 02-VBFW286 | no data | no data | no data | DRAIN VALVE | no data | BFW | PD-064B | no data | no data | Water | 0.75" | no data
no data | 02-VBFW287 | no data | no data | no data | INSTRUMENT ISOLATION | no data | BFW | PD-064B | no data | no data | Water | 0.75" | no data
no data | 02-VBFW288 | no data | no data | no data | INSTRUMENT ISOLATION | no data | BFW | PD-064B | no data | no data | Water | 0.75" | no data
no data | 02-VBFW289 | no data | no data | no data | DRAIN VALVE | no data | BFW | PD-064B | no data | no data | Water | 0.75" | no data
no data | 02-VBFW290 | no data | no data | no data | FGH OUTLET RECIRC CV ISOLATION | no data | BFW | PD-064B | no data | no data | Water | 4" | no data
no data | 02-VBFW291 | no data | no data | no data | DRAIN VALVE | no data | BFW | PD-064B | no data | no data | Water | 0.75" | no data
no data | 02-VBFW292 | no data | no data | no data | STRAINER DRAIN | no data | BFW | PD-064B | no data | no data | Water | 0.75" | no data
no data | 02-VBFW293 | no data | no data | no data | INSTRUMENT ISOLATION | no data | BFW | PD-064B | no data | no data | Water | 0.75" | no data
no data | 02-VBFW294 | no data | no data | no data | DRAIN VALVE | no data | BFW | PD-063B | no data | no data | Water | 0.75" | no data
no data | 02-VBFW295 | no data | no data | no data | INSTRUMENT ISOLATION | no data | BFW | PD-063B | no data | no data | Water | 0.75" | no data
no data | 02-VBFW296 | no data | no data | no data | INSTRUMENT ISOLATION | no data | BFW | PD-063B | no data | no data | Water | 0.75" | no data
no data | 02-VBFW297 | no data | no data | no data | INSTRUMENT ISOLATION | no data | BFW | PD-063B | no data | no data | Water | 0.75" | no data
no data | 02-VBFW298 | no data | no data | no data | INSTRUMENT ISOLATION | no data | BFW | PD-063B | no data | no data | Water | 0.75" | no data
no data | 02-VBFW299 | no data | no data | no data | INSTRUMENT ISOLATION | no data | BFW | PD-063B | no data | no data | Water | 0.75" | no data
no data | 02-VBFW300 | no data | no data | no data | CT TCA COOLER BFW INLET ISOLATION | no data | BFW | PD-063B | no data | no data | Water | 6" | no data
no data | 02-VBFW301 | no data | no data | no data | DRAIN VALVE | no data | BFW | PD-063B | no data | no data | Water | 0.75" | no data
no data | 02-VBFW302 | no data | no data | no data | DRAIN VALVE | no data | BFW | PD-063B | no data | no data | Water | 0.75" | no data
no data | 02-VBFW303 | no data | no data | no data | DRAIN VALVE | no data | BFW | PD-063B | no data | no data | Water | 0.75" | no data
no data | 02-VBFW304 | no data | no data | no data | DRAIN VALVE | no data | BFW | PD-063B | no data | no data | Water | 0.75" | no data
no data | 02-VBFW305 | no data | no data | no data | DRAIN VALVE | no data | BFW | PD-063B | no data | no data | Water | 0.75" | no data
no data | 02-VBFW306 | no data | no data | no data | CT TCA COOLER BFW OUTLET ISOLATION | no data | BFW | PD-063B | no data | no data | Water | 6" | no data
no data | 02-VBFW307 | no data | no data | no data | INSTRUMENT ISOLATION | no data | BFW | PD-063B | no data | no data | Water | 0.75" | no data
no data | 02-VBFW308 | no data | no data | no data | INSTRUMENT ISOLATION | no data | BFW | PD-063B | no data | no data | Water | 0.75" | no data
no data | 02-VBFW309 | no data | no data | no data | INSTRUMENT ISOLATION | no data | BFW | PD-063B | no data | no data | Water | 0.75" | no data
no data | 02-VBFW310 | no data | no data | no data | INSTRUMENT ISOLATION | no data | BFW | PD-063B | no data | no data | Water | 0.75" | no data
no data | 02-VBFW311 | no data | no data | no data | INSTRUMENT ISOLATION | no data | BFW | PD-063B | no data | no data | Water | 0.75" | no data
no data | Tag Number | no data | no data | no data | Description | no data | System | P&ID | no data | no data | Working Fluid | Size (in) | no data
no data | 02-VBFW312 | no data | no data | no data | INSTRUMENT ISOLATION | no data | BFW | PD-063B | no data | no data | Water | 0.75" | no data
no data | 02-VBFW313 | no data | no data | no data | INSTRUMENT ISOLATION | no data | BFW | PD-063B | no data | no data | Water | 0.75" | no data
no data | 02-VBFW314 | no data | no data | no data | INSTRUMENT ISOLATION | no data | BFW | PD-063B | no data | no data | Water | 0.75" | no data
no data | 02-VBFW315 | no data | no data | no data | INSTRUMENT ISOLATION | no data | BFW | PD-063B | no data | no data | Water | 0.75" | no data
no data | 02-VBFW316 | no data | no data | no data | INSTRUMENT ISOLATION | no data | BFW | PD-063B | no data | no data | Water | 0.75" | no data
no data | 02-VBFW317 | no data | no data | no data | INSTRUMENT ISOLATION | no data | BFW | PD-063B | no data | no data | Water | 0.75" | no data
no data | 02-VBFW318 | no data | no data | no data | INSTRUMENT ISOLATION | no data | BFW | PD-063B | no data | no data | Water | 0.75" | no data
no data | 02-VBFW319 | no data | no data | no data | CRH LETDOWN SPRAY ISOLATION | no data | BFW | PD-124B | no data | no data | Water | 1" | no data
no data | 02-VBFW320 | no data | no data | no data | INSTRUMENT ISOLATION | no data | BFW | PD-063B | no data | no data | Water | 0.75" | no data
no data | 02-VBFW321 | no data | no data | no data | INSTRUMENT ISOLATION | no data | BFW | PD-063B | no data | no data | Water | 0.75" | no data
no data | 02-VBFW322 | no data | no data | no data | VENT VALVE | no data | BFW | PD-063B | no data | no data | Water | 0.75" | no data
no data | 02-VBFW323 | no data | no data | no data | VENT VALVE | no data | BFW | PD-063B | no data | no data | Water | 0.75" | no data
no data | 02-VBFW324 | no data | no data | no data | VENT VALVE | no data | BFW | PD-063B | no data | no data | Water | 0.75" | no data
no data | 02-VBFW325 | no data | no data | no data | VENT VALVE | no data | BFW | PD-063B | no data | no data | Water | 0.75" | no data
no data | 02-VBFW326 | no data | no data | no data | INSTRUMENT ISOLATION | no data | BFW | PD-063B | no data | no data | Water | 0.75" | no data
no data | 02-VBFW327 | no data | no data | no data | INSTRUMENT ISOLATION | no data | BFW | PD-063B | no data | no data | Water | 0.75" | no data
no data | 02-VBFW328 | no data | no data | no data | DRAIN VALVE | no data | BFW | PD-063B | no data | no data | Water | 0.75" | no data
no data | 02-VBFW329 | no data | no data | no data | DRAIN VALVE | no data | BFW | PD-063B | no data | no data | Water | 0.75" | no data
no data | 02-VBFW330 | no data | no data | no data | CT TCA COOLER BFW ISOLATION TO RECIRC | no data | BFW | PD-063B | no data | no data | Water | 6" | no data
no data | 02-VBFW331 | no data | no data | no data | VENT VALVE | no data | BFW | PD-063B | no data | no data | Water | 0.75" | no data
no data | 02-VBFW332 | no data | no data | no data | VENT VALVE | no data | BFW | PD-063B | no data | no data | Water | 0.75" | no data
no data | 02-VBFW333 | no data | no data | no data | DRAIN VALVE | no data | BFW | PD-063B | no data | no data | Water | 0.75" | no data
no data | 02-VBFW334 | no data | no data | no data | DRAIN VALVE | no data | BFW | PD-063B | no data | no data | Water | 0.75" | no data
no data | 02-VBFW335 | no data | no data | no data | DRAIN VALVE | no data | BFW | PD-063B | no data | no data | Water | 0.75" | no data
no data | 02-VBFW336 | no data | no data | no data | DRAIN VALVE | no data | BFW | PD-063B | no data | no data | Water | 0.75" | no data
no data | 02-VBFW337 | no data | no data | no data | DRAIN VALVE | no data | BFW | PD-061B | no data | no data | Water | 0.75" | no data
no data | 02-VBFW338 | no data | no data | no data | DRAIN VALVE | no data | BFW | PD-061B | no data | no data | Water | 0.75" | no data
no data | 02-VBFW339 | no data | no data | no data | CT TCA COOLER RECIRC ACC ISOLATION | no data | BFW | PD-063B | no data | no data | Water | 6" | no data
no data | 02-VBFW340 | no data | no data | no data | INSTRUMENT ISOLATION | no data | BFW | PD-064B | no data | no data | Water | 0.75" | no data
no data | 02-VBFW341 | no data | no data | no data | INSTRUMENT ISOLATION | no data | BFW | PD-064B | no data | no data | Water | 0.75" | no data
no data | 02-VBFW342 | no data | no data | no data | INSTRUMENT ISOLATION | no data | BFW | PD-064B | no data | no data | Water | 0.75" | no data
no data | 02-VBFW343 | no data | no data | no data | INSTRUMENT ISOLATION | no data | BFW | PD-064B | no data | no data | Water | 0.75" | no data
no data | 02-VBFW344 | no data | no data | no data | FG HX AUTOMATIC BLOCK VALVE ISOLATION | no data | BFW | PD-064B | no data | no data | Water | 4" | no data
no data | 02-VBFW345 | no data | no data | no data | FG HX AUTOMATIC BLOCK VALVE ISOLATION | no data | BFW | PD-064B | no data | no data | Water | 4" | no data
no data | 02-VBFW346 | no data | no data | no data | FG HX WARMING VALVE ISOLATION | no data | BFW | PD-064B | no data | no data | Water | 1" | no data
no data | 02-VBFW347 | no data | no data | no data | FG HX WARMING VALVE ISOLATION | no data | BFW | PD-064B | no data | no data | Water | 1" | no data
no data | 02-VBFW348 | no data | no data | no data | N2 PURGE CONNECTION | no data | BFW | PD-064B | no data | no data | Water | 0.75" | no data
no data | 02-VBFW349 | no data | no data | no data | VENT VALVE | no data | BFW | PD-064B | no data | no data | Water | 0.75" | no data
no data | 02-VBFW350 | no data | no data | no data | FG HX BFW UPSTREAM ISOLATION | no data | BFW | PD-064B | no data | no data | Water | 4" | no data
no data | 02-VBFW351 | no data | no data | no data | DRAIN VALVE | no data | BFW | PD-064B | no data | no data | Water | 0.75" | no data
no data | 02-VBFW352 | no data | no data | no data | FG HX BFW UPSTREAM ISOLATION | no data | BFW | PD-064B | no data | no data | Water | 4" | no data
no data | 02-VBFW353 | no data | no data | no data | FG HX LEAK DETECTION VENT | no data | BFW | PD-064B | no data | no data | Water | 0.75" | no data
no data | 02-VBFW354 | no data | no data | no data | INSTRUMENT ISOLATION | no data | BFW | PD-064B | no data | no data | Water | 0.75" | no data
no data | 02-VBFW355 | no data | no data | no data | INSTRUMENT ISOLATION | no data | BFW | PD-064B | no data | no data | Water | 0.75" | no data
no data | 02-VBFW356 | no data | no data | no data | INSTRUMENT ISOLATION | no data | BFW | PD-064B | no data | no data | Water | 0.75" | no data
no data | 02-VBFW357 | no data | no data | no data | INSTRUMENT ISOLATION | no data | BFW | PD-064B | no data | no data | Water | 0.75" | no data
no data | 02-VBFW359 | no data | no data | no data | INSTRUMENT ISOLATION | no data | BFW | PD-064B | no data | no data | Water | 0.75" | no data
no data | 02-VBFW360 | no data | no data | no data | DRAIN VALVE | no data | BFW | PD-064B | no data | no data | Water | 0.75" | no data
no data | 02-VBFW361 | no data | no data | no data | FG HX RECIRC ISOLATION | no data | BFW | PD-064B | no data | no data | Water | 4" | no data
no data | 02-VBFW362 | no data | no data | no data | DRAIN VALVE | no data | BFW | PD-034B | no data | no data | Water | 0.75" | no data
no data | 02-VBFW363 | no data | no data | no data | DRAIN VALVE | no data | BFW | PD-034B | no data | no data | Water | 0.75" | no data
no data | 02-VBFW364 | no data | no data | no data | DRAIN VALVE | no data | BFW | PD-064B | no data | no data | Water | 0.75" | no data
no data | 02-VBFW365 | no data | no data | no data | DRAIN VALVE | no data | BFW | PD-061B | no data | no data | Water | 0.75" | no data
no data | 02-VBFW366 | no data | no data | no data | DRAIN VALVE | no data | BFW | PD-064B | no data | no data | Water | 0.75" | no data
no data | 02-VBFW367 | no data | no data | no data | FG HX OUTLET ISOLATION TO CND | no data | BFW | PD-064B | no data | no data | Water | 4" | no data
no data | 02-VBFW368 | no data | no data | no data | FG HX OUTLET TO CND CHECK | no data | BFW | PD-064B | no data | no data | Water | 4" | no data
no data | 02-VBFW369 | no data | no data | no data | FG HX LEAK DETECTION VENT | no data | BFW | PD-064B | no data | no data | Water | 0.75" | no data
no data | 02-VBFW370 | no data | no data | no data | INSTRUMENT ISOLATION | no data | BFW | PD-064B | no data | no data | Water | 0.75" | no data
no data | 02-VBFW371 | no data | no data | no data | INSTRUMENT ISOLATION | no data | BFW | PD-064B | no data | no data | Water | 0.75" | no data
no data | 02-VBFW372 | no data | no data | no data | INSTRUMENT ISOLATION | no data | BFW | PD-064B | no data | no data | Water | 0.75" | no data
no data | 02-VBFW373 | no data | no data | no data | INSTRUMENT ISOLATION | no data | BFW | PD-064B | no data | no data | Water | 0.75" | no data
no data | 02-VBFW374 | no data | no data | no data | HPS TA SPRAY SUPPLY CHECK | no data | BFW | PD-020B | no data | no data | Water | 3" | no data
no data | 02-VBFW375 | no data | no data | no data | HPS TA SPRAY STRAINER ISOLATION | no data | BFW | PD-020B | no data | no data | Water | 3" | no data
no data | 02-VBFW376 | no data | no data | no data | HPS TA SPRAY STRAINER ISOLATION | no data | BFW | PD-020B | no data | no data | Water | 3" | no data
no data | Tag Number | no data | no data | no data | Description | no data | System | P&ID | no data | no data | Working Fluid | Size (in) | no data
no data | 02-VBFW377 | no data | no data | no data | DRAIN VALVE | no data | BFW | PD-020B | no data | no data | Water | 1" | no data
no data | 02-VBFW378 | no data | no data | no data | INSTRUMENT ISOLATION | no data | BFW | PD-020B | no data | no data | Water | 0.5" | no data
no data | 02-VBFW379 | no data | no data | no data | FG HX OUTLET RECIRC CV OUTLET ISOLATION | no data | BFW | PD-064B | no data | no data | Water | 4" | no data
no data | 02-VBFW380 | no data | no data | no data | STRAINER DRAIN | no data | BFW | PD-020B | no data | no data | Water | 1" | no data
no data | 02-VBFW381 | no data | no data | no data | DRAIN VALVE | no data | BFW | PD-061B | no data | no data | Water | 0.75" | no data
no data | 02-VBFW382 | no data | no data | no data | DRAIN VALVE | no data | BFW | PD-053B | no data | no data | Water | 0.75" | no data
no data | 02-VBFW383 | no data | no data | no data | HPS TA SPRAY STRAINER ISOLATION | no data | BFW | PD-020B | no data | no data | Water | 3" | no data
no data | 02-VBFW384 | no data | no data | no data | INSTRUMENT ISOLATION | no data | BFW | PD-063B | no data | no data | Water | 0.75" | no data
no data | 02-VBFW386 | no data | no data | no data | INSTRUMENT ISOLATION | no data | BFW | PD-063B | no data | no data | Water | 0.75" | no data
no data | 02-VBFW387 | no data | no data | no data | DRAIN VALVE | no data | BFW | PD-020B | no data | no data | Water | 0.75" | no data
no data | 02-VBFW388 | no data | no data | no data | SHARED SPRAY SUPPLY STRAINER ISOLATION | no data | BFW | PD-062B | no data | no data | Water | 6" | no data
no data | 02-VBFW389 | no data | no data | no data | HRH TA SPRAY SUPPLY DRAIN | no data | BFW | PD-034B | no data | no data | Water | 0.75" | no data
no data | 02-VBFW390 | no data | no data | no data | STRAINER DRAIN | no data | BFW | PD-062B | no data | no data | Water | 1" | no data
no data | 02-VBFW391 | no data | no data | no data | SHARED SPRAY SUPPLY STRAINER ISOLATION | no data | BFW | PD-062B | no data | no data | Water | 6" | no data
no data | 02-VBFW392 | no data | no data | no data | HRH TA SPRAY SUPPLY CHECK | no data | BFW | PD-034B | no data | no data | Water | 3" | no data
no data | 02-VBFW402 | no data | no data | no data | DRAIN VALVE | no data | BFW | PD-064B | no data | no data | Water | 0.75" | no data
no data | 02-VBFW403 | no data | no data | no data | DRAIN VALVE | no data | BFW | PD-064B | no data | no data | Water | 0.75" | no data
no data | 02-VBFW404 | no data | no data | no data | INSTRUMENT ISOLATION | no data | BFW | PD-060B | no data | no data | Water | 0.75" | no data
no data | 02-VBFW405 | no data | no data | no data | INSTRUMENT ISOLATION | no data | BFW | PD-060B | no data | no data | Water | 0.75" | no data
no data | 02-VBFW406 | no data | no data | no data | INSTRUMENT ISOLATION | no data | BFW | PD-060B | no data | no data | Water | 0.75" | no data
no data | 02-VBFW407 | no data | no data | no data | INSTRUMENT ISOLATION | no data | BFW | PD-060B | no data | no data | Water | 0.75" | no data
no data | 02-VBFW408 | no data | no data | no data | IP BFW FILL FROM CONDENSATE CHECK | no data | BFW | PD-062B | no data | no data | Water | 2" | no data
no data | 02-VBFW409 | no data | no data | no data | IP BFW FILL FROM CONDENSATE STOP CHECK | no data | BFW | PD-062B | no data | no data | Water | 2" | no data
no data | 02-VBFW410 | no data | no data | no data | IP BFW FILL FROM CONDENSATE BLOCK | no data | BFW | PD-062B | no data | no data | Water | 2" | no data
no data | 02-VBFW411 | no data | no data | no data | STRAINER VENT | no data | BFW | PD-061B | no data | no data | Water | 1.5" | no data
no data | 02-VBFW412 | no data | no data | no data | STRAINER VENT | no data | BFW | PD-061B | no data | no data | Water | 1.5" | no data
no data | 02-VBFW415 | no data | no data | no data | DRAIN VALVE | no data | BFW | PD-061B | no data | no data | Water | 0.75" | no data
no data | 02-VBFW416 | no data | no data | no data | VENT VALVE | no data | BFW | PD-062B | no data | no data | Water | 0.75" | no data
no data | 02-VBFW417 | no data | no data | no data | VENT VALVE | no data | BFW | PD-062B | no data | no data | Water | 0.75" | no data
no data | 02-VBFW422 | no data | no data | no data | DRAIN VALVE | no data | BFW | PD-061B | no data | no data | Water | 0.75" | no data
no data | 02-VBFW423 | no data | no data | no data | DRAIN VALVE | no data | BFW | PD-061B | no data | no data | Water | 0.75" | no data
no data | 02-VBFW424 | no data | no data | no data | INSTRUMENT ISOLATION | no data | BFW | PD-062B | no data | no data | Water | 0.75" | no data
no data | 02-VBFW425 | no data | no data | no data | VENT VALVE | no data | BFW | PD-061B | no data | no data | Water | 0.75" | no data
no data | 02-VBFW426 | no data | no data | no data | VENT VALVE | no data | BFW | PD-061B | no data | no data | Water | 0.75" | no data
no data | 02-VBFW427 | no data | no data | no data | STRAINER VENT | no data | BFW | PD-061B | no data | no data | Water | 1.5" | no data
no data | 02-VBFW428 | no data | no data | no data | STRAINER VENT | no data | BFW | PD-061B | no data | no data | Water | 1.5" | no data
no data | 02-VBFW429 | no data | no data | no data | BFW SUCTION LP DRUM SUPPLY CHECK | no data | BFW | PD-060B | no data | no data | Water | 12" | no data
no data | 02-VBFW430 | no data | no data | no data | VENT VALVE | no data | BFW | PD-060B | no data | no data | Water | 0.75" | no data
no data | 02-VBFW431 | no data | no data | no data | INSTRUMENT ISOLATION | no data | BFW | PD-124B | no data | no data | Water | 0.75" | no data
no data | 02-VBFW432 | no data | no data | no data | INSTRUMENT ISOLATION | no data | BFW | PD-124B | no data | no data | Water | 0.75" | no data
no data | 02-VBFW433 | no data | no data | no data | IP BFW TO CRH LETDOWN SPRAY ISOLATION | no data | BFW | PD-124B | no data | no data | Water | 1" | no data
no data | 02-VBFW434 | no data | no data | no data | IP BFW TO CRH LETDOWN SPRAY ISOLATION | no data | BFW | PD-124B | no data | no data | Water | 1" | no data
no data | 02-VBFW435 | no data | no data | no data | INSTRUMENT ISOLATION | no data | BFW | PD-063B | no data | no data | Water | 0.75" | no data
no data | 02-VBFW436 | no data | no data | no data | DRAIN VALVE | no data | BFW | PD-124B | no data | no data | Water | 0.75" | no data
no data | 02-VBFW437 | no data | no data | no data | DRAIN VALVE | no data | BFW | PD-124B | no data | no data | Water | 0.75" | no data
no data | 02-VBFW438 | no data | no data | no data | INSTRUMENT ISOLATION | no data | BFW | PD-062B | no data | no data | Water | 0.75" | no data
no data | 02-VBFW439 | no data | no data | no data | INSTRUMENT ISOLATION | no data | BFW | PD-064B | no data | no data | Water | 0.75" | no data
no data | 02-VBFW440 | no data | no data | no data | STRAINER VENT | no data | BFW | PD-064B | no data | no data | Water | 0.75" | no data
no data | 02-VBFW441 | no data | no data | no data | STRAINER VENT | no data | BFW | PD-064B | no data | no data | Water | 0.75" | no data
no data | 02-VBFW442 | no data | no data | no data | INSTRUMENT ISOLATION | no data | BFW | PD-064B | no data | no data | Water | 0.75" | no data
no data | 02-VBFW443 | no data | no data | no data | INSTRUMENT ISOLATION | no data | BFW | PD-064B | no data | no data | Water | 0.75" | no data
no data | 02-VBFW444 | no data | no data | no data | INSTRUMENT ISOLATION | no data | BFW | PD-064B | no data | no data | Water | 0.75" | no data
no data | 02-VBFW445 | no data | no data | no data | INSTRUMENT ISOLATION | no data | BFW | PD-064B | no data | no data | Water | 0.75" | no data
no data | 02-VBFW447 | no data | no data | no data | DRAIN VALVE | no data | BFW | PD-124B | no data | no data | Water | 0.75" | no data
no data | 02-VBFW448 | no data | no data | no data | DRAIN VALVE | no data | BFW | PD-124B | no data | no data | Water | 0.75" | no data
no data | 02-VBFW449 | no data | no data | no data | DRAIN VALVE | no data | BFW | PD-064B | no data | no data | Water | 0.75" | no data
no data | 02-VBFW450 | no data | no data | no data | DRAIN VALVE | no data | BFW | PD-064B | no data | no data | Water | 0.75" | no data
no data | 02-VBFW451 | no data | no data | no data | DRAIN VALVE | no data | BFW | PD-124B | no data | no data | Water | 0.75" | no data
no data | 02-VBFW452 | no data | no data | no data | DRAIN VALVE | no data | BFW | PD-124B | no data | no data | Water | 0.75" | no data
no data | 02-VBFW453 | no data | no data | no data | DRAIN VALVE | no data | BFW | PD-124B | no data | no data | Water | 0.75" | no data
no data | 02-VBFW454 | no data | no data | no data | DRAIN VALVE | no data | BFW | PD-124B | no data | no data | Water | 0.75" | no data
no data | 02-VBFW459 | no data | no data | no data | VENT VALVE | no data | BFW | PD-064B | no data | no data | Water | 0.75" | no data
no data | 02-VBFW460 | no data | no data | no data | VENT VALVE | no data | BFW | PD-064B | no data | no data | Water | 0.75" | no data
no data | 02-VBFW461 | no data | no data | no data | DRAIN VALVE | no data | BFW | PD-064B | no data | no data | Water | 0.75" | no data
no data | Tag Number | no data | no data | no data | Description | no data | System | P&ID | no data | no data | Working Fluid | Size (in) | no data
no data | 02-VBFW462 | no data | no data | no data | DRAIN VALVE | no data | BFW | PD-064B | no data | no data | Water | 0.75" | no data
no data | 02-VBFW503 | no data | no data | no data | STRAINER DRAIN | no data | BFW | PD-020B | no data | no data | Water | 1" | no data
no data | 02-VBFW505 | no data | no data | no data | HPS TA SPRAY SUPPLY ISOLATION | no data | BFW | PD-020B | no data | no data | Water | 3" | no data
no data | 02-VBFW506 | no data | no data | no data | VENT VALVE | no data | BFW | PD-060B | no data | no data | Water | 0.75" | no data
no data | 02-VBFW509 | no data | no data | no data | STRAINER DRAIN | no data | BFW | PD-020B | no data | no data | Water | 1" | no data
no data | 02-VBFW513 | no data | no data | no data | HPS BYPASS SPRAY SUPPLY ISOLATION | no data | BFW | PD-020B | no data | no data | Water | 3" | no data
no data | 02-VBFW519 | no data | no data | no data | INSTRUMENT ISOLATION | no data | BFW | PD-020B | no data | no data | Water | 0.5" | no data
no data | 02-VBFW521 | no data | no data | no data | HPS TA SPRAY STRAINER ISOLATION | no data | BFW | PD-020B | no data | no data | Water | 3" | no data
no data | 02-VBFW523 | no data | no data | no data | HPS TA SPRAY STRAINER ISOLATION | no data | BFW | PD-020B | no data | no data | Water | 3" | no data
no data | 02-VBFW525 | no data | no data | no data | HPS TA SPRAY STRAINER ISOLATION | no data | BFW | PD-020B | no data | no data | Water | 3" | no data
no data | 02-VBFW529 | no data | no data | no data | DRAIN VALVE | no data | BFW | PD-020B | no data | no data | Water | 0.75" | no data
no data | 02-VBFW531 | no data | no data | no data | HPS TA SPRAY SUPPLY ISOLATION | no data | BFW | PD-020B | no data | no data | Water | 3" | no data
no data | 02-VBFW532 | no data | no data | no data | STRAINER VENT | no data | BFW | PD-063B | no data | no data | Water | 0.75" | no data
no data | 02-VBFW539 | no data | no data | no data | HPS BYPASS SPRAY SUPPLY CHECK | no data | BFW | PD-020B | no data | no data | Water | 3" | no data
no data | 02-VBFW545 | no data | no data | no data | DRAIN VALVE | no data | BFW | PD-020B | no data | no data | Water | 0.75" | no data
no data | 02-VBFW547 | no data | no data | no data | DRAIN VALVE | no data | BFW | PD-020B | no data | no data | Water | 0.75" | no data
no data | 02-VBFW549 | no data | no data | no data | HPS TA SPRAY STRAINER ISOLATION | no data | BFW | PD-020B | no data | no data | Water | 3" | no data
no data | 02-VBFW551 | no data | no data | no data | DRAIN VALVE | no data | BFW | PD-020B | no data | no data | Water | 0.75" | no data
no data | 02-VBFW553 | no data | no data | no data | DRAIN VALVE | no data | BFW | PD-020B | no data | no data | Water | 0.75" | no data
no data | 02-VBFW555 | no data | no data | no data | HPS TA SPRAY STRAINER ISOLATION | no data | BFW | PD-020B | no data | no data | Water | 3" | no data
no data | 02-VBFW557 | no data | no data | no data | DRAIN VALVE | no data | BFW | PD-020B | no data | no data | Water | 0.75" | no data
no data | 02-VBFW567 | no data | no data | no data | VENT VALVE | no data | BFW | PD-020B | no data | no data | Water | 0.75" | no data
no data | 02-VBFW569 | no data | no data | no data | VENT VALVE | no data | BFW | PD-020B | no data | no data | Water | 0.75" | no data
no data | 02-VBFW570 | no data | no data | no data | ISOLATION TO CRH LETDOWN ATTEMPERATORS | no data | BFW | PD-124B | no data | no data | Water | 1" | no data
no data | 02-VBFW571 | no data | no data | no data | ISOLATION TO CRH LETDOWN ATTEMPERATORS | no data | BFW | PD-124B | no data | no data | Water | 1" | no data
no data | 02-VBFW572 | no data | no data | no data | DRAIN VALVE | no data | BFW | PD-124B | no data | no data | Water | 0.75" | no data
no data | 02-VBFW573 | no data | no data | no data | DRAIN VALVE | no data | BFW | PD-124B | no data | no data | Water | 0.75" | no data
no data | 02-VBFW574 | no data | no data | no data | ISOLATION TO HRH TA SPRAY | no data | BFW | PD-062B | no data | no data | Water | 3" | no data
no data | 02-VBFW575 | no data | no data | no data | ISOLATION TO HRH TA SPRAY | no data | BFW | PD-062B | no data | no data | Water | 3" | no data
no data | 02-VBFW576 | no data | no data | no data | DRAIN VALVE | no data | BFW | PD-062B | no data | no data | Water | 0.75" | no data
no data | 02-VBFW577 | no data | no data | no data | DRAIN VALVE | no data | BFW | PD-062B | no data | no data | Water | 0.75" | no data
no data | 02-VBFW578 | no data | no data | no data | VENT VALVE | no data | BFW | PD-064B | no data | no data | Water | 0.75" | no data
no data | 02-VBFW579 | no data | no data | no data | VENT VALVE | no data | BFW | PD-064B | no data | no data | Water | 0.75" | no data
no data | 02-VBFW600 | no data | no data | no data | VENT VALVE | no data | BFW | PD-064B | no data | no data | Water | 0.75" | no data
no data | 02-VBFW601 | no data | no data | no data | VENT VALVE | no data | BFW | PD-064B | no data | no data | Water | 0.75" | no data
no data | 02-VBFW602 | no data | no data | no data | DRAIN VALVE | no data | BFW | PD-064B | no data | no data | Water | 0.75" | no data
no data | 02-VBFW603 | no data | no data | no data | DRAIN VALVE | no data | BFW | PD-064B | no data | no data | Water | 0.75" | no data
no data | 02-VBFW604 | no data | no data | no data | VENT VALVE | no data | BFW | PD-061B | no data | no data | Water | 0.75" | no data
no data | 02-VBFW605 | no data | no data | no data | VENT VALVE | no data | BFW | PD-061B | no data | no data | Water | 0.75" | no data
no data | 02-VBFW606 | no data | no data | no data | VENT VALVE | no data | BFW | PD-061B | no data | no data | Water | 0.75" | no data
no data | 02-VBFW607 | no data | no data | no data | VENT VALVE | no data | BFW | PD-061B | no data | no data | Water | 0.75" | no data
no data | 02-VBFW608 | no data | no data | no data | VENT VALVE | no data | BFW | PD-061B | no data | no data | Water | 0.75" | no data
no data | 02-VBFW609 | no data | no data | no data | VENT VALVE | no data | BFW | PD-061B | no data | no data | Water | 0.75" | no data
no data | 02-VBFW610 | no data | no data | no data | DRAIN VALVE | no data | BFW | PD-063B | no data | no data | Water | 0.75" | no data
no data | 02-VBFW611 | no data | no data | no data | DRAIN VALVE | no data | BFW | PD-063B | no data | no data | Water | 0.75" | no data
no data | 02-VBFW612 | no data | no data | no data | VENT VALVE | no data | BFW | PD-020B | no data | no data | Water | 0.75" | no data
no data | 02-VBFW613 | no data | no data | no data | VENT VALVE | no data | BFW | PD-020B | no data | no data | Water | 0.75" | no data
no data | 02-VBFW614 | no data | no data | no data | VENT VALVE | no data | BFW | PD-063B | no data | no data | Water | 0.75" | no data
no data | 02-VBFW615 | no data | no data | no data | VENT VALVE | no data | BFW | PD-063B | no data | no data | Water | 0.75" | no data
no data | 02-VBFW616 | no data | no data | no data | DRAIN VALVE | no data | BFW | PD-064B | no data | no data | Water | 0.75" | no data
no data | 02-VBFW617 | no data | no data | no data | DRAIN VALVE | no data | BFW | PD-064B | no data | no data | Water | 0.75" | no data
no data | 02-VBFW618 | no data | no data | no data | VENT VALVE | no data | BFW | PD-034B | no data | no data | Water | 0.75" | no data
no data | 02-VBFW619 | no data | no data | no data | VENT VALVE | no data | BFW | PD-034B | no data | no data | Water | 0.75" | no data
no data | 02-VBFW622 | no data | no data | no data | VENT VALVE | no data | BFW | PD-124B | no data | no data | Water | 0.75" | no data
no data | 02-VBFW623 | no data | no data | no data | VENT VALVE | no data | BFW | PD-124B | no data | no data | Water | 0.75" | no data
no data | 02-VBFW624 | no data | no data | no data | VENT VALVE | no data | BFW | PD-124B | no data | no data | Water | 0.75" | no data
no data | 02-VBFW625 | no data | no data | no data | VENT VALVE | no data | BFW | PD-124B | no data | no data | Water | 0.75" | no data
no data | 02-VBFW626 | no data | no data | no data | DRAIN VALVE | no data | BFW | PD-124B | no data | no data | Water | 0.75" | no data
no data | 02-VBFW627 | no data | no data | no data | DRAIN VALVE | no data | BFW | PD-124B | no data | no data | Water | 0.75" | no data
no data | 02-VBFW628 | no data | no data | no data | DRAIN VALVE | no data | BFW | PD-124B | no data | no data | Water | 0.75" | no data
no data | 02-VBFW629 | no data | no data | no data | DRAIN VALVE | no data | BFW | PD-124B | no data | no data | Water | 0.75" | no data
no data | 02-VBFW630 | no data | no data | no data | INSTRUMENT ISOLATION | no data | BFW | PD-064B | no data | no data | Water | 0.75" | no data
no data | 02-VBFW631 | no data | no data | no data | INSTRUMENT ISOLATION | no data | BFW | PD-064B | no data | no data | Water | 0.75" | no data
no data | 02-VBFW700 | no data | no data | no data | INSTRUMENT ISOLATION | no data | BFW | PD-063B | no data | no data | Water | 0.75" | no data
no data | Tag Number | no data | no data | no data | Description | no data | System | P&ID | no data | no data | Working Fluid | Size (in) | no data
no data | 02-VBFW701 | no data | no data | no data | INSTRUMENT ISOLATION | no data | BFW | PD-063B | no data | no data | Water | 0.75" | no data
no data | 02-VBFW922 | no data | no data | no data | CTA COOLER BFW OUTLET RECIRC CV ISOLATION | no data | BFW | PD-063B | no data | no data | Water | 6" | no data
no data | 02-VBFW923 | no data | no data | no data | STRAINER VENT | no data | BFW | PD-063B | no data | no data | Water | 0.75" | no data
no data | 02-VBFW924 | no data | no data | no data | INSTRUMENT ISOLATION | no data | BFW | PD-063B | no data | no data | Water | 0.75" | no data
no data | 02-VBFW925 | no data | no data | no data | INSTRUMENT ISOLATION | no data | BFW | PD-063B | no data | no data | Water | 0.75" | no data
no data | 02-VBFW926 | no data | no data | no data | INSTRUMENT ISOLATION | no data | BFW | PD-063B | no data | no data | Water | 0.75" | no data
no data | 02-VBFW927 | no data | no data | no data | INSTRUMENT ISOLATION | no data | BFW | PD-063B | no data | no data | Water | 0.75" | no data
no data | 02-VBFW928 | no data | no data | no data | INSTRUMENT ISOLATION | no data | BFW | PD-063B | no data | no data | Water | 0.75" | no data
no data | 02-VBFW929 | no data | no data | no data | INSTRUMENT ISOLATION | no data | BFW | PD-063B | no data | no data | Water | 0.75" | no data
no data | 02-VBFW933 | no data | no data | no data | INSTRUMENT ISOLATION | no data | BFW | PD-064B | no data | no data | Water | 0.75" | no data
no data | 02-VBFW934 | no data | no data | no data | INSTRUMENT ISOLATION | no data | BFW | PD-064B | no data | no data | Water | 0.75" | no data
no data | 02-VBFW935 | no data | no data | no data | INSTRUMENT ISOLATION | no data | BFW | PD-064B | no data | no data | Water | 0.75" | no data
no data | 02-VBFW936 | no data | no data | no data | INSTRUMENT ISOLATION | no data | BFW | PD-064B | no data | no data | Water | 0.75" | no data
no data | 02-VCCF104 | no data | no data | no data | UNIT 2 ENCLOSURE CONTAINMENT DRAIN ISOLATION VALVE | no data | CCF | PD-520B | no data | no data | 19% Aqueous Ammonia and | 2" | no data
no data | 02-VCCF105 | no data | no data | no data | UNIT 2 CONDENSATE AMMONIA FEED ISOLATION VALVE | no data | CCF | PD-053B | no data | no data | 19% Aqueous Ammonia | 0.375" | no data
no data | 02-VCCW100 | no data | no data | no data | INSTRUMENTATION | no data | CCW | PD-271B | no data | no data | WATER/GLYCOL | 0.75" | no data
no data | 02-VCCW101 | no data | no data | no data | INSTRUMENTATION | no data | CCW | PD-271B | no data | no data | WATER/GLYCOL | 0.75" | no data
no data | 02-VCCW102 | no data | no data | no data | HEAD TANK TO PUMP SUCTION ISOLATION | no data | CCW | PD-270B | no data | no data | WATER/GLYCOL | 2" | no data
no data | 02-VCCW103 | no data | no data | no data | CCW HEAD TANK DRAIN | no data | CCW | PD-270B | no data | no data | WATER/GLYCOL | 2" | no data
no data | 02-VCCW104 | no data | no data | no data | INSTRUMENTATION | no data | CCW | PD-270B | no data | no data | WATER/GLYCOL | 0.75" | no data
no data | 02-VCCW105 | no data | no data | no data | ACHE OUTLET ISOLATION/THROTTLING | no data | CCW | PD-271B | no data | no data | WATER/GLYCOL | 12" | no data
no data | 02-VCCW106 | no data | no data | no data | PUMP SUCTION ISOLATION | no data | CCW | PD-270B | no data | no data | WATER/GLYCOL | 24" | no data
no data | 02-VCCW107 | no data | no data | no data | PUMP DISCHARGE ISOLATION | no data | CCW | PD-270B | no data | no data | WATER/GLYCOL | 24" | no data
no data | 02-VCCW108 | no data | no data | no data | ACHE OUTLET ISOLATION/THROTTLING | no data | CCW | PD-271B | no data | no data | WATER/GLYCOL | 12" | no data
no data | 02-VCCW109 | no data | no data | no data | PUMP DISCHARGE ISOLATION | no data | CCW | PD-270B | no data | no data | WATER/GLYCOL | 24" | no data
no data | 02-VCCW110 | no data | no data | no data | VENT | no data | CCW | PD-271B | no data | no data | WATER/GLYCOL | 0.75" | no data
no data | 02-VCCW111 | no data | no data | no data | VENT | no data | CCW | PD-270B | no data | no data | WATER/GLYCOL | 0.75" | no data
no data | 02-VCCW112 | no data | no data | no data | VENT | no data | CCW | PD-270B | no data | no data | WATER/GLYCOL | 0.75" | no data
no data | 02-VCCW113 | no data | no data | no data | DRAIN | no data | CCW | PD-270B | no data | no data | WATER/GLYCOL | 0.75" | no data
no data | 02-VCCW114 | no data | no data | no data | POT FEEDER INLET ISOLATION | no data | CCW | PD-270B | no data | no data | WATER/GLYCOL | 2" | no data
no data | 02-VCCW115 | no data | no data | no data | INSTRUMENTATION | no data | CCW | PD-270B | no data | no data | WATER/GLYCOL | 0.75" | no data
no data | 02-VCCW116 | no data | no data | no data | INSTRUMENTATION | no data | CCW | PD-272B | no data | no data | WATER/GLYCOL | 0.75" | no data
no data | 02-VCCW117 | no data | no data | no data | DRAIN | no data | CCW | PD-270B | no data | no data | WATER/GLYCOL | 0.75" | no data
no data | 02-VCCW118 | no data | no data | no data | PUMP DISCHARGE CHECK | no data | CCW | PD-270B | no data | no data | WATER/GLYCOL | 24" | no data
no data | 02-VCCW119 | no data | no data | no data | INSTRUMENTATION | no data | CCW | PD-270B | no data | no data | WATER/GLYCOL | 0.75" | no data
no data | 02-VCCW120 | no data | no data | no data | ACHE INLET ISOLATION | no data | CCW | PD-271B | no data | no data | WATER/GLYCOL | 12" | no data
no data | 02-VCCW121 | no data | no data | no data | PUMP SUCTION ISOLATION | no data | CCW | PD-270B | no data | no data | WATER/GLYCOL | 24" | no data
no data | 02-VCCW122 | no data | no data | no data | INSTRUMENTATION | no data | CCW | PD-270B | no data | no data | WATER/GLYCOL | 0.75" | no data
no data | 02-VCCW123 | no data | no data | no data | ACHE INLET ISOLATION | no data | CCW | PD-271B | no data | no data | WATER/GLYCOL | 12" | no data
no data | 02-VCCW124 | no data | no data | no data | VENT | no data | CCW | PD-271B | no data | no data | WATER/GLYCOL | 0.75" | no data
no data | 02-VCCW125 | no data | no data | no data | ACHE OUTLET ISOLATION/THROTTLING | no data | CCW | PD-271B | no data | no data | WATER/GLYCOL | 12" | no data
no data | 02-VCCW126 | no data | no data | no data | BYPASS FOR ACHE BYPASS CV | no data | CCW | PD-270B | no data | no data | WATER/GLYCOL | 24" | no data
no data | 02-VCCW127 | no data | no data | no data | PUMP DISCHARGE CHECK | no data | CCW | PD-270B | no data | no data | WATER/GLYCOL | 24" | no data
no data | 02-VCCW128 | no data | no data | no data | INSTRUMENTATION | no data | CCW | PD-275B | no data | no data | WATER/GLYCOL | 0.75" | no data
no data | 02-VCCW129 | no data | no data | no data | ACHE INLET HEADER ISOLATION | no data | CCW | PD-271B | no data | no data | WATER/GLYCOL | 24" | no data
no data | 02-VCCW130 | no data | no data | no data | INSTRUMENTATION | no data | CCW | PD-270B | no data | no data | WATER/GLYCOL | 2" | no data
no data | 02-VCCW131 | no data | no data | no data | INSTRUMENTATION | no data | CCW | PD-270B | no data | no data | WATER/GLYCOL | 0.75" | no data
no data | 02-VCCW132 | no data | no data | no data | DRAIN | no data | CCW | PD-270B | no data | no data | WATER/GLYCOL | 2" | no data
no data | 02-VCCW133 | no data | no data | no data | POT FEEDER OUTLET ISOLATION/THROTTLING | no data | CCW | PD-270B | no data | no data | WATER/GLYCOL | 2" | no data
no data | 02-VCCW134 | no data | no data | no data | DRAIN | no data | CCW | PD-270B | no data | no data | WATER/GLYCOL | 0.75" | no data
no data | 02-VCCW135 | no data | no data | no data | INSTRUMENTATION | no data | CCW | PD-270B | no data | no data | WATER/GLYCOL | 0.75" | no data
no data | 02-VCCW136 | no data | no data | no data | VENT | no data | CCW | PD-270B | no data | no data | WATER/GLYCOL | 0.75" | no data
no data | 02-VCCW137 | no data | no data | no data | INSTRUMENTATION | no data | CCW | PD-270B | no data | no data | WATER/GLYCOL | 0.75" | no data
no data | 02-VCCW138 | no data | no data | no data | INSTRUMENTATION | no data | CCW | PD-270B | no data | no data | WATER/GLYCOL | 0.75" | no data
no data | 02-VCCW139 | no data | no data | no data | DRAIN | no data | CCW | PD-270B | no data | no data | WATER/GLYCOL | 0.75" | no data
no data | 02-VCCW140 | no data | no data | no data | DRAIN | no data | CCW | PD-270B | no data | no data | WATER/GLYCOL | 0.75" | no data
no data | 02-VCCW141 | no data | no data | no data | DRAIN | no data | CCW | PD-270B | no data | no data | WATER/GLYCOL | 0.75" | no data
no data | 02-VCCW142 | no data | no data | no data | POT FEEDER OUTLET ISOLATION/THROTTLING | no data | CCW | PD-270B | no data | no data | WATER/GLYCOL | 0.75" | no data
no data | 02-VCCW143 | no data | no data | no data | VENT | no data | CCW | PD-271B | no data | no data | WATER/GLYCOL | 0.75" | no data
no data | 02-VCCW144 | no data | no data | no data | ACHE INLET ISOLATION | no data | CCW | PD-271B | no data | no data | WATER/GLYCOL | 12" | no data
no data | 02-VCCW145 | no data | no data | no data | ACHE INLET ISOLATION | no data | CCW | PD-271B | no data | no data | WATER/GLYCOL | 12" | no data
no data | 02-VCCW146 | no data | no data | no data | VENT | no data | CCW | PD-271B | no data | no data | WATER/GLYCOL | 0.75" | no data
no data | 02-VCCW147 | no data | no data | no data | VENT | no data | CCW | PD-275B | no data | no data | WATER/GLYCOL | 0.75" | no data
no data | 02-VCCW148 | no data | no data | no data | ACHE BYPASS CV ISOLATION | no data | CCW | PD-270B | no data | no data | WATER/GLYCOL | 24" | no data
no data | Tag Number | no data | no data | no data | Description | no data | System | P&ID | no data | no data | Working Fluid | Size (in) | no data
no data | 02-VCCW149 | no data | no data | no data | ACHE BYPASS CV ISOLATION | no data | CCW | PD-270B | no data | no data | WATER/GLYCOL | 24" | no data
no data | 02-VCCW150 | no data | no data | no data | VENT | no data | CCW | PD-271B | no data | no data | WATER/GLYCOL | 0.75" | no data
no data | 02-VCCW151 | no data | no data | no data | DRAIN | no data | CCW | PD-270B | no data | no data | WATER/GLYCOL | 0.75" | no data
no data | 02-VCCW152 | no data | no data | no data | DRAIN | no data | CCW | PD-270B | no data | no data | WATER/GLYCOL | 2" | no data
no data | 02-VCCW153 | no data | no data | no data | SYSTEM BALANCING CV ISOLATION | no data | CCW | PD-270B | no data | no data | WATER/GLYCOL | 16" | no data
no data | 02-VCCW154 | no data | no data | no data | SYSTEM BALANCING CV ISOLATION | no data | CCW | PD-270B | no data | no data | WATER/GLYCOL | 16" | no data
no data | 02-VCCW155 | no data | no data | no data | SYSTEM BALANCING CV BYPASS | no data | CCW | PD-270B | no data | no data | WATER/GLYCOL | 10" | no data
no data | 02-VCCW156 | no data | no data | no data | DRAIN | no data | CCW | PD-270B | no data | no data | WATER/GLYCOL | 0.75" | no data
no data | 02-VCCW157 | no data | no data | no data | INSTRUMENTATION | no data | CCW | PD-271B | no data | no data | WATER/GLYCOL | 0.75" | no data
no data | 02-VCCW158 | no data | no data | no data | VENT | no data | CCW | PD-270B | no data | no data | WATER/GLYCOL | 0.75" | no data
no data | 02-VCCW159 | no data | no data | no data | VENT | no data | CCW | PD-270B | no data | no data | WATER/GLYCOL | 0.75" | no data
no data | 02-VCCW160 | no data | no data | no data | ACHE INLET ISOLATION | no data | CCW | PD-271B | no data | no data | WATER/GLYCOL | 12" | no data
no data | 02-VCCW161 | no data | no data | no data | VENT | no data | CCW | PD-275B | no data | no data | WATER/GLYCOL | 0.75" | no data
no data | 02-VCCW162 | no data | no data | no data | INSTRUMENTATION | no data | CCW | PD-275B | no data | no data | WATER/GLYCOL | 0.75" | no data
no data | 02-VCCW163 | no data | no data | no data | INSTRUMENTATION | no data | CCW | PD-275B | no data | no data | WATER/GLYCOL | 0.75" | no data
no data | 02-VCCW164 | no data | no data | no data | VENT | no data | CCW | PD-272B | no data | no data | WATER/GLYCOL | 0.75" | no data
no data | 02-VCCW165 | no data | no data | no data | DRAIN | no data | CCW | PD-275B | no data | no data | WATER/GLYCOL | 0.75" | no data
no data | 02-VCCW166 | no data | no data | no data | INSTRUMENTATION | no data | CCW | PD-275B | no data | no data | WATER/GLYCOL | 0.75" | no data
no data | 02-VCCW167 | no data | no data | no data | ACHE OUTLET ISOLATION/THROTTLING | no data | CCW | PD-271B | no data | no data | WATER/GLYCOL | 12" | no data
no data | 02-VCCW168 | no data | no data | no data | DRAIN | no data | CCW | PD-272B | no data | no data | WATER/GLYCOL | 0.75" | no data
no data | 02-VCCW169 | no data | no data | no data | INSTRUMENTATION | no data | CCW | PD-275B | no data | no data | WATER/GLYCOL | 0.75" | no data
no data | 02-VCCW170 | no data | no data | no data | ACHE OUTLET ISOLATION/THROTTLING | no data | CCW | PD-271B | no data | no data | WATER/GLYCOL | 12" | no data
no data | 02-VCCW171 | no data | no data | no data | INSTRUMENTATION | no data | CCW | PD-271B | no data | no data | WATER/GLYCOL | 0.75" | no data
no data | 02-VCCW172 | no data | no data | no data | BFP SUPPLY ISOLATION | no data | CCW | PD-272B | no data | no data | WATER/GLYCOL | 3" | no data
no data | 02-VCCW173 | no data | no data | no data | INSTRUMENTATION | no data | CCW | PD-272B | no data | no data | WATER/GLYCOL | 0.75" | no data
no data | 02-VCCW174 | no data | no data | no data | INSTRUMENTATION | no data | CCW | PD-271B | no data | no data | WATER/GLYCOL | 0.75" | no data
no data | 02-VCCW175 | no data | no data | no data | SAMPLE PANEL FLOW THROTTLING | no data | CCW | PD-272B | no data | no data | WATER/GLYCOL | 4" | no data
no data | 02-VCCW176 | no data | no data | no data | VENT | no data | CCW | PD-272B | no data | no data | WATER/GLYCOL | 0.75" | no data
no data | 02-VCCW177 | no data | no data | no data | BFP SUPPLY ISOLATION | no data | CCW | PD-272B | no data | no data | WATER/GLYCOL | 3" | no data
no data | 02-VCCW178 | no data | no data | no data | DRAIN | no data | CCW | PD-272B | no data | no data | WATER/GLYCOL | 0.75" | no data
no data | 02-VCCW179 | no data | no data | no data | INSTRUMENTATION | no data | CCW | PD-272B | no data | no data | WATER/GLYCOL | 0.75" | no data
no data | 02-VCCW180 | no data | no data | no data | INSTRUMENTATION | no data | CCW | PD-272B | no data | no data | WATER/GLYCOL | 0.75" | no data
no data | 02-VCCW181 | no data | no data | no data | BFP FLOW THROTTLING | no data | CCW | PD-272B | no data | no data | WATER/GLYCOL | 3" | no data
no data | 02-VCCW182 | no data | no data | no data | BFP FLOW THROTTLING | no data | CCW | PD-272B | no data | no data | WATER/GLYCOL | 3" | no data
no data | 02-VCCW183 | no data | no data | no data | SAMPLE PANEL SUPPLY ISOLATION | no data | CCW | PD-272B | no data | no data | WATER/GLYCOL | 4" | no data
no data | 02-VCCW184 | no data | no data | no data | VENT | no data | CCW | PD-272B | no data | no data | WATER/GLYCOL | 0.75" | no data
no data | 02-VCCW185 | no data | no data | no data | TCU RETURN ISOLATION | no data | CCW | PD-272B | no data | no data | WATER/GLYCOL | 3" | no data
no data | 02-VCCW186 | no data | no data | no data | TCU SUPPLY ISOLATION | no data | CCW | PD-272B | no data | no data | WATER/GLYCOL | 3" | no data
no data | 02-VCCW187 | no data | no data | no data | INSTRUMENTATION | no data | CCW | PD-272B | no data | no data | WATER/GLYCOL | 0.75" | no data
no data | 02-VCCW188 | no data | no data | no data | DRAIN | no data | CCW | PD-272B | no data | no data | WATER/GLYCOL | 0.75" | no data
no data | 02-VCCW189 | no data | no data | no data | VENT | no data | CCW | PD-272B | no data | no data | WATER/GLYCOL | 0.75" | no data
no data | 02-VCCW190 | no data | no data | no data | INSTRUMENTATION | no data | CCW | PD-270B | no data | no data | WATER/GLYCOL | 2" | no data
no data | 02-VCCW191 | no data | no data | no data | INSTRUMENTATION | no data | CCW | PD-270B | no data | no data | WATER/GLYCOL | 2" | no data
no data | 02-VCCW192 | no data | no data | no data | VENT | no data | CCW | PD-270B | no data | no data | WATER/GLYCOL | 0.75" | no data
no data | 02-VCCW193 | no data | no data | no data | VENT | no data | CCW | PD-270B | no data | no data | WATER/GLYCOL | 0.75" | no data
no data | 02-VCCW194 | no data | no data | no data | VENT | no data | CCW | PD-272B | no data | no data | WATER/GLYCOL | 0.75" | no data
no data | 02-VCCW195 | no data | no data | no data | DRAIN | no data | CCW | PD-275B | no data | no data | WATER/GLYCOL | 0.75" | no data
no data | 02-VCCW196 | no data | no data | no data | DRAIN | no data | CCW | PD-270B | no data | no data | WATER/GLYCOL | 0.75" | no data
no data | 02-VCCW200 | no data | no data | no data | VENT | no data | CCW | PD-270B | no data | no data | WATER/GLYCOL | 0.75" | no data
no data | 02-VCCW201 | no data | no data | no data | VENT | no data | CCW | PD-270B | no data | no data | WATER/GLYCOL | 0.75" | no data
no data | 02-VCCW211 | no data | no data | no data | INSTRUMENTATION | no data | CCW | PD-274B | no data | no data | WATER/GLYCOL | 0.75" | no data
no data | 02-VCCW212 | no data | no data | no data | INSTRUMENTATION | no data | CCW | PD-274B | no data | no data | WATER/GLYCOL | 0.75" | no data
no data | 02-VCCW213 | no data | no data | no data | INSTRUMENTATION | no data | CCW | PD-274B | no data | no data | WATER/GLYCOL | 0.75" | no data
no data | 02-VCCW214 | no data | no data | no data | INSTRUMENTATION | no data | CCW | PD-274B | no data | no data | WATER/GLYCOL | 0.75" | no data
no data | 02-VCCW215 | no data | no data | no data | INSTRUMENTATION | no data | CCW | PD-274B | no data | no data | WATER/GLYCOL | 0.75" | no data
no data | 02-VCCW216 | no data | no data | no data | DRAIN | no data | CCW | PD-271B | no data | no data | WATER/GLYCOL | 0.75" | no data
no data | 02-VCCW217 | no data | no data | no data | DRAIN | no data | CCW | PD-271B | no data | no data | WATER/GLYCOL | 0.75" | no data
no data | 02-VCCW218 | no data | no data | no data | DRAIN | no data | CCW | PD-271B | no data | no data | WATER/GLYCOL | 0.75" | no data
no data | 02-VCCW219 | no data | no data | no data | DRAIN | no data | CCW | PD-271B | no data | no data | WATER/GLYCOL | 0.75" | no data
no data | 02-VCCW220 | no data | no data | no data | DRAIN | no data | CCW | PD-271B | no data | no data | WATER/GLYCOL | 0.75" | no data
no data | 02-VCCW221 | no data | no data | no data | INSTRUMENTATION | no data | CCW | PD-274B | no data | no data | WATER/GLYCOL | 0.75" | no data
no data | 02-VCCW222 | no data | no data | no data | INSTRUMENTATION | no data | CCW | PD-274B | no data | no data | WATER/GLYCOL | 0.75" | no data
no data | 02-VCCW224 | no data | no data | no data | INSTRUMENTATION | no data | CCW | PD-274B | no data | no data | WATER/GLYCOL | 0.75" | no data
no data | 02-VCCW225 | no data | no data | no data | INSTRUMENTATION | no data | CCW | PD-274B | no data | no data | WATER/GLYCOL | 0.75" | no data
no data | Tag Number | no data | no data | no data | Description | no data | System | P&ID | no data | no data | Working Fluid | Size (in) | no data
no data | 02-VCCW226 | no data | no data | no data | DRAIN | no data | CCW | PD-271B | no data | no data | WATER/GLYCOL | 0.75" | no data
no data | 02-VCCW227 | no data | no data | no data | DRAIN | no data | CCW | PD-271B | no data | no data | WATER/GLYCOL | 0.75" | no data
no data | 02-VCCW228 | no data | no data | no data | DRAIN | no data | CCW | PD-271B | no data | no data | WATER/GLYCOL | 0.75" | no data
no data | 02-VCCW229 | no data | no data | no data | DRAIN | no data | CCW | PD-271B | no data | no data | WATER/GLYCOL | 0.75" | no data
no data | 02-VCCW230 | no data | no data | no data | DRAIN | no data | CCW | PD-271B | no data | no data | WATER/GLYCOL | 0.75" | no data
no data | 02-VCCW300 | no data | no data | no data | INSTRUMENTATION | no data | CCW | PD-271B | no data | no data | WATER/GLYCOL | 0.75" | no data
no data | 02-VCCW301 | no data | no data | no data | VENT | no data | CCW | PD-273B | no data | no data | WATER/GLYCOL | 0.75" | no data
no data | 02-VCCW302 | no data | no data | no data | VENT | no data | CCW | PD-273B | no data | no data | WATER/GLYCOL | 0.75" | no data
no data | 02-VCCW304 | no data | no data | no data | LUBE OIL MODULE SUPPLY ISOLATION | no data | CCW | PD-273B | no data | no data | WATER/GLYCOL | 14" | no data
no data | 02-VCCW305 | no data | no data | no data | LUBE OIL MODULE OUTLET ISOLATION/THROTTLING | no data | CCW | PD-273B | no data | no data | WATER/GLYCOL | 14" | no data
no data | 02-VCCW306 | no data | no data | no data | GLYCOL FILL CHECK | no data | CCW | PD-270B | no data | no data | WATER/GLYCOL | 2" | no data
no data | 02-VCCW307 | no data | no data | no data | INSTRUMENTATION | no data | CCW | PD-273B | no data | no data | WATER/GLYCOL | 0.75" | no data
no data | 02-VCCW308 | no data | no data | no data | DRAIN | no data | CCW | PD-273B | no data | no data | WATER/GLYCOL | 0.75" | no data
no data | 02-VCCW318 | no data | no data | no data | DRAIN | no data | CCW | PD-274B | no data | no data | WATER/GLYCOL | 0.75" | no data
no data | 02-VCCW319 | no data | no data | no data | DRAIN | no data | CCW | PD-274B | no data | no data | WATER/GLYCOL | 0.75" | no data
no data | 02-VCCW320 | no data | no data | no data | GENERATOR COOLER SUPPLY ISOLATION | no data | CCW | PD-274B | no data | no data | WATER/GLYCOL | 6" | no data
no data | 02-VCCW321 | no data | no data | no data | INSTRUMENTATION | no data | CCW | PD-274B | no data | no data | WATER/GLYCOL | 0.75" | no data
no data | 02-VCCW322 | no data | no data | no data | DRAIN | no data | CCW | PD-273B | no data | no data | WATER/GLYCOL | 0.75" | no data
no data | 02-VCCW323 | no data | no data | no data | INSTRUMENTATION | no data | CCW | PD-273B | no data | no data | WATER/GLYCOL | 0.75" | no data
no data | 02-VCCW324 | no data | no data | no data | DRAIN | no data | CCW | PD-273B | no data | no data | WATER/GLYCOL | 0.75" | no data
no data | 02-VCCW325 | no data | no data | no data | LUBE OIL MODULE SUPPLY ISOLATION | no data | CCW | PD-273B | no data | no data | WATER/GLYCOL | 14" | no data
no data | 02-VCCW326 | no data | no data | no data | DRAIN | no data | CCW | PD-273B | no data | no data | WATER/GLYCOL | 0.75" | no data
no data | 02-VCCW327 | no data | no data | no data | INSTRUMENTATION | no data | CCW | PD-273B | no data | no data | WATER/GLYCOL | 0.75" | no data
no data | 02-VCCW328 | no data | no data | no data | VENT | no data | CCW | PD-273B | no data | no data | WATER/GLYCOL | 0.75" | no data
no data | 02-VCCW329 | no data | no data | no data | INSTRUMENTATION | no data | CCW | PD-273B | no data | no data | WATER/GLYCOL | 0.75" | no data
no data | 02-VCCW330 | no data | no data | no data | GENERATOR COOLER SUPPLY ISOLATION | no data | CCW | PD-274B | no data | no data | WATER/GLYCOL | 6" | no data
no data | 02-VCCW331 | no data | no data | no data | INSTRUMENTATION | no data | CCW | PD-271B | no data | no data | WATER/GLYCOL | 0.75" | no data
no data | 02-VCCW332 | no data | no data | no data | GENERATOR COOLER SUPPLY ISOLATION | no data | CCW | PD-274B | no data | no data | WATER/GLYCOL | 6" | no data
no data | 02-VCCW333 | no data | no data | no data | INSTRUMENTATION | no data | CCW | PD-271B | no data | no data | WATER/GLYCOL | 0.75" | no data
no data | 02-VCCW334 | no data | no data | no data | GENERATOR COOLER SUPPLY ISOLATION | no data | CCW | PD-274B | no data | no data | WATER/GLYCOL | 6" | no data
no data | 02-VCCW335 | no data | no data | no data | INSTRUMENTATION | no data | CCW | PD-271B | no data | no data | WATER/GLYCOL | 0.75" | no data
no data | 02-VCCW336 | no data | no data | no data | GENERATOR COOLER SUPPLY ISOLATION | no data | CCW | PD-274B | no data | no data | WATER/GLYCOL | 6" | no data
no data | 02-VCCW337 | no data | no data | no data | INSTRUMENTATION | no data | CCW | PD-271B | no data | no data | WATER/GLYCOL | 0.75" | no data
no data | 02-VCCW338 | no data | no data | no data | GENERATOR COOLER SUPPLY ISOLATION | no data | CCW | PD-274B | no data | no data | WATER/GLYCOL | 6" | no data
no data | 02-VCCW339 | no data | no data | no data | INSTRUMENTATION | no data | CCW | PD-271B | no data | no data | WATER/GLYCOL | 0.75" | no data
no data | 02-VCCW340 | no data | no data | no data | VENT | no data | CCW | PD-273B | no data | no data | WATER/GLYCOL | 0.75" | no data
no data | 02-VCCW341 | no data | no data | no data | LUBE OIL MODULE OUTLET ISOLATION/THROTTLING | no data | CCW | PD-273B | no data | no data | WATER/GLYCOL | 14" | no data
no data | 02-VCCW342 | no data | no data | no data | GENERATOR COOLER SUPPLY ISOLATION | no data | CCW | PD-274B | no data | no data | WATER/GLYCOL | 6" | no data
no data | 02-VCCW343 | no data | no data | no data | INSTRUMENTATION | no data | CCW | PD-274B | no data | no data | WATER/GLYCOL | 0.75" | no data
no data | 02-VCCW344 | no data | no data | no data | GENERATOR COOLER SUPPLY ISOLATION | no data | CCW | PD-274B | no data | no data | WATER/GLYCOL | 6" | no data
no data | 02-VCCW345 | no data | no data | no data | GLYCOL FILL ISOLATION | no data | CCW | PD-270B | no data | no data | WATER/GLYCOL | 2" | no data
no data | 02-VCCW346 | no data | no data | no data | ECA COMPRESSOR RETURN ISOLATION | no data | CCW | PD-275B | no data | no data | WATER/GLYCOL | 3" | no data
no data | 02-VCCW347 | no data | no data | no data | GENERATOR COOLER RETURN ISOLATION/THROTTLING | no data | CCW | PD-274B | no data | no data | WATER/GLYCOL | 6" | no data
no data | 02-VCCW348 | no data | no data | no data | DRAIN | no data | CCW | PD-274B | no data | no data | WATER/GLYCOL | 0.75" | no data
no data | 02-VCCW349 | no data | no data | no data | GENERATOR COOLER RETURN HEADER ISOLATION/THROTTLING | no data | CCW | PD-274B | no data | no data | WATER/GLYCOL | 14" | no data
no data | 02-VCCW350 | no data | no data | no data | INSTRUMENTATION | no data | CCW | PD-274B | no data | no data | WATER/GLYCOL | 0.75" | no data
no data | 02-VCCW351 | no data | no data | no data | GENERATOR COOLER RETURN ISOLATION/THROTTLING | no data | CCW | PD-274B | no data | no data | WATER/GLYCOL | 6" | no data
no data | 02-VCCW352 | no data | no data | no data | INSTRUMENTATION | no data | CCW | PD-274B | no data | no data | WATER/GLYCOL | 0.75" | no data
no data | 02-VCCW353 | no data | no data | no data | GENERATOR COOLER RETURN ISOLATION/THROTTLING | no data | CCW | PD-274B | no data | no data | WATER/GLYCOL | 6" | no data
no data | 02-VCCW354 | no data | no data | no data | INSTRUMENTATION | no data | CCW | PD-274B | no data | no data | WATER/GLYCOL | 0.75" | no data
no data | 02-VCCW355 | no data | no data | no data | GENERATOR COOLER RETURN ISOLATION/THROTTLING | no data | CCW | PD-274B | no data | no data | WATER/GLYCOL | 6" | no data
no data | 02-VCCW356 | no data | no data | no data | INSTRUMENTATION | no data | CCW | PD-274B | no data | no data | WATER/GLYCOL | 0.75" | no data
no data | 02-VCCW357 | no data | no data | no data | GENERATOR COOLER RETURN ISOLATION/THROTTLING | no data | CCW | PD-274B | no data | no data | WATER/GLYCOL | 6" | no data
no data | 02-VCCW358 | no data | no data | no data | INSTRUMENTATION | no data | CCW | PD-274B | no data | no data | WATER/GLYCOL | 0.75" | no data
no data | 02-VCCW359 | no data | no data | no data | GENERATOR COOLER RETURN ISOLATION/THROTTLING | no data | CCW | PD-274B | no data | no data | WATER/GLYCOL | 6" | no data
no data | 02-VCCW360 | no data | no data | no data | INSTRUMENTATION | no data | CCW | PD-275B | no data | no data | WATER/GLYCOL | 0.75" | no data
no data | 02-VCCW361 | no data | no data | no data | GENERATOR COOLER RETURN ISOLATION/THROTTLING | no data | CCW | PD-274B | no data | no data | WATER/GLYCOL | 6" | no data
no data | 02-VCCW362 | no data | no data | no data | ECA COMPRESSOR SUPPLY ISOLATION | no data | CCW | PD-275B | no data | no data | WATER/GLYCOL | 3" | no data
no data | 02-VCCW363 | no data | no data | no data | GENERATOR COOLER RETURN ISOLATION/THROTTLING | no data | CCW | PD-274B | no data | no data | WATER/GLYCOL | 6" | no data
no data | 02-VCCW364 | no data | no data | no data | GENERATOR COOLER SUPPLY HEADER ISOLATION | no data | CCW | PD-274B | no data | no data | WATER/GLYCOL | 14" | no data
no data | 02-VCCW365 | no data | no data | no data | VENT | no data | CCW | PD-270B | no data | no data | WATER/GLYCOL | 0.75" | no data
no data | 02-VCCW366 | no data | no data | no data | ACHE OUTLET HEADER ISOLATION | no data | CCW | PD-271B | no data | no data | WATER/GLYCOL | 24" | no data
no data | 02-VCCW367 | no data | no data | no data | INSTRUMENTATION | no data | CCW | PD-270B | no data | no data | WATER/GLYCOL | 0.75" | no data
no data | 02-VCCW368 | no data | no data | no data | INSTRUMENTATION | no data | CCW | PD-270B | no data | no data | WATER/GLYCOL | 0.75" | no data
no data | Tag Number | no data | no data | no data | Description | no data | System | P&ID | no data | no data | Working Fluid | Size (in) | no data
no data | 02-VCCW369 | no data | no data | no data | ECA COMPRESSOR FLOW THROTTLING | no data | CCW | PD-275B | no data | no data | WATER/GLYCOL | 3" | no data
no data | 02-VCCW370 | no data | no data | no data | ECA COMPRESSOR RETURN ISOLATION | no data | CCW | PD-275B | no data | no data | WATER/GLYCOL | 3" | no data
no data | 02-VCCW371 | no data | no data | no data | DRAIN | no data | CCW | PD-274B | no data | no data | WATER/GLYCOL | 0.75" | no data
no data | 02-VCCW372 | no data | no data | no data | DRAIN | no data | CCW | PD-274B | no data | no data | WATER/GLYCOL | 0.75" | no data
no data | 02-VCCW373 | no data | no data | no data | DRAIN | no data | CCW | PD-274B | no data | no data | WATER/GLYCOL | 0.75" | no data
no data | 02-VCCW374 | no data | no data | no data | DRAIN | no data | CCW | PD-274B | no data | no data | WATER/GLYCOL | 0.75" | no data
no data | 02-VCCW375 | no data | no data | no data | DRAIN | no data | CCW | PD-274B | no data | no data | WATER/GLYCOL | 0.75" | no data
no data | 02-VCCW376 | no data | no data | no data | DRAIN | no data | CCW | PD-274B | no data | no data | WATER/GLYCOL | 0.75" | no data
no data | 02-VCCW377 | no data | no data | no data | DRAIN | no data | CCW | PD-274B | no data | no data | WATER/GLYCOL | 0.75" | no data
no data | 02-VCCW378 | no data | no data | no data | DRAIN | no data | CCW | PD-274B | no data | no data | WATER/GLYCOL | 0.75" | no data
no data | 02-VCCW379 | no data | no data | no data | DRAIN | no data | CCW | PD-274B | no data | no data | WATER/GLYCOL | 0.75" | no data
no data | 02-VCCW380 | no data | no data | no data | ECA COMPRESSOR SUPPLY ISOLATION | no data | CCW | PD-275B | no data | no data | WATER/GLYCOL | 3" | no data
no data | 02-VCCW381 | no data | no data | no data | ECA COMPRESSOR FLOW THROTTLING | no data | CCW | PD-275B | no data | no data | WATER/GLYCOL | 3" | no data
no data | 02-VCCW382 | no data | no data | no data | VENT | no data | CCW | PD-274B | no data | no data | WATER/GLYCOL | 0.75" | no data
no data | 02-VCCW383 | no data | no data | no data | VENT | no data | CCW | PD-274B | no data | no data | WATER/GLYCOL | 0.75" | no data
no data | 02-VCCW384 | no data | no data | no data | VENT | no data | CCW | PD-274B | no data | no data | WATER/GLYCOL | 0.75" | no data
no data | 02-VCCW385 | no data | no data | no data | VENT | no data | CCW | PD-274B | no data | no data | WATER/GLYCOL | 0.75" | no data
no data | 02-VCCW386 | no data | no data | no data | VENT | no data | CCW | PD-274B | no data | no data | WATER/GLYCOL | 0.75" | no data
no data | 02-VCCW387 | no data | no data | no data | VENT | no data | CCW | PD-274B | no data | no data | WATER/GLYCOL | 0.75" | no data
no data | 02-VCCW388 | no data | no data | no data | VENT | no data | CCW | PD-274B | no data | no data | WATER/GLYCOL | 0.75" | no data
no data | 02-VCCW389 | no data | no data | no data | VENT | no data | CCW | PD-274B | no data | no data | WATER/GLYCOL | 0.75" | no data
no data | 02-VCCW391 | no data | no data | no data | VENT | no data | CCW | PD-275B | no data | no data | WATER/GLYCOL | 0.75" | no data
no data | 02-VCCW392 | no data | no data | no data | DRAIN | no data | CCW | PD-275B | no data | no data | WATER/GLYCOL | 0.75" | no data
no data | 02-VCCW393 | no data | no data | no data | DRAIN | no data | CCW | PD-275B | no data | no data | WATER/GLYCOL | 0.75" | no data
no data | 02-VCCW396 | no data | no data | no data | VENT | no data | CCW | PD-275B | no data | no data | WATER/GLYCOL | 0.75" | no data
no data | 02-VCCW398 | no data | no data | no data | DRAIN | no data | CCW | PD-274B | no data | no data | WATER/GLYCOL | 0.75" | no data
no data | 02-VCCW399 | no data | no data | no data | DRAIN | no data | CCW | PD-274B | no data | no data | WATER/GLYCOL | 0.75" | no data
no data | 02-VCCW400 | no data | no data | no data | DRAIN | no data | CCW | PD-274B | no data | no data | WATER/GLYCOL | 0.75" | no data
no data | 02-VCCW401 | no data | no data | no data | DRAIN | no data | CCW | PD-274B | no data | no data | WATER/GLYCOL | 0.75" | no data
no data | 02-VCCW402 | no data | no data | no data | DRAIN | no data | CCW | PD-274B | no data | no data | WATER/GLYCOL | 0.75" | no data
no data | 02-VCCW403 | no data | no data | no data | DRAIN | no data | CCW | PD-274B | no data | no data | WATER/GLYCOL | 0.75" | no data
no data | 02-VCCW404 | no data | no data | no data | DRAIN | no data | CCW | PD-274B | no data | no data | WATER/GLYCOL | 0.75" | no data
no data | 02-VCCW405 | no data | no data | no data | DRAIN | no data | CCW | PD-274B | no data | no data | WATER/GLYCOL | 0.75" | no data
no data | 02-VCCW406 | no data | no data | no data | DRAIN | no data | CCW | PD-274B | no data | no data | WATER/GLYCOL | 0.75" | no data
no data | 02-VCCW407 | no data | no data | no data | DRAIN | no data | CCW | PD-274B | no data | no data | WATER/GLYCOL | 0.75" | no data
no data | 02-VCCW408 | no data | no data | no data | DRAIN | no data | CCW | PD-274B | no data | no data | WATER/GLYCOL | 0.75" | no data
no data | 02-VCCW409 | no data | no data | no data | DRAIN | no data | CCW | PD-274B | no data | no data | WATER/GLYCOL | 0.75" | no data
no data | 02-VCCW410 | no data | no data | no data | VENT | no data | CCW | PD-274B | no data | no data | WATER/GLYCOL | 0.75" | no data
no data | 02-VCCW411 | no data | no data | no data | VENT | no data | CCW | PD-274B | no data | no data | WATER/GLYCOL | 0.75" | no data
no data | 02-VCCW412 | no data | no data | no data | BFP RETURN ISOLATION | no data | CCW | PD-272B | no data | no data | WATER/GLYCOL | 3" | no data
no data | 02-VCCW413 | no data | no data | no data | BFP RETURN ISOLATION | no data | CCW | PD-272B | no data | no data | WATER/GLYCOL | 3" | no data
no data | 02-VCCW414 | no data | no data | no data | TCU FILL ISOLATION | no data | CCW | PD-272B | no data | no data | WATER/GLYCOL | 0.75" | no data
no data | 02-VCCW415 | no data | no data | no data | SAMPLE PANEL RETURN ISOLATION | no data | CCW | PD-272B | no data | no data | WATER/GLYCOL | 4" | no data
no data | 02-VCCW453 | no data | no data | no data | INSTRUMENTATION | no data | CCW | PD-272B | no data | no data | WATER/GLYCOL | 0.75" | no data
no data | 02-VCMG202 | no data | no data | no data | INSTRUMENTATION | no data | CMG | PD-571 | no data | no data | CARBON DIOXIDE | 0.75" | no data
no data | 02-VCMG203 | no data | no data | no data | H2 ISOLATION | no data | CMG | PD-571 | no data | no data | HYDROGEN | 1.5" | no data
no data | 02-VCMG206 | no data | no data | no data | INSTRUMENTATION | no data | CMG | PD-570 | no data | no data | NITROGEN | 0.75" | no data
no data | 02-VCMG213 | no data | no data | no data | H2 ISOLATION | no data | CMG | PD-571 | no data | no data | HYDROGEN | 1.5" | no data
no data | 02-VCMG219 | no data | no data | no data | INSTRUMENTATION | no data | CMG | PD-570 | no data | no data | NITROGEN | 0.75" | no data
no data | 02-VCMG222 | no data | no data | no data | INSTRUMENTATION | no data | CMG | PD-571 | no data | no data | CARBON DIOXIDE | 0.75" | no data
no data | 02-VCMG601 | no data | no data | no data | VENT | no data | CMG | PD-571 | no data | no data | HYDROGEN | 0.75" | no data
no data | 02-VCMG603 | no data | no data | no data | N2 PURGE CONNECTION | no data | CMG | PD-571 | no data | no data | HYDROGEN | 0.75" | no data
no data | 02-VCND100 | no data | no data | no data | STRAINER VENT VALVE | no data | CND | PD-051B | no data | no data | Water | 0.5" | no data
no data | 02-VCND101 | no data | no data | no data | IRON FILTER DRAIN | no data | CND | PD-052B | no data | no data | Water | 0.75" | no data
no data | 02-VCND103 | no data | no data | no data | CONDENSATE EMERGENCY DUMP CV ISOLATION | no data | CND | PD-053B | no data | no data | Water | 6" | no data
no data | 02-VCND104 | no data | no data | no data | INSTRUMENT ISOLATION | no data | CND | PD-051B | no data | no data | Water | 0.75" | no data
no data | 02-VCND105 | no data | no data | no data | CRH VENTILATOR SPRAY SUPPLY STRAINER ISOLATION | no data | CND | PD-040B | no data | no data | Water | 0.75" | no data
no data | 02-VCND106 | no data | no data | no data | VENT VALVE | no data | CND | PD-050B | no data | no data | Water | 0.75" | no data
no data | 02-VCND108 | no data | no data | no data | DRAIN VALVE | no data | CND | PD-030B | no data | no data | Water | 0.75" | no data
no data | 02-VCND109 | no data | no data | no data | CRH VENTILATOR SPRAY SUPPLY ISOLATION | no data | CND | PD-030B | no data | no data | Water | 3" | no data
no data | 02-VCND110 | no data | no data | no data | VENT VALVE | no data | CND | PD-030B | no data | no data | Water | 0.75" | no data
no data | 02-VCND111 | no data | no data | no data | CRH VENTILATOR SPRAY SUPPLY CHECK VALVE | no data | CND | PD-030B | no data | no data | Water | 3" | no data
no data | 02-VCND112 | no data | no data | no data | INSTRUMENT ISOLATION | no data | CND | PD-051B | no data | no data | Water | 0.75" | no data
no data | 02-VCND113 | no data | no data | no data | CND PUMP CAN VENT VALVE | no data | CND | PD-051B | no data | no data | Water | 1" | no data
no data | Tag Number | no data | no data | no data | Description | no data | System | P&ID | no data | no data | Working Fluid | Size (in) | no data
no data | 02-VCND114 | no data | no data | no data | STRAINER DRAIN | no data | CND | PD-052B | no data | no data | Water | 0.75" | no data
no data | 02-VCND115 | no data | no data | no data | LPS BYPASS SPRAY SUPPLY CHECK VALVE | no data | CND | PD-040B | no data | no data | Water | 1.5" | no data
no data | 02-VCND116 | no data | no data | no data | DRAIN VALVE | no data | CND | PD-034B | no data | no data | Water | 0.75" | no data
no data | 02-VCND117 | no data | no data | no data | CND PUMP DISCHARGE CHECK VALVE | no data | CND | PD-051B | no data | no data | Water | 10" | no data
no data | 02-VCND118 | no data | no data | no data | DRAIN VALVE | no data | CND | PD-051B | no data | no data | Water | 0.5" | no data
no data | 02-VCND119 | no data | no data | no data | HRH BYPASS SPRAY SUPPLY ISOLATION | no data | CND | PD-034B | no data | no data | Water | 6" | no data
no data | 02-VCND121 | no data | no data | no data | HRH BYPASS SPRAY SUPPLY CHECK VALVE | no data | CND | PD-034B | no data | no data | Water | 6" | no data
no data | 02-VCND123 | no data | no data | no data | INSTRUMENT ISOLATION | no data | CND | PD-052B | no data | no data | Water | 0.75" | no data
no data | 02-VCND124 | no data | no data | no data | INSTRUMENT ISOLATION | no data | CND | PD-052B | no data | no data | Water | 0.5" | no data
no data | 02-VCND125 | no data | no data | no data | INSTRUMENT ISOLATION | no data | CND | PD-034B | no data | no data | Water | 0.5" | no data
no data | 02-VCND126 | no data | no data | no data | ST HOOD SPRAY SUPPLY ISOLATION | no data | CND | PD-052B | no data | no data | Water | 1.5" | no data
no data | 02-VCND127 | no data | no data | no data | INSTRUMENT ISOLATION | no data | CND | PD-051B | no data | no data | Water | 0.75" | no data
no data | 02-VCND128 | no data | no data | no data | CND PUMP DISCHARGE ISOLATION | no data | CND | PD-051B | no data | no data | Water | 10" | no data
no data | 02-VCND129 | no data | no data | no data | DRAIN VALVE | no data | CND | PD-051B | no data | no data | Water | 0.5" | no data
no data | 02-VCND130 | no data | no data | no data | INSTRUMENT ISOLATION | no data | CND | PD-051B | no data | no data | Water | 0.75" | no data
no data | 02-VCND131 | no data | no data | no data | INSTRUMENT ISOLATION | no data | CND | PD-051B | no data | no data | Water | 0.75" | no data
no data | 02-VCND132 | no data | no data | no data | CONDENSATE RECIRC CV DOWNSTREAM ISOLATION | no data | CND | PD-053B | no data | no data | Water | 8" | no data
no data | 02-VCND133 | no data | no data | no data | STRAINER VENT VALVE | no data | CND | PD-051B | no data | no data | Water | 0.5" | no data
no data | 02-VCND134 | no data | no data | no data | CND TO ACC CURTAIN SPRAY FE ISOLATION | no data | CND | PD-052B | no data | no data | Water | 4" | no data
no data | 02-VCND135 | no data | no data | no data | STRAINER VENT VALVE | no data | CND | PD-051B | no data | no data | Water | 0.5" | no data
no data | 02-VCND136 | no data | no data | no data | DRAIN VALVE | no data | CND | PD-052B | no data | no data | Water | 0.75" | no data
no data | 02-VCND137 | no data | no data | no data | INSTRUMENT ISOLATION | no data | CND | PD-051B | no data | no data | Water | 0.75" | no data
no data | 02-VCND138 | no data | no data | no data | VENT VALVE | no data | CND | PD-052B | no data | no data | Water | 0.75" | no data
no data | 02-VCND139 | no data | no data | no data | INSTRUMENT ISOLATION | no data | CND | PD-052B | no data | no data | Water | 0.75" | no data
no data | 02-VCND140 | no data | no data | no data | IRON FILTER VENT VALVE | no data | CND | PD-052B | no data | no data | Water | 0.75" | no data
no data | 02-VCND141 | no data | no data | no data | LPS BYPASS SPRAY SUPPLY ISOLATION | no data | CND | PD-040B | no data | no data | Water | 1.5" | no data
no data | 02-VCND142 | no data | no data | no data | INSTRUMENT ISOLATION | no data | CND | PD-051B | no data | no data | Water | 0.75" | no data
no data | 02-VCND143 | no data | no data | no data | INSTRUMENT ISOLATION | no data | CND | PD-051B | no data | no data | Water | 0.75" | no data
no data | 02-VCND144 | no data | no data | no data | IRON FILTER DRAIN VALVE | no data | CND | PD-052B | no data | no data | Water | 0.75" | no data
no data | 02-VCND145 | no data | no data | no data | ST HOOD SPRAY SUPPLY ISOLATION | no data | CND | PD-052B | no data | no data | Water | 1.5" | no data
no data | 02-VCND146 | no data | no data | no data | INSTRUMENT ISOLATION | no data | CND | PD-052B | no data | no data | Water | 0.75" | no data
no data | 02-VCND147 | no data | no data | no data | ST HOOD SPRAY BYPASS VALVE | no data | CND | PD-052B | no data | no data | Water | 1.5" | no data
no data | 02-VCND148 | no data | no data | no data | CND PUMP DISCHARGE CHECK VALVE | no data | CND | PD-051B | no data | no data | Water | 10" | no data
no data | 02-VCND149 | no data | no data | no data | VENT VALVE | no data | CND | PD-053B | no data | no data | Water | 0.75" | no data
no data | 02-VCND150 | no data | no data | no data | CND DISCHARGE SAMPLE ISOLATION | no data | CND | PD-053B | no data | no data | Water | 0.5" | no data
no data | 02-VCND151 | no data | no data | no data | INSTRUMENT ISOLATION | no data | CND | PD-052B | no data | no data | Water | 0.75" | no data
no data | 02-VCND152 | no data | no data | no data | DRAIN VALVE | no data | CND | PD-053B | no data | no data | Water | 0.75" | no data
no data | 02-VCND153 | no data | no data | no data | DRAIN VALVE | no data | CND | PD-053B | no data | no data | Water | 0.75" | no data
no data | 02-VCND154 | no data | no data | no data | STRAINER VENT VALVE | no data | CND | PD-051B | no data | no data | Water | 0.5" | no data
no data | 02-VCND155 | no data | no data | no data | CND DISCHARGE SAMPLE ISOLATION | no data | CND | PD-053B | no data | no data | Water | 0.5" | no data
no data | 02-VCND156 | no data | no data | no data | INSTRUMENT ISOLATION | no data | CND | PD-040B | no data | no data | Water | 0.5" | no data
no data | 02-VCND157 | no data | no data | no data | CND PUMP CAN VENT VALVE | no data | CND | PD-051B | no data | no data | Water | 1" | no data
no data | 02-VCND158 | no data | no data | no data | DRAIN VALVE | no data | CND | PD-040B | no data | no data | Water | 0.75" | no data
no data | 02-VCND159 | no data | no data | no data | INSTRUMENT ISOLATION | no data | CND | PD-030B | no data | no data | Water | 0.5" | no data
no data | 02-VCND160 | no data | no data | no data | CONDENSATE IRON FILTER BYPASS VALVE ISOLATION | no data | CND | PD-052B | no data | no data | Water | 12" | no data
no data | 02-VCND162 | no data | no data | no data | INSTRUMENT ISOLATION | no data | CND | PD-030B | no data | no data | Water | 0.5" | no data
no data | 02-VCND163 | no data | no data | no data | CONDENSATE IRON FILTER BYPASS VALVE ISOLATION | no data | CND | PD-052B | no data | no data | Water | 12" | no data
no data | 02-VCND164 | no data | no data | no data | INSTRUMENT ISOLATION | no data | CND | PD-051B | no data | no data | Water | 0.75" | no data
no data | 02-VCND165 | no data | no data | no data | STRAINER VENT VALVE | no data | CND | PD-051B | no data | no data | Water | 0.5" | no data
no data | 02-VCND166 | no data | no data | no data | STRAINER DRAIN | no data | CND | PD-051B | no data | no data | Water | 2" | no data
no data | 02-VCND167 | no data | no data | no data | DRAIN VALVE | no data | CND | PD-051B | no data | no data | Water | 0.75" | no data
no data | 02-VCND168 | no data | no data | no data | STRAINER VENT VALVE | no data | CND | PD-051B | no data | no data | Water | 0.5" | no data
no data | 02-VCND169 | no data | no data | no data | INSTRUMENT ISOLATION | no data | CND | PD-040B | no data | no data | Water | 0.5" | no data
no data | 02-VCND170 | no data | no data | no data | INSTRUMENT ISOLATION | no data | CND | PD-034B | no data | no data | Water | 0.5" | no data
no data | 02-VCND171 | no data | no data | no data | STRAINER DRAIN | no data | CND | PD-051B | no data | no data | Water | 2" | no data
no data | 02-VCND172 | no data | no data | no data | CONDENSATE IRON FILTER MANUAL ISOLATION | no data | CND | PD-052B | no data | no data | Water | 12" | no data
no data | 02-VCND173 | no data | no data | no data | STRAINER DRAIN | no data | CND | PD-051B | no data | no data | Water | 2" | no data
no data | 02-VCND174 | no data | no data | no data | CONDENSATE IRON FILTER MANUAL ISOLATION | no data | CND | PD-052B | no data | no data | Water | 12" | no data
no data | 02-VCND175 | no data | no data | no data | INSTRUMENT ISOLATION | no data | CND | PD-052B | no data | no data | Water | 0.5" | no data
no data | 02-VCND176 | no data | no data | no data | STRAINER DRAIN | no data | CND | PD-051B | no data | no data | Water | 2" | no data
no data | 02-VCND177 | no data | no data | no data | IRON FILTER VENT | no data | CND | PD-052B | no data | no data | Water | 0.75" | no data
no data | 02-VCND178 | no data | no data | no data | STRAINER DRAIN | no data | CND | PD-051B | no data | no data | Water | 2" | no data
no data | 02-VCND179 | no data | no data | no data | INSTRUMENT ISOLATION | no data | CND | PD-051B | no data | no data | Water | 0.75" | no data
no data | 02-VCND180 | no data | no data | no data | INSTRUMENT ISOLATION | no data | CND | PD-052B | no data | no data | Water | 0.75" | no data
no data | Tag Number | no data | no data | no data | Description | no data | System | P&ID | no data | no data | Working Fluid | Size (in) | no data
no data | 02-VCND181 | no data | no data | no data | INSTRUMENT ISOLATION | no data | CND | PD-051B | no data | no data | Water | 0.75" | no data
no data | 02-VCND182 | no data | no data | no data | VENT VALVE | no data | CND | PD-052B | no data | no data | Water | 2" | no data
no data | 02-VCND183 | no data | no data | no data | INSTRUMENT ISOLATION | no data | CND | PD-051B | no data | no data | Water | 0.75" | no data
no data | 02-VCND184 | no data | no data | no data | INSTRUMENT ISOLATION | no data | CND | PD-052B | no data | no data | Water | 0.75" | no data
no data | 02-VCND185 | no data | no data | no data | CND PUMP DISCHARGE CHECK VALVE | no data | CND | PD-051B | no data | no data | Water | 10" | no data
no data | 02-VCND186 | no data | no data | no data | VENT VALVE | no data | CND | PD-052B | no data | no data | Water | 0.75" | no data
no data | 02-VCND187 | no data | no data | no data | INSTRUMENT ISOLATION | no data | CND | PD-052B | no data | no data | Water | 0.75" | no data
no data | 02-VCND188 | no data | no data | no data | DRAIN VALVE | no data | CND | PD-052B | no data | no data | Water | 0.75" | no data
no data | 02-VCND189 | no data | no data | no data | DRAIN VALVE | no data | CND | PD-051B | no data | no data | Water | 0.75" | no data
no data | 02-VCND190 | no data | no data | no data | INSTRUMENT ISOLATION | no data | CND | PD-052B | no data | no data | Water | 0.5" | no data
no data | 02-VCND191 | no data | no data | no data | STRAINER VENT | no data | CND | PD-051B | no data | no data | Water | 0.5" | no data
no data | 02-VCND192 | no data | no data | no data | INSTRUMENT ISOLATION | no data | CND | PD-051B | no data | no data | Water | 0.75" | no data
no data | 02-VCND193 | no data | no data | no data | INSTRUMENT ISOLATION | no data | CND | PD-052B | no data | no data | Water | 0.75" | no data
no data | 02-VCND194 | no data | no data | no data | CND PUMP DISCHARGE ISOLATION | no data | CND | PD-051B | no data | no data | Water | 10" | no data
no data | 02-VCND195 | no data | no data | no data | DRAIN VALVE | no data | CND | PD-053B | no data | no data | Water | 0.75" | no data
no data | 02-VCND196 | no data | no data | no data | DRAIN VALVE | no data | CND | PD-051B | no data | no data | Water | 0.75" | no data
no data | 02-VCND197 | no data | no data | no data | DRAIN VALVE | no data | CND | PD-054B | no data | no data | Water | 0.75" | no data
no data | 02-VCND198 | no data | no data | no data | HP DRAINS TANK QUENCH SPRAY VALVE ISOLATION | no data | CND | PD-304B | no data | no data | Water | 3" | no data
no data | 02-VCND200 | no data | no data | no data | DRAIN VALVE | no data | CND | PD-304B | no data | no data | Water | 0.75" | no data
no data | 02-VCND201 | no data | no data | no data | GLAND STEAM DSH SPRAY ISOLATION | no data | CND | PD-300B | no data | no data | Water | 1" | no data
no data | 02-VCND207 | no data | no data | no data | VENT VALVE | no data | CND | PD-300B | no data | no data | Water | 0.5" | no data
no data | 02-VCND209 | no data | no data | no data | VENT VALVE | no data | CND | PD-300B | no data | no data | Water | 0.5" | no data
no data | 02-VCND210 | no data | no data | no data | VENT VALVE | no data | CND | PD-054B | no data | no data | Water | 0.75" | no data
no data | 02-VCND211 | no data | no data | no data | DRAIN VALVE | no data | CND | PD-300B | no data | no data | Water | 0.75" | no data
no data | 02-VCND212 | no data | no data | no data | GLAND STEAM DSH SPRAY SUPPLY ISOLATION | no data | CND | PD-300B | no data | no data | Water | 1" | no data
no data | 02-VCND213 | no data | no data | no data | GLAND STEAM DSH SPRAY CHECK | no data | CND | PD-300B | no data | no data | Water | 1" | no data
no data | 02-VCND214 | no data | no data | no data | LP DRAINS TANK SPRAY SUPPLY CV ISOLATION | no data | CND | PD-305B | no data | no data | Water | 2.5" | no data
no data | 02-VCND215 | no data | no data | no data | DRAIN VALVE | no data | CND | PD-305B | no data | no data | Water | 0.75" | no data
no data | 02-VCND221 | no data | no data | no data | LP BYPASS SPRAY SUPPLY ISOLATION | no data | CND | PD-052B | no data | no data | Water | 1.5" | no data
no data | 02-VCND223 | no data | no data | no data | CND TO CRH VENTILATOR SPRAY ISOLATION | no data | CND | PD-052B | no data | no data | Water | 3" | no data
no data | 02-VCND224 | no data | no data | no data | HRH BYPASS SPRAY SUPPLY ISOLATION | no data | CND | PD-052B | no data | no data | Water | 6" | no data
no data | 02-VCND225 | no data | no data | no data | CND STRAINER ISOLATION | no data | CND | PD-052B | no data | no data | Water | 8" | no data
no data | 02-VCND226 | no data | no data | no data | STRAINER DRAIN | no data | CND | PD-052B | no data | no data | Water | 1.5" | no data
no data | 02-VCND227 | no data | no data | no data | CND STRAINER ISOLATION | no data | CND | PD-052B | no data | no data | Water | 8" | no data
no data | 02-VCND228 | no data | no data | no data | CND STRAINER ISOLATION | no data | CND | PD-052B | no data | no data | Water | 8" | no data
no data | 02-VCND229 | no data | no data | no data | STRAINER DRAIN VALVE | no data | CND | PD-052B | no data | no data | Water | 1.5" | no data
no data | 02-VCND230 | no data | no data | no data | CND STRAINER ISOLATION | no data | CND | PD-052B | no data | no data | Water | 8" | no data
no data | 02-VCND231 | no data | no data | no data | STRAINER VENT VALVE | no data | CND | PD-052B | no data | no data | Water | 1.5" | no data
no data | 02-VCND232 | no data | no data | no data | STRAINER VENT VALVE | no data | CND | PD-052B | no data | no data | Water | 1.5" | no data
no data | 02-VCND233 | no data | no data | no data | INSTRUMENT ISOLATION | no data | CND | PD-052B | no data | no data | Water | 0.75" | no data
no data | 02-VCND234 | no data | no data | no data | INSTRUMENT ISOLATION | no data | CND | PD-052B | no data | no data | Water | 0.75" | no data
no data | 02-VCND235 | no data | no data | no data | DEMIN FILL TO CND CHECK | no data | CND | PD-052B | no data | no data | Water | 3" | no data
no data | 02-VCND236 | no data | no data | no data | DEMIN FILL TO CND STOP CHECK | no data | CND | PD-052B | no data | no data | Water | 3" | no data
no data | 02-VCND237 | no data | no data | no data | DRAIN/HYDRO FILL VALVE | no data | CND | PD-052B | no data | no data | Water | 0.75" | no data
no data | 02-VCND238 | no data | no data | no data | DEMIN FILL TO CND ISOLATION | no data | CND | PD-052B | no data | no data | Water | 3" | no data
no data | 02-VCND239 | no data | no data | no data | ECA COOLER PUMP DISCHARGE CHECK | no data | CND | PD-054B | no data | no data | Water | 6" | no data
no data | 02-VCND240 | no data | no data | no data | INSTRUMENT ISOLATION | no data | CND | PD-054B | no data | no data | Water | 0.75" | no data
no data | 02-VCND241 | no data | no data | no data | ECA COOLER PUMP DISCHARGE CHECK | no data | CND | PD-054B | no data | no data | Water | 6" | no data
no data | 02-VCND242 | no data | no data | no data | ECA COOLING LOOP SUPPLY CHECK | no data | CND | PD-054B | no data | no data | Water | 6" | no data
no data | 02-VCND243 | no data | no data | no data | ECA COOLING LOOP MANUAL FLOW THROTTLING VALVE | no data | CND | PD-054B | no data | no data | Water | 6" | no data
no data | 02-VCND244 | no data | no data | no data | STEAM DRAINS PUMP SEAL WATER SUPPLY ISOLATION | no data | CND | PD-306B | no data | no data | Water | 0.5" | no data
no data | 02-VCND245 | no data | no data | no data | STEAM DRAINS PUMP SEAL WATER SUPPLY THROTTLING VALVE | no data | CND | PD-306B | no data | no data | Water | 0.5" | no data
no data | 02-VCND247 | no data | no data | no data | INSTRUMENT ISOLATION | no data | CND | PD-306B | no data | no data | Water | 0.5" | no data
no data | 02-VCND248 | no data | no data | no data | STEAM DRAINS PUMP SEAL WATER SUPPLY CHECK | no data | CND | PD-306B | no data | no data | Water | 0.5" | no data
no data | 02-VCND258 | no data | no data | no data | VENT VALVE | no data | CND | PD-050B | no data | no data | Water | 0.75" | no data
no data | 02-VCND259 | no data | no data | no data | DRAIN VALVE | no data | CND | PD-050B | no data | no data | Water | 0.75" | no data
no data | 02-VCND260 | no data | no data | no data | DRAIN VALVE | no data | CND | PD-034B | no data | no data | Water | 0.75" | no data
no data | 02-VCND261 | no data | no data | no data | LP DRAINS TANK QUENCH TCV ISOLATION | no data | CND | PD-305B | no data | no data | Water | 2.5" | no data
no data | 02-VCND262 | no data | no data | no data | LP DRAINS TANK QUENCH TCV BYPASS VALVE | no data | CND | PD-305B | no data | no data | Water | 2" | no data
no data | 02-VCND271 | no data | no data | no data | STRAINER DRAIN | no data | CND | PD-052B | no data | no data | Water | 0.5" | no data
no data | 02-VCND272 | no data | no data | no data | STEAM DRAINS PUMP SEAL WATER SUPPLY THROTTLING VALVE | no data | CND | PD-306B | no data | no data | Water | 0.5" | no data
no data | 02-VCND273 | no data | no data | no data | VENT VALVE | no data | CND | PD-306B | no data | no data | Water | 0.5" | no data
no data | 02-VCND274 | no data | no data | no data | INSTRUMENT ISOLATION | no data | CND | PD-306B | no data | no data | Water | 0.5" | no data
no data | 02-VCND275 | no data | no data | no data | INSTRUMENT ISOLATION | no data | CND | PD-306B | no data | no data | Water | 0.5" | no data
no data | Tag Number | no data | no data | no data | Description | no data | System | P&ID | no data | no data | Working Fluid | Size (in) | no data
no data | 02-VCND277 | no data | no data | no data | STEAM DRAINS PUMP SEAL WATER SUPPLY CHECK | no data | CND | PD-306B | no data | no data | Water | 0.5" | no data
no data | 02-VCND278 | no data | no data | no data | INSTRUMENT ISOLATION | no data | CND | PD-306B | no data | no data | Water | 0.5" | no data
no data | 02-VCND279 | no data | no data | no data | STEAM DRAINS PUMP SEAL WATER SUPPLY THROTTLING VALVE | no data | CND | PD-306B | no data | no data | Water | 0.5" | no data
no data | 02-VCND280 | no data | no data | no data | STEAM DRAINS PUMP SEAL WATER SUPPLY ISOLATION | no data | CND | PD-306B | no data | no data | Water | 0.5" | no data
no data | 02-VCND301 | no data | no data | no data | INSTRUMENT ISOLATION | no data | CND | PD-034B | no data | no data | Water | 0.5" | no data
no data | 02-VCND302 | no data | no data | no data | INSTRUMENT ISOLATION | no data | CND | PD-034B | no data | no data | Water | 0.5" | no data
no data | 02-VCND307 | no data | no data | no data | VENT VALVE | no data | CND | PD-034B | no data | no data | Water | 0.75" | no data
no data | 02-VCND308 | no data | no data | no data | INSTRUMENT ISOLATION | no data | CND | PD-052B | no data | no data | Water | 0.5" | no data
no data | 02-VCND309 | no data | no data | no data | LP ECONOMIZER BYPASS CV ISOLATION | no data | CND | PD-053B | no data | no data | Water | 8" | no data
no data | 02-VCND311 | no data | no data | no data | ECA COOLER PUMP SUCTION ISOLATION | no data | CND | PD-054B | no data | no data | Water | 6" | no data
no data | 02-VCND312 | no data | no data | no data | INSTRUMENT ISOLATION | no data | CND | PD-054B | no data | no data | Water | 0.75" | no data
no data | 02-VCND313 | no data | no data | no data | ECA COOLER PUMP SUCTION ISOLATION | no data | CND | PD-054B | no data | no data | Water | 6" | no data
no data | 02-VCND314 | no data | no data | no data | ECA COOLER PUMP DISCHARGE ISOLATION | no data | CND | PD-054B | no data | no data | Water | 6" | no data
no data | 02-VCND315 | no data | no data | no data | INSTRUMENT ISOLATION | no data | CND | PD-054B | no data | no data | Water | 0.75" | no data
no data | 02-VCND320 | no data | no data | no data | STRAINER VENT VALVE | no data | CND | PD-051B | no data | no data | Water | 0.5" | no data
no data | 02-VCND321 | no data | no data | no data | INSTRUMENT ISOLATION | no data | CND | PD-052B | no data | no data | Water | 0.5" | no data
no data | 02-VCND322 | no data | no data | no data | INSTRUMENT ISOLATION | no data | CND | PD-052B | no data | no data | Water | 0.5" | no data
no data | 02-VCND323 | no data | no data | no data | CONDENSATE RECIRC STRAINER ISOLATION | no data | CND | PD-053B | no data | no data | Water | 8" | no data
no data | 02-VCND324 | no data | no data | no data | ACC CURTAIN SPRAY CV ISOLATION | no data | CND | PD-052B | no data | no data | Water | 4" | no data
no data | 02-VCND326 | no data | no data | no data | ACC CURTAIN SPRAY CV ISOLATION | no data | CND | PD-052B | no data | no data | Water | 4" | no data
no data | 02-VCND327 | no data | no data | no data | ACC CURTAIN SPRAY CV BYPASS VALVE | no data | CND | PD-052B | no data | no data | Water | 2" | no data
no data | 02-VCND328 | no data | no data | no data | INSTRUMENT ISOLATION | no data | CND | PD-052B | no data | no data | Water | 0.75" | no data
no data | 02-VCND329 | no data | no data | no data | CONDENSATE PUMP DISCHARGE ISOLATION | no data | CND | PD-051B | no data | no data | Water | 10" | no data
no data | 02-VCND330 | no data | no data | no data | STRAINER VENT VALVE | no data | CND | PD-051B | no data | no data | Water | 0.5" | no data
no data | 02-VCND333 | no data | no data | no data | CND PUMP VENT VALVE | no data | CND | PD-051B | no data | no data | Water | 1" | no data
no data | 02-VCND335 | no data | no data | no data | INSTRUMENT ISOLATION | no data | CND | PD-054B | no data | no data | Water | 0.75" | no data
no data | 02-VCND337 | no data | no data | no data | INSTRUMENT ISOLATION | no data | CND | PD-053B | no data | no data | Water | 0.75" | no data
no data | 02-VCND338 | no data | no data | no data | INSTRUMENT ISOLATION | no data | CND | PD-053B | no data | no data | Water | 0.75" | no data
no data | 02-VCND339 | no data | no data | no data | INSTRUMENT ISOLATION | no data | CND | PD-053B | no data | no data | Water | 0.75" | no data
no data | 02-VCND340 | no data | no data | no data | ECA COOLER LOOP RETURN VALVE ISOLATION | no data | CND | PD-054B | no data | no data | Water | 6" | no data
no data | 02-VCND341 | no data | no data | no data | DRAIN VALVE | no data | CND | PD-054B | no data | no data | Water | 0.75" | no data
no data | 02-VCND342 | no data | no data | no data | INSTRUMENT ISOLATION | no data | CND | PD-054B | no data | no data | Water | 0.75" | no data
no data | 02-VCND343 | no data | no data | no data | ECA COOLER LOOP RETURN VALVE ISOLATION | no data | CND | PD-054B | no data | no data | Water | 6" | no data
no data | 02-VCND344 | no data | no data | no data | INSTRUMENT ISOLATION | no data | CND | PD-054B | no data | no data | Water | 0.75" | no data
no data | 02-VCND348 | no data | no data | no data | DRAIN VALVE | no data | CND | PD-054B | no data | no data | Water | 0.75" | no data
no data | 02-VCND349 | no data | no data | no data | DRAIN VALVE | no data | CND | PD-054B | no data | no data | Water | 0.75" | no data
no data | 02-VCND352 | no data | no data | no data | ECA COOLER LOOP SUPPLY VALVE ISOLATION | no data | CND | PD-054B | no data | no data | Water | 6" | no data
no data | 02-VCND357 | no data | no data | no data | INSTRUMENT ISOLATION | no data | CND | PD-054B | no data | no data | Water | 0.75" | no data
no data | 02-VCND359 | no data | no data | no data | ECA COOLER PUMP DISCHARGE ISOLATION | no data | CND | PD-054B | no data | no data | Water | 6" | no data
no data | 02-VCND360 | no data | no data | no data | STRAINER VENT VALVE | no data | CND | PD-051B | no data | no data | Water | 0.5" | no data
no data | 02-VCND361 | no data | no data | no data | STRAINER DRAIN VALVE | no data | CND | PD-051B | no data | no data | Water | 2" | no data
no data | 02-VCND362 | no data | no data | no data | IRON FILTER DRAIN VALVE | no data | CND | PD-052B | no data | no data | Water | 0.75" | no data
no data | 02-VCND363 | no data | no data | no data | DRAIN VALVE | no data | CND | PD-030B | no data | no data | Water | 0.75" | no data
no data | 02-VCND366 | no data | no data | no data | HP DRAINS TANK QUENCH TCV BYPASS VALVE | no data | CND | PD-304B | no data | no data | Water | 1.5" | no data
no data | 02-VCND367 | no data | no data | no data | HP DRAINS TANK QUENCH TCV ISOLATION | no data | CND | PD-304B | no data | no data | Water | 3" | no data
no data | 02-VCND375 | no data | no data | no data | INSTRUMENT ISOLATION | no data | CND | PD-053B | no data | no data | Water | 0.75" | no data
no data | 02-VCND376 | no data | no data | no data | VENT VALVE | no data | CND | PD-053B | no data | no data | Water | 0.75" | no data
no data | 02-VCND377 | no data | no data | no data | DRAIN VALVE | no data | CND | PD-053B | no data | no data | Water | 0.75" | no data
no data | 02-VCND378 | no data | no data | no data | VENT VALVE | no data | CND | PD-053B | no data | no data | Water | 0.75" | no data
no data | 02-VCND379 | no data | no data | no data | VENT VALVE | no data | CND | PD-053B | no data | no data | Water | 0.75" | no data
no data | 02-VCND380 | no data | no data | no data | DRAIN VALVE | no data | CND | PD-034B | no data | no data | Water | 0.75" | no data
no data | 02-VCND381 | no data | no data | no data | VENT VALVE | no data | CND | PD-034B | no data | no data | Water | 0.75" | no data
no data | 02-VCND400 | no data | no data | no data | VENT VALVE | no data | CND | PD-052B | no data | no data | Water | 1" | no data
no data | 02-VCND401 | no data | no data | no data | VENT | no data | CND | PD-052B | no data | no data | Water | 1" | no data
no data | 02-VCND402 | no data | no data | no data | DRAIN VALVE | no data | CND | PD-052B | no data | no data | Water | 1" | no data
no data | 02-VCND403 | no data | no data | no data | DRAIN VALVE | no data | CND | PD-052B | no data | no data | Water | 1" | no data
no data | 02-VCND404 | no data | no data | no data | VENT VALVE | no data | CND | PD-053B | no data | no data | Water | 0.5" | no data
no data | 02-VCND405 | no data | no data | no data | VENT VALVE | no data | CND | PD-053B | no data | no data | Water | 0.75" | no data
no data | 02-VCND406 | no data | no data | no data | STRAINER DRAIN VALVE | no data | CND | PD-300B | no data | no data | Water | 0.75" | no data
no data | 02-VCND407 | no data | no data | no data | VENT VALVE | no data | CND | PD-054B | no data | no data | Water | 0.75" | no data
no data | 02-VCND408 | no data | no data | no data | DRAIN VALVE | no data | CND | PD-054B | no data | no data | Water | 0.75" | no data
no data | 02-VCND410 | no data | no data | no data | VENT VALVE | no data | CND | PD-054B | no data | no data | Water | 0.75" | no data
no data | 02-VCND411 | no data | no data | no data | VENT VALVE | no data | CND | PD-054B | no data | no data | Water | 0.75" | no data
no data | 02-VCND420 | no data | no data | no data | ECA COOLER PUMP DRAIN | no data | CND | PD-054B | no data | no data | Water | 0.75" | no data
no data | Tag Number | no data | no data | no data | Description | no data | System | P&ID | no data | no data | Working Fluid | Size (in) | no data
no data | 02-VCND421 | no data | no data | no data | ECA COOLER PUMP DRAIN | no data | CND | PD-054B | no data | no data | Water | 0.75" | no data
no data | 02-VCND576 | no data | no data | no data | DRAIN VALVE | no data | CND | PD-053B | no data | no data | Water | 0.75" | no data
no data | 02-VCND577 | no data | no data | no data | DRAIN | no data | CND | PD-053B | no data | no data | Water | 0.75" | no data
no data | 02-VCRH101 | no data | no data | no data | CRH TO AXS BLOCK/CONTROL VALVE DRAIN VALVE | no data | CRH | PD-030B | no data | no data | Steam | 0.75" | no data
no data | 02-VCRH102 | no data | no data | no data | PIT CONNECTION ROOT VALVE | no data | CRH | PD-030B | no data | no data | Steam | 0.75" | no data
no data | 02-VCRH103 | no data | no data | no data | PIT CONNECTION BLOCK VALVE | no data | CRH | PD-030B | no data | no data | Steam | 0.75" | no data
no data | 02-VCRH104 | no data | no data | no data | DRIP LEG LS ROOT VALVE | no data | CRH | PD-030B | no data | no data | Steam | 1" | no data
no data | 02-VCRH105 | no data | no data | no data | DRIP LEG LS ROOT VALVE | no data | CRH | PD-030B | no data | no data | Steam | 1" | no data
no data | 02-VCRH106 | no data | no data | no data | DRIP LEG LS ROOT VALVE | no data | CRH | PD-030B | no data | no data | Steam | 1" | no data
no data | 02-VCRH107 | no data | no data | no data | DRIP LEG LS ROOT VALVE | no data | CRH | PD-030B | no data | no data | Steam | 1" | no data
no data | 02-VCRH108 | no data | no data | no data | DRIP LEG LS ROOT VALVE | no data | CRH | PD-030B | no data | no data | Steam | 1" | no data
no data | 02-VCRH109 | no data | no data | no data | DRIP LEG LS ROOT VALVE | no data | CRH | PD-030B | no data | no data | Steam | 1" | no data
no data | 02-VCRH110 | no data | no data | no data | DRIP LEG LS ROOT VALVE | no data | CRH | PD-030B | no data | no data | Steam | 1" | no data
no data | 02-VCRH111 | no data | no data | no data | DRIP LEG DRAIN | no data | CRH | PD-031B | no data | no data | Steam | 2" | no data
no data | 02-VCRH112 | no data | no data | no data | DRIP LEG LS VENT/DRAIN VALVE | no data | CRH | PD-030B | no data | no data | Steam | 1" | no data
no data | 02-VCRH115 | no data | no data | no data | HYDRO/VENT CONNECTION VALVE | no data | CRH | PD-031B | no data | no data | Steam | 0.75" | no data
no data | 02-VCRH117 | no data | no data | no data | DRIP LEG LS ROOT VALVE | no data | CRH | PD-031B | no data | no data | Steam | 1" | no data
no data | 02-VCRH120 | no data | no data | no data | CRH TO AXS VENT VALVE | no data | CRH | PD-124B | no data | no data | Steam | 0.75" | no data
no data | 02-VCRH121 | no data | no data | no data | CRH TO AXS VENT VALVE | no data | CRH | PD-124B | no data | no data | Steam | 0.75" | no data
no data | 02-VCRH122 | no data | no data | no data | DRIP LEG LS ROOT VALVE | no data | CRH | PD-031B | no data | no data | Steam | 1" | no data
no data | 02-VCRH123 | no data | no data | no data | DRIP LEG LS VENT/DRAIN VALVE | no data | CRH | PD-030B | no data | no data | Steam | 0.75" | no data
no data | 02-VCRH124 | no data | no data | no data | DRIP LEG LS VENT/DRAIN VALVE | no data | CRH | PD-031B | no data | no data | Steam | 0.75" | no data
no data | 02-VCRH125 | no data | no data | no data | DRIP LEG LS VENT/DRAIN VALVE | no data | CRH | PD-030B | no data | no data | Steam | 0.75" | no data
no data | 02-VCRH127 | no data | no data | no data | DRIP LEG DRAIN | no data | CRH | PD-030B | no data | no data | Steam | 2" | no data
no data | 02-VCRH128 | no data | no data | no data | PIT CONNECTION BLOCK VALVE | no data | CRH | PD-030B | no data | no data | Steam | 0.75" | no data
no data | 02-VCRH130 | no data | no data | no data | DRIP LEG DRAIN | no data | CRH | PD-030B | no data | no data | Steam | 2" | no data
no data | 02-VCRH131 | no data | no data | no data | VENTILATOR VALVE BLOCK VALVE | no data | CRH | PD-030B | no data | no data | Steam | 10" | no data
no data | 02-VCRH133 | no data | no data | no data | DRIP LEG DRAIN VALVE | no data | CRH | PD-030B | no data | no data | Steam | 2" | no data
no data | 02-VCRH134 | no data | no data | no data | DRIP LEG DRAIN VALVE | no data | CRH | PD-030B | no data | no data | Steam | 2" | no data
no data | 02-VCRH135 | no data | no data | no data | DRIP LEG DRAIN VALVE | no data | CRH | PD-030B | no data | no data | Steam | 2" | no data
no data | 02-VCRH136 | no data | no data | no data | DRIP LEG DRAIN VALVE | no data | CRH | PD-031B | no data | no data | Steam | 2" | no data
no data | 02-VCRH137 | no data | no data | no data | DRIP LEG LS ROOT VALVE | no data | CRH | PD-031B | no data | no data | Steam | 1" | no data
no data | 02-VCRH138 | no data | no data | no data | DRIP LEG DRAIN VALVE | no data | CRH | PD-030B | no data | no data | Steam | 2" | no data
no data | 02-VCRH139 | no data | no data | no data | PTC CONNECTION | no data | CRH | PD-030B | no data | no data | Steam | 0.75" | no data
no data | 02-VCRH141 | no data | no data | no data | PIT CONNECTION BLOCK VALVE | no data | CRH | PD-030B | no data | no data | Steam | 0.75" | no data
no data | 02-VCRH142 | no data | no data | no data | PIT CONNECTION BLOCK VALVE | no data | CRH | PD-030B | no data | no data | Steam | 0.75" | no data
no data | 02-VCRH143 | no data | no data | no data | PIT CONNECTION BLOCK VALVE | no data | CRH | PD-030B | no data | no data | Steam | 0.75" | no data
no data | 02-VCRH144 | no data | no data | no data | PIT CONNECTION BLOCK VALVE | no data | CRH | PD-030B | no data | no data | Steam | 0.75" | no data
no data | 02-VCRH146 | no data | no data | no data | DRIP LEG LS ROOT VALVE | no data | CRH | PD-031B | no data | no data | Steam | 1" | no data
no data | 02-VCRH147 | no data | no data | no data | DRIP LEG LS VENT/DRAIN VALVE | no data | CRH | PD-031B | no data | no data | Steam | 0.75" | no data
no data | 02-VCRH148 | no data | no data | no data | PT CONNECTION ROOT VALVE | no data | CRH | PD-031B | no data | no data | Steam | 0.75" | no data
no data | 02-VCRH150 | no data | no data | no data | DRIP LEG LS VENT/DRAIN VALVE | no data | CRH | PD-030B | no data | no data | Steam | 0.75" | no data
no data | 02-VCRH151 | no data | no data | no data | DRIP LEG LS VENT/DRAIN VALVE | no data | CRH | PD-030B | no data | no data | Steam | 0.75" | no data
no data | 02-VCRH154 | no data | no data | no data | DRIP LEG LS ROOT VALVE | no data | CRH | PD-030B | no data | no data | Steam | 1" | no data
no data | 02-VCRH155 | no data | no data | no data | DRIP LEG LS ROOT VALVE | no data | CRH | PD-030B | no data | no data | Steam | 1" | no data
no data | 02-VCRH156 | no data | no data | no data | DRIP LEG LS ROOT VALVE | no data | CRH | PD-030B | no data | no data | Steam | 1" | no data
no data | 02-VCRH157 | no data | no data | no data | DRIP LEG LS ROOT VALVE | no data | CRH | PD-030B | no data | no data | Steam | 1" | no data
no data | 02-VCRH158 | no data | no data | no data | DRIP LEG LS VENT/DRAIN VALVE | no data | CRH | PD-030B | no data | no data | Steam | 0.75" | no data
no data | 02-VCRH159 | no data | no data | no data | HYDRO/VENT CONNECTION VALVE | no data | CRH | PD-031B | no data | no data | Steam | 0.75" | no data
no data | 02-VCRH160 | no data | no data | no data | DRIP LEG LS VENT/DRAIN VALVE | no data | CRH | PD-030B | no data | no data | Steam | 0.75" | no data
no data | 02-VCRH161 | no data | no data | no data | DRIP LEG LS VENT/DRAIN VALVE | no data | CRH | PD-030B | no data | no data | Steam | 0.75" | no data
no data | 02-VCRH162 | no data | no data | no data | CRH TO AXS VENT VALVE | no data | CRH | PD-124B | no data | no data | Steam | 0.75" | no data
no data | 02-VCRH165 | no data | no data | no data | HYDRO/VENT CONNECTION VALVE | no data | CRH | PD-031B | no data | no data | Steam | 0.75" | no data
no data | 02-VCRH166 | no data | no data | no data | FIT/FE ROOT VALVE | no data | CRH | PD-031B | no data | no data | Steam | 0.75" | no data
no data | 02-VCRH169 | no data | no data | no data | DRIP LEG LS ROOT VALVE | no data | CRH | PD-031B | no data | no data | Steam | 1" | no data
no data | 02-VCRH170 | no data | no data | no data | DRIP LEG LS ROOT VALVE | no data | CRH | PD-031B | no data | no data | Steam | 1" | no data
no data | 02-VCRH171 | no data | no data | no data | DRIP LEG LS ROOT VALVE | no data | CRH | PD-031B | no data | no data | Steam | 1" | no data
no data | 02-VCRH172 | no data | no data | no data | DRIP LEG LS ROOT VALVE | no data | CRH | PD-031B | no data | no data | Steam | 1" | no data
no data | 02-VCRH173 | no data | no data | no data | DRIP LEG LS VENT/DRAIN VALVE | no data | CRH | PD-031B | no data | no data | Steam | 0.75" | no data
no data | 02-VCRH174 | no data | no data | no data | DRIP LEG LS VENT/DRAIN VALVE | no data | CRH | PD-031B | no data | no data | Steam | 0.75" | no data
no data | 02-VCRH175 | no data | no data | no data | DRIP LEG LS ROOT VALVE | no data | CRH | PD-030B | no data | no data | Steam | 1" | no data
no data | 02-VCRH176 | no data | no data | no data | DRIP LEG LS ROOT VALVE | no data | CRH | PD-030B | no data | no data | Steam | 1" | no data
no data | 02-VCRH177 | no data | no data | no data | DRIP LEG LS ROOT VALVE | no data | CRH | PD-030B | no data | no data | Steam | 1" | no data
no data | 02-VCRH178 | no data | no data | no data | DRIP LEG LS ROOT VALVE | no data | CRH | PD-030B | no data | no data | Steam | 1" | no data
no data | Tag Number | no data | no data | no data | Description | no data | System | P&ID | no data | no data | Working Fluid | Size (in) | no data
no data | 02-VCRH180 | no data | no data | no data | CRH TO AXS ISOLATION | no data | CRH | PD-124B | no data | no data | Steam | 3" | no data
no data | 02-VCRH181 | no data | no data | no data | CRH TO AXS ISOLATION | no data | CRH | PD-124B | no data | no data | Steam | 4" | no data
no data | 02-VCRH182 | no data | no data | no data | CRH TO AXS VENT VALVE | no data | CRH | PD-124B | no data | no data | Steam | 0.75" | no data
no data | 02-VCRH183 | no data | no data | no data | CRH TO AXS ISOLATION | no data | CRH | PD-124B | no data | no data | Steam | 4" | no data
no data | 02-VCRH184 | no data | no data | no data | CRH TO AXS ISOLATION | no data | CRH | PD-124B | no data | no data | Steam | 6" | no data
no data | 02-VCRH185 | no data | no data | no data | DRIP LEG DRAIN | no data | CRH | PD-031B | no data | no data | Steam | 2" | no data
no data | 02-VCRH186 | no data | no data | no data | HYDRO/VENT CONNECTION VALVE | no data | CRH | PD-031B | no data | no data | Steam | 0.75" | no data
no data | 02-VCTP101 | no data | no data | no data | UNIT 2 ECA COOLER DRAIN VALVE (B) ISOLATION | no data | CTP | PD-335B | no data | no data | Air/Water | 1" | no data
no data | 02-VCTP102 | no data | no data | no data | DRAIN ISOLATION | no data | CTP | PD-336B | no data | no data | Air/Water | 0.75" | no data
no data | 02-VCTP103 | no data | no data | no data | UNIT 2 BLADE RING DRAIN ISOLATION | no data | CTP | PD-335B | no data | no data | Air/Water | 2" | no data
no data | 02-VCTP104 | no data | no data | no data | UNIT 2 ECA DRAIN MIST DEPARATOR DRAIN VALVE (B) ISOLATION | no data | CTP | PD-335B | no data | no data | Air/Water | 1" | no data
no data | 02-VCTP105 | no data | no data | no data | UNIT 2 BLADE COMBUSTOR ISOLATION | no data | CTP | PD-335B | no data | no data | Air/Water | 1" | no data
no data | 02-VCTP106 | no data | no data | no data | UNIT 2 ECA DRAIN MIST DEPARATOR DRAIN VALVE (A) ISOLATION | no data | CTP | PD-335B | no data | no data | Air/Water | 2" | no data
no data | 02-VCTP107 | no data | no data | no data | UNIT 2 ECA COOLER DRAIN VALVE (A) ISOLATION | no data | CTP | PD-335B | no data | no data | Air/Water | 2" | no data
no data | 02-VCTP108 | no data | no data | no data | UNIT 2 COOLING AIR COOLER (HIGH TEMP) DRAIN VALVE (B) ISOLATION | no data | CTP | PD-335B | no data | no data | Air/Water | 1" | no data
no data | 02-VCTP109 | no data | no data | no data | UNIT 2 COOLING AIR COOLER (HIGH TEMP) DRAIN VALVE (A) ISOLATION | no data | CTP | PD-335B | no data | no data | Air/Water | 2" | no data
no data | 02-VCTP110 | no data | no data | no data | UNIT 2 COOLING AIR COOLER (LOW TEMP) DRAIN VALVE (A) ISOLATION | no data | CTP | PD-335B | no data | no data | Air/Water | 2" | no data
no data | 02-VCTP111 | no data | no data | no data | UNIT 2 COOLING AIR COOLER (LOW TEMP) DRAIN VALVE (B) ISOLATION | no data | CTP | PD-335B | no data | no data | Air/Water | 1" | no data
no data | 02-VCTP113 | no data | no data | no data | UNIT 2 2C COOLER DRAIN VALVE ISOLATION | no data | CTP | PD-336B | no data | no data | Air/Water | 4" | no data
no data | 02-VCTP114 | no data | no data | no data | DRAIN ISOLATION | no data | CTP | PD-334B | no data | no data | AIR/OIL | 0.75" | no data
no data | 02-VCTP115 | no data | no data | no data | DRAIN ISOLATION | no data | CTP | PD-336B | no data | no data | AIR | 0.75" | no data
no data | 02-VCTP116 | no data | no data | no data | DRAIN ISOLATION | no data | CTP | PD-336B | no data | no data | AIR | 0.75" | no data
no data | 02-VCTP117 | no data | no data | no data | COOLING AIR TO FUEL GAS NOZZLE ISOLATION | no data | CTP | PD-336B | no data | no data | AIR | 6" | no data
no data | 02-VCTP120 | no data | no data | no data | DRAIN ISOLATION | no data | CTP | PD-334B | no data | no data | AIR/OIL | 0.75" | no data
no data | 02-VCTP146 | no data | no data | no data | DRAIN ISOLATION | no data | CTP | PD-336B | no data | no data | Air/Water | 0.75" | no data
no data | 02-VCTP179 | no data | no data | no data | DRAIN ISOLATION | no data | CTP | PD-333B | no data | no data | Water | 0.75" | no data
no data | 02-VCTP180 | no data | no data | no data | DRAIN ISOLATION | no data | CTP | PD-333B | no data | no data | Water | 0.75" | no data
no data | 02-VCTP181 | no data | no data | no data | DRAIN ISOLATION | no data | CTP | PD-333B | no data | no data | Water | 0.75" | no data
no data | 02-VCTP182 | no data | no data | no data | DRAIN ISOLATION | no data | CTP | PD-333B | no data | no data | Water | 0.75" | no data
no data | 02-VCTP183 | no data | no data | no data | DRAIN ISOLATION | no data | CTP | PD-333B | no data | no data | Water | 0.75" | no data
no data | 02-VCTP185 | no data | no data | no data | INSTRUMENT ISOLATION | no data | CTP | PD-333B | no data | no data | Water | 0.75" | no data
no data | 02-VCTP200 | no data | no data | no data | UNIT 2 WATER WASH TANK INLET ISOLATION | no data | CTP | PD-332 | no data | no data | Water | 10" | no data
no data | 02-VCTP219 | no data | no data | no data | INSTRUMENT ISOLATION | no data | CTP | PD-332 | no data | no data | Water | 0.75" | no data
no data | 02-VCTP221 | no data | no data | no data | UNIT 2 ON LINE WASH SUPPLY ISOLATION AT CT PACKAGE | no data | CTP | PD-332 | no data | no data | Water | 2" | no data
no data | 02-VCTP223 | no data | no data | no data | UNIT 2 ON LINE WASH CLEANING 3 WAY VALVE | no data | CTP | PD-332 | no data | no data | Water | 2" | no data
no data | 02-VCTP225 | no data | no data | no data | UNIT 2 ON LINE WASH SUPPLY ISOLATION AT WW SKID | no data | CTP | PD-332 | no data | no data | Water | 2" | no data
no data | 02-VCTP229 | no data | no data | no data | INSTRUMENT ISOLATION | no data | CTP | PD-332 | no data | no data | Water | 0.75" | no data
no data | 02-VCTP231 | no data | no data | no data | UNIT 2 OFF LINE WASH SUPPLY ISOLATION AT CT PACKAGE | no data | CTP | PD-332 | no data | no data | Water | 2" | no data
no data | 02-VCTP233 | no data | no data | no data | UNIT 2 OFF LINE WASH CLEANING 3 WAY VALVE | no data | CTP | PD-332 | no data | no data | Water | 2" | no data
no data | 02-VCTP235 | no data | no data | no data | UNIT 2 OFF LINE WASH SUPPLY ISOLATION AT WW SKID | no data | CTP | PD-332 | no data | no data | Water | 2" | no data
no data | 02-VDWS100 | no data | no data | no data | CALCITE FILTER SUPPLY CHECK | no data | DWS | PD-333B | no data | no data | Water | 3" | no data
no data | 02-VDWS101 | no data | no data | no data | INSTRUMENT | no data | DWS | PD-333B | no data | no data | Water | 0.75" | no data
no data | 02-VDWS104 | no data | no data | no data | UNIT 1 EVAP COOLER SUPPLY ISOLATION | no data | DWS | PD-333B | no data | no data | Water | 3" | no data
no data | 02-VDWS105 | no data | no data | no data | VENT | no data | DWS | PD-050B | no data | no data | Water | 0.75" | no data
no data | 02-VDWS106 | no data | no data | no data | CALCITE FILTER ISOLATION | no data | DWS | PD-333B | no data | no data | Water | 1" | no data
no data | 02-VDWS107 | no data | no data | no data | CALCITE FILTER CO2 INJECTION MODULE ISOLATION | no data | DWS | PD-333B | no data | no data | Water | 1" | no data
no data | 02-VDWS108 | no data | no data | no data | DRAIN | no data | DWS | PD-333B | no data | no data | Water | 0.75" | no data
no data | 02-VDWS109 | no data | no data | no data | INSTRUMENT | no data | DWS | PD-333B | no data | no data | Water | 0.75" | no data
no data | 02-VDWS110 | no data | no data | no data | INSTRUMENT | no data | DWS | PD-333B | no data | no data | Water | 0.75" | no data
no data | 02-VDWS202 | no data | no data | no data | UNIT 2 SAMPLE PANEL SUPPLY ISOLATION | no data | DWS | PD-411 | no data | no data | Water | 1" | no data
no data | 02-VDWS203 | no data | no data | no data | UNIT 2 PHOSPHATE DILUTION SUPPLY ISOLATION | no data | DWS | PD-411 | no data | no data | Water | 1" | no data
no data | 02-VDWS204 | no data | no data | no data | VENT | no data | DWS | PD-332 | no data | no data | Water | 0.75" | no data
no data | 02-VDWS205 | no data | no data | no data | WATER WASH SKID ISOLATION | no data | DWS | PD-332 | no data | no data | Water | 2" | no data
no data | 02-VDWS614 | no data | no data | no data | INSTRUMENT | no data | DWS | PD-270B | no data | no data | Water | 0.5" | no data
no data | 02-VDWS615 | no data | no data | no data | INSTRUMENT | no data | DWS | PD-270B | no data | no data | Water | 0.5" | no data
no data | 02-VDWS616 | no data | no data | no data | CCW HEAD TANK SUPPLY CHECK | no data | DWS | PD-270B | no data | no data | Water | 2" | no data
no data | 02-VDWS617 | no data | no data | no data | CCW HEAD TANK ISOLATION | no data | DWS | PD-270B | no data | no data | Water | 2" | no data
no data | 02-VDWS620 | no data | no data | no data | VENT | no data | DWS | PD-270B | no data | no data | Water | 0.75" | no data
no data | 02-VDWS636 | no data | no data | no data | CONTROL VALVE ISOLATION | no data | DWS | PD-050B | no data | no data | Water | 0.75" | no data
no data | 02-VDWS638 | no data | no data | no data | CONTROL VALVE ISOLATION | no data | DWS | PD-050B | no data | no data | Water | 4" | no data
no data | 02-VDWS639 | no data | no data | no data | CONTROL VALVE ISOLATION | no data | DWS | PD-050B | no data | no data | Water | 4" | no data
no data | 02-VDWS641 | no data | no data | no data | CONTROL VALVE ISOLATION | no data | DWS | PD-050B | no data | no data | Water | 6" | no data
no data | 02-VDWS642 | no data | no data | no data | CONTROL VALVE ISOLATION | no data | DWS | PD-050B | no data | no data | Water | 6" | no data
no data | 02-VDWS643 | no data | no data | no data | DRAIN | no data | DWS | PD-050B | no data | no data | Water | 0.75" | no data
no data | Tag Number | no data | no data | no data | Description | no data | System | P&ID | no data | no data | Working Fluid | Size (in) | no data
no data | 02-VDWS648 | no data | no data | no data | DRAIN | no data | DWS | PD-050B | no data | no data | Water | 0.75" | no data
no data | 02-VFGS113 | no data | no data | no data | FLOW METER INLET | no data | FGS | PD-655B | no data | no data | Natural Gas | 10" | no data
no data | 02-VFGS115 | no data | no data | no data | N2 PURGE ISOLATION | no data | FGS | PD-656B | no data | no data | Natural Gas | 0.75" | no data
no data | 02-VFGS116 | no data | no data | no data | VENT/DRAIN | no data | FGS | PD-655B | no data | no data | Natural Gas | 0.75" | no data
no data | 02-VFGS120 | no data | no data | no data | N2 PURGE ISOLATION | no data | FGS | PD-658B | no data | no data | Natural Gas | 0.75" | no data
no data | 02-VFGS122 | no data | no data | no data | FLOW METER BYPASS | no data | FGS | PD-655B | no data | no data | Natural Gas | 10" | no data
no data | 02-VFGS123 | no data | no data | no data | EMERGENCY VENT VALVE BYPASS | no data | FGS | PD-656B | no data | no data | Natural Gas | 3" | no data
no data | 02-VFGS124 | no data | no data | no data | TO GT EMERGENCY SHUT OFF VALVE | no data | FGS | PD-655B | no data | no data | Natural Gas | 10" | no data
no data | 02-VFGS128 | no data | no data | no data | DRAIN | no data | FGS | PD-656B | no data | no data | Natural Gas | 1" | no data
no data | 02-VFGS130 | no data | no data | no data | PERFORMANCE HEATER TO EMERGENCY VENT VALVE | no data | FGS | PD-656B | no data | no data | Natural Gas | 3" | no data
no data | 02-VFGS134 | no data | no data | no data | PRESSURE REDUCTION UNIT TO CALORIE METER | no data | FGS | PD-656B | no data | no data | Natural Gas | 1" | no data
no data | 02-VFGS140 | no data | no data | no data | INSTRUMENTATION ROOT VALVE | no data | FGS | PD-656B | no data | no data | Natural Gas | 0.75" | no data
no data | 02-VFGS141 | no data | no data | no data | INSTRUMENTATION ROOT VALVE | no data | FGS | PD-656B | no data | no data | Natural Gas | 0.75" | no data
no data | 02-VFGS143 | no data | no data | no data | N2 PURGE ISOLATION | no data | FGS | PD-657B | no data | no data | Natural Gas | 1" | no data
no data | 02-VFGS147 | no data | no data | no data | INSTRUMENTATION ROOT VALVE | no data | FGS | PD-657B | no data | no data | Natural Gas | 1" | no data
no data | 02-VFGS148 | no data | no data | no data | INSTRUMENTATION ROOT VALVE | no data | FGS | PD-657B | no data | no data | Natural Gas | 1" | no data
no data | 02-VFGS157 | no data | no data | no data | INSTRUMENTATION ROOT VALVE | no data | FGS | PD-657B | no data | no data | Natural Gas | 1" | no data
no data | 02-VFGS158 | no data | no data | no data | INSTRUMENT | no data | FGS | PD-657B | no data | no data | Natural Gas | 1" | no data
no data | 02-VFGS174 | no data | no data | no data | GAS TURBINE FUEL GAS CARTRIDGE FILTER INLET | no data | FGS | PD-657B | no data | no data | Natural Gas | 12" | no data
no data | 02-VFGS176 | no data | no data | no data | EQUIPMENT ISOLATION | no data | FGS | PD-658B | no data | no data | Natural Gas | 6" | no data
no data | 02-VFGS177 | no data | no data | no data | VENT | no data | FGS | PD-657B | no data | no data | Natural Gas | 2" | no data
no data | 02-VFGS178 | no data | no data | no data | VENT | no data | FGS | PD-657B | no data | no data | Natural Gas | 2" | no data
no data | 02-VFGS179 | no data | no data | no data | EQUIPMENT ISOLATION | no data | FGS | PD-658B | no data | no data | Natural Gas | 12" | no data
no data | 02-VFGS184 | no data | no data | no data | VENT | no data | FGS | PD-657B | no data | no data | Natural Gas | 2" | no data
no data | 02-VFGS192 | no data | no data | no data | FUEL GAS PURGE CREDIT SHUT OFF VALVE A | no data | FGS | PD-657B | no data | no data | Natural Gas | 12" | no data
no data | 02-VFGS193 | no data | no data | no data | VENT | no data | FGS | PD-657B | no data | no data | Natural Gas | 1" | no data
no data | 02-VFGS217 | no data | no data | no data | N2 PURGE ISOLATION | no data | FGS | PD-658B | no data | no data | Natural Gas | 0.75" | no data
no data | 02-VHPS100 | no data | no data | no data | PIT ROOT VALVE | no data | HPS | PD-021B | no data | no data | Steam | 0.75" | no data
no data | 02-VHPS101 | no data | no data | no data | PIT ROOT VALVE | no data | HPS | PD-021B | no data | no data | Steam | 0.75" | no data
no data | 02-VHPS102 | no data | no data | no data | PIT ROOT VALVE | no data | HPS | PD-021B | no data | no data | Steam | 0.75" | no data
no data | 02-VHPS103 | no data | no data | no data | PIT ROOT VALVE | no data | HPS | PD-021B | no data | no data | Steam | 0.75" | no data
no data | 02-VHPS106 | no data | no data | no data | PTC ROOT VALVE | no data | HPS | PD-021B | no data | no data | Steam | 0.75" | no data
no data | 02-VHPS107 | no data | no data | no data | PTC ROOT VALVE | no data | HPS | PD-021B | no data | no data | Steam | 0.75" | no data
no data | 02-VHPS108 | no data | no data | no data | DRIP LEG DRAIN | no data | HPS | PD-021B | no data | no data | Steam | 2" | no data
no data | 02-VHPS109 | no data | no data | no data | DRIP LEG DRAIN VALVE | no data | HPS | PD-021B | no data | no data | Steam | 2" | no data
no data | 02-VHPS110 | no data | no data | no data | DRIP LEG DRAIN VALVE | no data | HPS | PD-021B | no data | no data | Steam | 2" | no data
no data | 02-VHPS111 | no data | no data | no data | PIT ROOT VALVE | no data | HPS | PD-020B | no data | no data | Steam | 0.75" | no data
no data | 02-VHPS112 | no data | no data | no data | PTC ROOT VALVE | no data | HPS | PD-020B | no data | no data | Steam | 0.75" | no data
no data | 02-VHPS113 | no data | no data | no data | PIT ROOT VALVE | no data | HPS | PD-020B | no data | no data | Steam | 0.75" | no data
no data | 02-VHPS114 | no data | no data | no data | PIT ROOT VALVE | no data | HPS | PD-020B | no data | no data | Steam | 0.75" | no data
no data | 02-VHPS115 | no data | no data | no data | PTC ROOT VALVE | no data | HPS | PD-020B | no data | no data | Steam | 0.75" | no data
no data | 02-VHPS116 | no data | no data | no data | PIT ROOT VALVE | no data | HPS | PD-020B | no data | no data | Steam | 0.75" | no data
no data | 02-VHPS119 | no data | no data | no data | PIT ROOT VALVE | no data | HPS | PD-020B | no data | no data | Steam | 0.75" | no data
no data | 02-VHPS120 | no data | no data | no data | PIT ROOT VALVE | no data | HPS | PD-020B | no data | no data | Steam | 0.75" | no data
no data | 02-VHPS121 | no data | no data | no data | PIT ROOT VALVE | no data | HPS | PD-020B | no data | no data | Steam | 0.75" | no data
no data | 02-VHPS122 | no data | no data | no data | PIT ROOT VALVE | no data | HPS | PD-020B | no data | no data | Steam | 0.75" | no data
no data | 02-VHPS123 | no data | no data | no data | PIT ROOT VALVE | no data | HPS | PD-020B | no data | no data | Steam | 0.75" | no data
no data | 02-VHPS124 | no data | no data | no data | PIT ROOT VALVE | no data | HPS | PD-020B | no data | no data | Steam | 0.75" | no data
no data | 02-VHPS125 | no data | no data | no data | PIT ROOT VALVE | no data | HPS | PD-020B | no data | no data | Steam | 0.75" | no data
no data | 02-VHPS126 | no data | no data | no data | PIT ROOT VALVE | no data | HPS | PD-020B | no data | no data | Steam | 0.75" | no data
no data | 02-VHPS127 | no data | no data | no data | PIT ROOT VALVE | no data | HPS | PD-020B | no data | no data | Steam | 0.75" | no data
no data | 02-VHPS128 | no data | no data | no data | PIT ROOT VALVE | no data | HPS | PD-020B | no data | no data | Steam | 0.75" | no data
no data | 02-VHPS129 | no data | no data | no data | PIT ROOT VALVE | no data | HPS | PD-020B | no data | no data | Steam | 0.75" | no data
no data | 02-VHPS130 | no data | no data | no data | PIT ROOT VALVE | no data | HPS | PD-020B | no data | no data | Steam | 0.75" | no data
no data | 02-VHPS137 | no data | no data | no data | VENT VALVE | no data | HPS | PD-020B | no data | no data | Steam | 0.75" | no data
no data | 02-VHPS138 | no data | no data | no data | VENT VALVE | no data | HPS | PD-020B | no data | no data | Steam | 0.75" | no data
no data | 02-VHRH100 | no data | no data | no data | VENT/DRAIN/INSTRUMENTATION ROOT VALVE | no data | HRH | PD-034B | no data | no data | Steam | 0.75" | no data
no data | 02-VHRH101 | no data | no data | no data | VENT/DRAIN/INSTRUMENTATION ROOT VALVE | no data | HRH | PD-034B | no data | no data | Steam | 0.75" | no data
no data | 02-VHRH102 | no data | no data | no data | VENT/DRAIN/INSTRUMENTATION ROOT VALVE | no data | HRH | PD-034B | no data | no data | Steam | 0.75" | no data
no data | 02-VHRH103 | no data | no data | no data | VENT/DRAIN/INSTRUMENTATION ROOT VALVE | no data | HRH | PD-034B | no data | no data | Steam | 0.75" | no data
no data | 02-VHRH104 | no data | no data | no data | VENT/DRAIN/INSTRUMENTATION ROOT VALVE | no data | HRH | PD-034B | no data | no data | Steam | 0.75" | no data
no data | 02-VHRH105 | no data | no data | no data | VENT/DRAIN/INSTRUMENTATION ROOT VALVE | no data | HRH | PD-034B | no data | no data | Steam | 0.75" | no data
no data | 02-VHRH106 | no data | no data | no data | VENT/DRAIN/INSTRUMENTATION ROOT VALVE | no data | HRH | PD-034B | no data | no data | Steam | 0.75" | no data
no data | 02-VHRH107 | no data | no data | no data | VENT/DRAIN/INSTRUMENTATION ROOT VALVE | no data | HRH | PD-034B | no data | no data | Steam | 0.75" | no data
no data | Tag Number | no data | no data | no data | Description | no data | System | P&ID | no data | no data | Working Fluid | Size (in) | no data
no data | 02-VHRH108 | no data | no data | no data | VENT/DRAIN/INSTRUMENTATION ROOT VALVE | no data | HRH | PD-035B | no data | no data | Steam | 0.75" | no data
no data | 02-VHRH109 | no data | no data | no data | VENT/DRAIN/INSTRUMENTATION ROOT VALVE | no data | HRH | PD-035B | no data | no data | Steam | 0.75" | no data
no data | 02-VHRH110 | no data | no data | no data | DRIP LEG DRAIN - AUTOMATED | no data | HRH | PD-034B | no data | no data | Steam | 2" | no data
no data | 02-VHRH111 | no data | no data | no data | 01-IKS-HRH100F ISOLATION VALVE | no data | HRH | PD-034B | no data | no data | Steam | 0.75" | no data
no data | 02-VHRH113 | no data | no data | no data | VENT/DRAIN/INSTRUMENTATION ROOT VALVE | no data | HRH | PD-034B | no data | no data | Steam | 0.75" | no data
no data | 02-VHRH114 | no data | no data | no data | VENT/DRAIN/INSTRUMENTATION ROOT VALVE | no data | HRH | PD-034B | no data | no data | Steam | 0.75" | no data
no data | 02-VHRH115 | no data | no data | no data | WARMING LINE ISOLATION | no data | HRH | PD-034B | no data | no data | Steam | 2" | no data
no data | 02-VHRH116 | no data | no data | no data | WARMING LINE ISOLATION | no data | HRH | PD-034B | no data | no data | Steam | 2" | no data
no data | 02-VHRH120 | no data | no data | no data | VENT/DRAIN/INSTRUMENTATION ROOT VALVE | no data | HRH | PD-034B | no data | no data | Steam | 2" | no data
no data | 02-VHRH121 | no data | no data | no data | VENT/DRAIN/INSTRUMENTATION ROOT VALVE | no data | HRH | PD-034B | no data | no data | Steam | 0.75" | no data
no data | 02-VHRH125 | no data | no data | no data | VENT/DRAIN/INSTRUMENTATION ROOT VALVE | no data | HRH | PD-034B | no data | no data | Steam | 0.75" | no data
no data | 02-VHRH126 | no data | no data | no data | VENT/DRAIN/INSTRUMENTATION ROOT VALVE | no data | HRH | PD-034B | no data | no data | Steam | 0.75" | no data
no data | 02-VHRH135 | no data | no data | no data | VENT/DRAIN/INSTRUMENTATION ROOT VALVE | no data | HRH | PD-034B | no data | no data | Steam | 0.75" | no data
no data | 02-VHRH136 | no data | no data | no data | VENT/DRAIN/INSTRUMENTATION ROOT VALVE | no data | HRH | PD-034B | no data | no data | Steam | 0.75" | no data
no data | 02-VHRH137 | no data | no data | no data | VENT/DRAIN/INSTRUMENTATION ROOT VALVE | no data | HRH | PD-034B | no data | no data | Steam | 2" | no data
no data | 02-VHRH187 | no data | no data | no data | VENT/DRAIN/INSTRUMENTATION ROOT VALVE | no data | HRH | PD-034B | no data | no data | Steam | 0.75" | no data
no data | 02-VHRH188 | no data | no data | no data | VENT/DRAIN/INSTRUMENTATION ROOT VALVE | no data | HRH | PD-034B | no data | no data | Steam | 0.75" | no data
no data | 02-VINA100 | no data | no data | no data | END USER ISOLATION | no data | INA | PD-562 | no data | no data | AIR | 1" | no data
no data | 02-VINA101 | no data | no data | no data | STUB-UP ISOLATION | no data | INA | PD-555 | no data | no data | AIR | 1" | no data
no data | 02-VINA102 | no data | no data | no data | END USER ISOLATION | no data | INA | PD-562 | no data | no data | AIR | 0.75" | no data
no data | 02-VINA103 | no data | no data | no data | STUB-UP ISOLATION | no data | INA | PD-555 | no data | no data | AIR | 1" | no data
no data | 02-VINA104 | no data | no data | no data | STUB-UP ISOLATION | no data | INA | PD-553 | no data | no data | AIR | 1" | no data
no data | 02-VINA105 | no data | no data | no data | DRAIN | no data | INA | PD-559 | no data | no data | AIR | 0.75" | no data
no data | 02-VINA106 | no data | no data | no data | DRAIN | no data | INA | PD-562 | no data | no data | AIR | 0.75" | no data
no data | 02-VINA107 | no data | no data | no data | DRAIN | no data | INA | PD-554 | no data | no data | AIR | 0.75" | no data
no data | 02-VINA108 | no data | no data | no data | END USER ISOLATION | no data | INA | PD-558 | no data | no data | AIR | 0.75" | no data
no data | 02-VINA109 | no data | no data | no data | END USER ISOLATION | no data | INA | PD-558 | no data | no data | AIR | 0.75" | no data
no data | 02-VINA110 | no data | no data | no data | STUB-UP ISOLATION | no data | INA | PD-556 | no data | no data | AIR | 0.75" | no data
no data | 02-VINA111 | no data | no data | no data | END USER ISOLATION | no data | INA | PD-558 | no data | no data | AIR | 0.75" | no data
no data | 02-VINA112 | no data | no data | no data | END USER ISOLATION | no data | INA | PD-562 | no data | no data | AIR | 0.75" | no data
no data | 02-VINA113 | no data | no data | no data | END USER ISOLATION | no data | INA | PD-558 | no data | no data | AIR | 0.75" | no data
no data | 02-VINA114 | no data | no data | no data | END USER ISOLATION | no data | INA | PD-562 | no data | no data | AIR | 0.75" | no data
no data | 02-VINA115 | no data | no data | no data | STUB-UP ISOLATION | no data | INA | PD-554 | no data | no data | AIR | 1.5" | no data
no data | 02-VINA116 | no data | no data | no data | AIR SUPPLY OVERPRESSURE PROTECTION | no data | INA | PD-562 | no data | no data | AIR | 0.75" | no data
no data | 02-VINA117 | no data | no data | no data | END USER ISOLATION | no data | INA | PD-558 | no data | no data | AIR | 0.75" | no data
no data | 02-VINA118 | no data | no data | no data | AIR SUPPLY OVERPRESSURE PROTECTION | no data | INA | PD-562 | no data | no data | AIR | 0.75" | no data
no data | 02-VINA119 | no data | no data | no data | END USER ISOLATION | no data | INA | PD-562 | no data | no data | AIR | 0.75" | no data
no data | 02-VINA120 | no data | no data | no data | END USER ISOLATION | no data | INA | PD-558 | no data | no data | AIR | 0.75" | no data
no data | 02-VINA121 | no data | no data | no data | END USER ISOLATION | no data | INA | PD-558 | no data | no data | AIR | 0.75" | no data
no data | 02-VINA122 | no data | no data | no data | STUB-UP ISOLATION | no data | INA | PD-556 | no data | no data | AIR | 0.75" | no data
no data | 02-VINA123 | no data | no data | no data | END USER ISOLATION | no data | INA | PD-553 | no data | no data | AIR | 1" | no data
no data | 02-VINA124 | no data | no data | no data | STUB-UP ISOLATION | no data | INA | PD-562 | no data | no data | AIR | 1" | no data
no data | 02-VINA125 | no data | no data | no data | END USER ISOLATION | no data | INA | PD-558 | no data | no data | AIR | 0.75" | no data
no data | 02-VINA126 | no data | no data | no data | STUB-UP ISOLATION | no data | INA | PD-562 | no data | no data | AIR | 1" | no data
no data | 02-VINA127 | no data | no data | no data | END USER ISOLATION | no data | INA | PD-558 | no data | no data | AIR | 0.75" | no data
no data | 02-VINA128 | no data | no data | no data | STUB-UP ISOLATION | no data | INA | PD-562 | no data | no data | AIR | 1" | no data
no data | 02-VINA129 | no data | no data | no data | END USER ISOLATION | no data | INA | PD-558 | no data | no data | AIR | 0.75" | no data
no data | 02-VINA130 | no data | no data | no data | STUB-UP ISOLATION | no data | INA | PD-562 | no data | no data | AIR | 1" | no data
no data | 02-VINA131 | no data | no data | no data | END USER ISOLATION | no data | INA | PD-555 | no data | no data | AIR | 0.75" | no data
no data | 02-VINA132 | no data | no data | no data | END USER ISOLATION | no data | INA | PD-555 | no data | no data | AIR | 0.75" | no data
no data | 02-VINA133 | no data | no data | no data | END USER ISOLATION | no data | INA | PD-558 | no data | no data | AIR | 0.75" | no data
no data | 02-VINA134 | no data | no data | no data | END USER ISOLATION | no data | INA | PD-555 | no data | no data | AIR | 0.75" | no data
no data | 02-VINA135 | no data | no data | no data | END USER ISOLATION | no data | INA | PD-561 | no data | no data | AIR | 0.75" | no data
no data | 02-VINA136 | no data | no data | no data | END USER ISOLATION | no data | INA | PD-559 | no data | no data | AIR | 0.75" | no data
no data | 02-VINA137 | no data | no data | no data | END USER ISOLATION | no data | INA | PD-555 | no data | no data | AIR | 0.75" | no data
no data | 02-VINA138 | no data | no data | no data | END USER ISOLATION | no data | INA | PD-555 | no data | no data | AIR | 0.75" | no data
no data | 02-VINA139 | no data | no data | no data | END USER ISOLATION | no data | INA | PD-561 | no data | no data | AIR | 2" | no data
no data | 02-VINA140 | no data | no data | no data | END USER ISOLATION | no data | INA | PD-562 | no data | no data | AIR | 0.75" | no data
no data | 02-VINA141 | no data | no data | no data | STUB-UP ISOLATION | no data | INA | PD-562 | no data | no data | AIR | 1" | no data
no data | 02-VINA142 | no data | no data | no data | END USER ISOLATION | no data | INA | PD-562 | no data | no data | AIR | 1" | no data
no data | 02-VINA143 | no data | no data | no data | END USER ISOLATION | no data | INA | PD-561 | no data | no data | AIR | 0.75" | no data
no data | 02-VINA144 | no data | no data | no data | STUB-UP ISOLATION | no data | INA | PD-554 | no data | no data | AIR | 1" | no data
no data | 02-VINA145 | no data | no data | no data | END USER ISOLATION | no data | INA | PD-561 | no data | no data | AIR | 0.75" | no data
no data | 02-VINA146 | no data | no data | no data | END USER ISOLATION | no data | INA | PD-559 | no data | no data | AIR | 0.75" | no data
no data | Tag Number | no data | no data | no data | Description | no data | System | P&ID | no data | no data | Working Fluid | Size (in) | no data
no data | 02-VINA147 | no data | no data | no data | END USER ISOLATION | no data | INA | PD-561 | no data | no data | AIR | 0.75" | no data
no data | 02-VINA148 | no data | no data | no data | END USER ISOLATION | no data | INA | PD-561 | no data | no data | AIR | 0.75" | no data
no data | 02-VINA149 | no data | no data | no data | END USER ISOLATION | no data | INA | PD-562 | no data | no data | AIR | 0.75" | no data
no data | 02-VINA150 | no data | no data | no data | STUB-UP ISOLATION | no data | INA | PD-562 | no data | no data | AIR | 1" | no data
no data | 02-VINA151 | no data | no data | no data | DRAIN | no data | INA | PD-558 | no data | no data | AIR | 0.75" | no data
no data | 02-VINA152 | no data | no data | no data | END USER ISOLATION | no data | INA | PD-558 | no data | no data | AIR | 0.75" | no data
no data | 02-VINA153 | no data | no data | no data | END USER ISOLATION | no data | INA | PD-561 | no data | no data | AIR | 0.75" | no data
no data | 02-VINA154 | no data | no data | no data | STUB-UP ISOLATION | no data | INA | PD-556 | no data | no data | AIR | 2" | no data
no data | 02-VINA155 | no data | no data | no data | DRAIN | no data | INA | PD-561 | no data | no data | AIR | 0.75" | no data
no data | 02-VINA156 | no data | no data | no data | STUB-UP ISOLATION | no data | INA | PD-556 | no data | no data | AIR | 2" | no data
no data | 02-VINA157 | no data | no data | no data | END USER ISOLATION | no data | INA | PD-558 | no data | no data | AIR | 0.75" | no data
no data | 02-VINA158 | no data | no data | no data | STUB-UP ISOLATION | no data | INA | PD-562 | no data | no data | AIR | 2" | no data
no data | 02-VINA159 | no data | no data | no data | END USER ISOLATION | no data | INA | PD-561 | no data | no data | AIR | 0.75" | no data
no data | 02-VINA160 | no data | no data | no data | END USER ISOLATION | no data | INA | PD-561 | no data | no data | AIR | 0.75" | no data
no data | 02-VINA161 | no data | no data | no data | END USER ISOLATION | no data | INA | PD-561 | no data | no data | AIR | 0.75" | no data
no data | 02-VINA162 | no data | no data | no data | END USER ISOLATION | no data | INA | PD-561 | no data | no data | AIR | 0.75" | no data
no data | 02-VINA163 | no data | no data | no data | END USER ISOLATION | no data | INA | PD-561 | no data | no data | AIR | 0.75" | no data
no data | 02-VINA164 | no data | no data | no data | DRAIN | no data | INA | PD-558 | no data | no data | AIR | 0.75" | no data
no data | 02-VINA165 | no data | no data | no data | END USER ISOLATION | no data | INA | PD-561 | no data | no data | AIR | 0.75" | no data
no data | 02-VINA166 | no data | no data | no data | END USER ISOLATION | no data | INA | PD-562 | no data | no data | AIR | 0.75" | no data
no data | 02-VINA167 | no data | no data | no data | AIR SUPPLY OVERPRESSURE PROTECTION | no data | INA | PD-562 | no data | no data | AIR | 0.75" | no data
no data | 02-VINA168 | no data | no data | no data | END USER ISOLATION | no data | INA | PD-558 | no data | no data | AIR | 0.75" | no data
no data | 02-VINA169 | no data | no data | no data | END USER ISOLATION | no data | INA | PD-562 | no data | no data | AIR | 0.75" | no data
no data | 02-VINA170 | no data | no data | no data | END USER ISOLATION | no data | INA | PD-558 | no data | no data | AIR | 0.75" | no data
no data | 02-VINA171 | no data | no data | no data | END USER ISOLATION | no data | INA | PD-562 | no data | no data | AIR | 0.75" | no data
no data | 02-VINA172 | no data | no data | no data | END USER ISOLATION | no data | INA | PD-561 | no data | no data | AIR | 0.75" | no data
no data | 02-VINA173 | no data | no data | no data | DRAIN | no data | INA | PD-561 | no data | no data | AIR | 0.75" | no data
no data | 02-VINA174 | no data | no data | no data | END USER ISOLATION | no data | INA | PD-559 | no data | no data | AIR | 0.75" | no data
no data | 02-VINA175 | no data | no data | no data | END USER ISOLATION | no data | INA | PD-559 | no data | no data | AIR | 0.75" | no data
no data | 02-VINA176 | no data | no data | no data | END USER ISOLATION | no data | INA | PD-559 | no data | no data | AIR | 0.75" | no data
no data | 02-VINA177 | no data | no data | no data | AIR SUPPLY OVERPRESSURE PROTECTION | no data | INA | PD-562 | no data | no data | AIR | 0.75" | no data
no data | 02-VINA178 | no data | no data | no data | END USER ISOLATION | no data | INA | PD-561 | no data | no data | AIR | 0.75" | no data
no data | 02-VINA179 | no data | no data | no data | DRAIN | no data | INA | PD-562 | no data | no data | AIR | 0.75" | no data
no data | 02-VINA180 | no data | no data | no data | DRAIN | no data | INA | PD-562 | no data | no data | AIR | 0.75" | no data
no data | 02-VINA181 | no data | no data | no data | AIR SUPPLY OVERPRESSURE PROTECTION | no data | INA | PD-562 | no data | no data | AIR | 0.75" | no data
no data | 02-VINA182 | no data | no data | no data | END USER ISOLATION | no data | INA | PD-561 | no data | no data | AIR | 0.75" | no data
no data | 02-VINA183 | no data | no data | no data | STUB-UP ISOLATION | no data | INA | PD-562 | no data | no data | AIR | 1" | no data
no data | 02-VINA184 | no data | no data | no data | STUB-UP ISOLATION | no data | INA | PD-554 | no data | no data | AIR | 1" | no data
no data | 02-VINA185 | no data | no data | no data | AIR SUPPLY OVERPRESSURE PROTECTION | no data | INA | PD-562 | no data | no data | AIR | 0.75" | no data
no data | 02-VINA186 | no data | no data | no data | STUB-UP ISOLATION | no data | INA | PD-554 | no data | no data | AIR | 1" | no data
no data | 02-VINA187 | no data | no data | no data | DRAIN | no data | INA | PD-554 | no data | no data | AIR | 0.75" | no data
no data | 02-VINA188 | no data | no data | no data | END USER ISOLATION | no data | INA | PD-561 | no data | no data | AIR | 0.75" | no data
no data | 02-VINA189 | no data | no data | no data | DRAIN | no data | INA | PD-554 | no data | no data | AIR | 0.75" | no data
no data | 02-VINA190 | no data | no data | no data | STUB-UP ISOLATION | no data | INA | PD-555 | no data | no data | AIR | 2" | no data
no data | 02-VINA191 | no data | no data | no data | DRAIN | no data | INA | PD-558 | no data | no data | AIR | 0.75" | no data
no data | 02-VINA192 | no data | no data | no data | DRAIN | no data | INA | PD-562 | no data | no data | AIR | 0.75" | no data
no data | 02-VINA193 | no data | no data | no data | STUB-UP ISOLATION | no data | INA | PD-554 | no data | no data | AIR | 1" | no data
no data | 02-VINA194 | no data | no data | no data | DRAIN | no data | INA | PD-561 | no data | no data | AIR | 0.75" | no data
no data | 02-VINA195 | no data | no data | no data | STUB-UP ISOLATION | no data | INA | PD-554 | no data | no data | AIR | 2" | no data
no data | 02-VINA196 | no data | no data | no data | STUB-UP ISOLATION | no data | INA | PD-554 | no data | no data | AIR | 0.75" | no data
no data | 02-VINA197 | no data | no data | no data | END USER ISOLATION | no data | INA | PD-561 | no data | no data | AIR | 0.75" | no data
no data | 02-VINA198 | no data | no data | no data | DRAIN | no data | INA | PD-554 | no data | no data | AIR | 0.75" | no data
no data | 02-VINA199 | no data | no data | no data | STUB-UP ISOLATION | no data | INA | PD-555 | no data | no data | AIR | 1" | no data
no data | 02-VINA200 | no data | no data | no data | END USER ISOLATION | no data | INA | PD-558 | no data | no data | AIR | 0.75" | no data
no data | 02-VINA201 | no data | no data | no data | END USER ISOLATION | no data | INA | PD-558 | no data | no data | AIR | 0.75" | no data
no data | 02-VINA202 | no data | no data | no data | DRAIN | no data | INA | PD-561 | no data | no data | AIR | 0.75" | no data
no data | 02-VINA203 | no data | no data | no data | AIR SUPPLY OVERPRESSURE PROTECTION | no data | INA | PD-554 | no data | no data | AIR | 0.75" | no data
no data | 02-VINA204 | no data | no data | no data | DRAIN | no data | INA | PD-562 | no data | no data | AIR | 0.75" | no data
no data | 02-VINA205 | no data | no data | no data | END USER ISOLATION | no data | INA | PD-561 | no data | no data | AIR | 0.75" | no data
no data | 02-VINA206 | no data | no data | no data | END USER ISOLATION | no data | INA | PD-558 | no data | no data | AIR | 1.5" | no data
no data | 02-VINA207 | no data | no data | no data | AIR SUPPLY OVERPRESSURE PROTECTION | no data | INA | PD-558 | no data | no data | AIR | 0.75" | no data
no data | 02-VINA208 | no data | no data | no data | END USER ISOLATION | no data | INA | PD-561 | no data | no data | AIR | 0.75" | no data
no data | 02-VINA209 | no data | no data | no data | END USER ISOLATION | no data | INA | PD-561 | no data | no data | AIR | 0.75" | no data
no data | 02-VINA210 | no data | no data | no data | END USER ISOLATION | no data | INA | PD-561 | no data | no data | AIR | 0.75" | no data
no data | Tag Number | no data | no data | no data | Description | no data | System | P&ID | no data | no data | Working Fluid | Size (in) | no data
no data | 02-VINA211 | no data | no data | no data | END USER ISOLATION | no data | INA | PD-561 | no data | no data | AIR | 0.75" | no data
no data | 02-VINA212 | no data | no data | no data | END USER ISOLATION | no data | INA | PD-558 | no data | no data | AIR | 0.75" | no data
no data | 02-VINA213 | no data | no data | no data | STUB-UP ISOLATION | no data | INA | PD-555 | no data | no data | AIR | 1" | no data
no data | 02-VINA214 | no data | no data | no data | STUB-UP ISOLATION | no data | INA | PD-554 | no data | no data | AIR | 0.75" | no data
no data | 02-VINA215 | no data | no data | no data | END USER ISOLATION | no data | INA | PD-561 | no data | no data | AIR | 0.75" | no data
no data | 02-VINA216 | no data | no data | no data | END USER ISOLATION | no data | INA | PD-558 | no data | no data | AIR | 0.75" | no data
no data | 02-VINA217 | no data | no data | no data | DRAIN | no data | INA | PD-561 | no data | no data | AIR | 0.75" | no data
no data | 02-VINA218 | no data | no data | no data | STUB-UP ISOLATION | no data | INA | PD-554 | no data | no data | AIR | 1" | no data
no data | 02-VINA219 | no data | no data | no data | END USER ISOLATION | no data | INA | PD-561 | no data | no data | AIR | 0.75" | no data
no data | 02-VINA220 | no data | no data | no data | DRAIN | no data | INA | PD-561 | no data | no data | AIR | 0.75" | no data
no data | 02-VINA221 | no data | no data | no data | STUB-UP ISOLATION | no data | INA | PD-555 | no data | no data | AIR | 2" | no data
no data | 02-VINA222 | no data | no data | no data | END USER ISOLATION | no data | INA | PD-554 | no data | no data | AIR | 2" | no data
no data | 02-VINA223 | no data | no data | no data | END USER ISOLATION | no data | INA | PD-554 | no data | no data | AIR | 1.5" | no data
no data | 02-VINA224 | no data | no data | no data | STUB-UP ISOLATION | no data | INA | PD-555 | no data | no data | AIR | 1" | no data
no data | 02-VINA225 | no data | no data | no data | DRAIN | no data | INA | PD-561 | no data | no data | AIR | 0.75" | no data
no data | 02-VINA226 | no data | no data | no data | END USER ISOLATION | no data | INA | PD-561 | no data | no data | AIR | 0.75" | no data
no data | 02-VINA227 | no data | no data | no data | END USER ISOLATION | no data | INA | PD-561 | no data | no data | AIR | 0.75" | no data
no data | 02-VINA228 | no data | no data | no data | END USER ISOLATION | no data | INA | PD-561 | no data | no data | AIR | 0.75" | no data
no data | 02-VINA229 | no data | no data | no data | END USER ISOLATION | no data | INA | PD-561 | no data | no data | AIR | 0.75" | no data
no data | 02-VINA230 | no data | no data | no data | END USER ISOLATION | no data | INA | PD-558 | no data | no data | AIR | 0.75" | no data
no data | 02-VINA231 | no data | no data | no data | DRAIN | no data | INA | PD-561 | no data | no data | AIR | 0.75" | no data
no data | 02-VINA232 | no data | no data | no data | END USER ISOLATION | no data | INA | PD-558 | no data | no data | AIR | 0.75" | no data
no data | 02-VINA233 | no data | no data | no data | END USER ISOLATION | no data | INA | PD-558 | no data | no data | AIR | 0.75" | no data
no data | 02-VINA234 | no data | no data | no data | DRAIN | no data | INA | PD-562 | no data | no data | AIR | 0.75" | no data
no data | 02-VINA235 | no data | no data | no data | END USER ISOLATION | no data | INA | PD-558 | no data | no data | AIR | 0.75" | no data
no data | 02-VINA236 | no data | no data | no data | END USER ISOLATION | no data | INA | PD-558 | no data | no data | AIR | 0.75" | no data
no data | 02-VINA237 | no data | no data | no data | END USER ISOLATION | no data | INA | PD-558 | no data | no data | AIR | 0.75" | no data
no data | 02-VINA238 | no data | no data | no data | END USER ISOLATION | no data | INA | PD-561 | no data | no data | AIR | 0.75" | no data
no data | 02-VINA239 | no data | no data | no data | END USER ISOLATION | no data | INA | PD-558 | no data | no data | AIR | 0.75" | no data
no data | 02-VINA240 | no data | no data | no data | END USER ISOLATION | no data | INA | PD-560 | no data | no data | AIR | 0.75" | no data
no data | 02-VINA241 | no data | no data | no data | END USER ISOLATION | no data | INA | PD-560 | no data | no data | AIR | 0.75" | no data
no data | 02-VINA242 | no data | no data | no data | END USER ISOLATION | no data | INA | PD-560 | no data | no data | AIR | 0.75" | no data
no data | 02-VINA243 | no data | no data | no data | END USER ISOLATION | no data | INA | PD-561 | no data | no data | AIR | 0.75" | no data
no data | 02-VINA244 | no data | no data | no data | END USER ISOLATION | no data | INA | PD-561 | no data | no data | AIR | 0.75" | no data
no data | 02-VINA245 | no data | no data | no data | END USER ISOLATION | no data | INA | PD-561 | no data | no data | AIR | 1" | no data
no data | 02-VINA246 | no data | no data | no data | END USER ISOLATION | no data | INA | PD-560 | no data | no data | AIR | 0.75" | no data
no data | 02-VINA248 | no data | no data | no data | END USER ISOLATION | no data | INA | PD-554 | no data | no data | AIR | 0.75" | no data
no data | 02-VINA251 | no data | no data | no data | END USER ISOLATION | no data | INA | PD-554 | no data | no data | AIR | 0.75" | no data
no data | 02-VINA254 | no data | no data | no data | END USER ISOLATION | no data | INA | PD-561 | no data | no data | AIR | 0.75" | no data
no data | 02-VINA258 | no data | no data | no data | DRAIN | no data | INA | PD-562 | no data | no data | AIR | 0.75" | no data
no data | 02-VINA259 | no data | no data | no data | END USER ISOLATION | no data | INA | PD-562 | no data | no data | AIR | 0.75" | no data
no data | 02-VINA260 | no data | no data | no data | END USER ISOLATION | no data | INA | PD-562 | no data | no data | AIR | 0.75" | no data
no data | 02-VINA261 | no data | no data | no data | END USER ISOLATION | no data | INA | PD-562 | no data | no data | AIR | 0.75" | no data
no data | 02-VINA262 | no data | no data | no data | END USER ISOLATION | no data | INA | PD-562 | no data | no data | AIR | 0.75" | no data
no data | 02-VINA263 | no data | no data | no data | DRAIN | no data | INA | PD-562 | no data | no data | AIR | 0.75" | no data
no data | 02-VINA264 | no data | no data | no data | END USER ISOLATION | no data | INA | PD-562 | no data | no data | AIR | 0.75" | no data
no data | 02-VINA266 | no data | no data | no data | DRAIN | no data | INA | PD-561 | no data | no data | AIR | 0.75" | no data
no data | 02-VINA267 | no data | no data | no data | END USER ISOLATION | no data | INA | PD-562 | no data | no data | AIR | 0.75" | no data
no data | 02-VINA268 | no data | no data | no data | END USER ISOLATION | no data | INA | PD-562 | no data | no data | AIR | 0.75" | no data
no data | 02-VINA269 | no data | no data | no data | DRAIN | no data | INA | PD-561 | no data | no data | AIR | 0.75" | no data
no data | 02-VINA270 | no data | no data | no data | DRAIN | no data | INA | PD-561 | no data | no data | AIR | 0.75" | no data
no data | 02-VINA271 | no data | no data | no data | DRAIN | no data | INA | PD-561 | no data | no data | AIR | 0.75" | no data
no data | 02-VINA272 | no data | no data | no data | END USER ISOLATION | no data | INA | PD-561 | no data | no data | AIR | 1" | no data
no data | 02-VINA273 | no data | no data | no data | END USER ISOLATION | no data | INA | PD-562 | no data | no data | AIR | 0.75" | no data
no data | 02-VINA274 | no data | no data | no data | END USER ISOLATION | no data | INA | PD-562 | no data | no data | AIR | 0.75" | no data
no data | 02-VINA275 | no data | no data | no data | DRAIN | no data | INA | PD-559 | no data | no data | AIR | 0.75" | no data
no data | 02-VINA276 | no data | no data | no data | END USER ISOLATION | no data | INA | PD-559 | no data | no data | AIR | 0.75" | no data
no data | 02-VINA277 | no data | no data | no data | AIR SUPPLY OVERPRESSURE PROTECTION | no data | INA | PD-562 | no data | no data | AIR | 1" | no data
no data | 02-VINA278 | no data | no data | no data | AIR SUPPLY OVERPRESSURE PROTECTION | no data | INA | PD-562 | no data | no data | AIR | 1" | no data
no data | 02-VINA280 | no data | no data | no data | END USER ISOLATION | no data | INA | PD-562 | no data | no data | AIR | 0.75" | no data
no data | 02-VINA281 | no data | no data | no data | DRAIN | no data | INA | PD-554 | no data | no data | AIR | 0.75" | no data
no data | 02-VINA282 | no data | no data | no data | DRAIN | no data | INA | PD-555 | no data | no data | AIR | 0.75" | no data
no data | 02-VINA283 | no data | no data | no data | DRAIN | no data | INA | PD-555 | no data | no data | AIR | 0.75" | no data
no data | 02-VINA284 | no data | no data | no data | DRAIN | no data | INA | PD-555 | no data | no data | AIR | 0.75" | no data
no data | Tag Number | no data | no data | no data | Description | no data | System | P&ID | no data | no data | Working Fluid | Size (in) | no data
no data | 02-VINA285 | no data | no data | no data | DRAIN | no data | INA | PD-555 | no data | no data | AIR | 0.75" | no data
no data | 02-VINA286 | no data | no data | no data | DRAIN | no data | INA | PD-555 | no data | no data | AIR | 0.75" | no data
no data | 02-VINA287 | no data | no data | no data | END USER ISOLATION | no data | INA | PD-558 | no data | no data | AIR | 0.75" | no data
no data | 02-VINA288 | no data | no data | no data | DRAIN | no data | INA | PD-555 | no data | no data | AIR | 0.75" | no data
no data | 02-VINA289 | no data | no data | no data | END USER ISOLATION | no data | INA | PD-555 | no data | no data | AIR | 0.75" | no data
no data | 02-VINA290 | no data | no data | no data | DRAIN | no data | INA | PD-555 | no data | no data | AIR | 0.75" | no data
no data | 02-VINA291 | no data | no data | no data | DRAIN | no data | INA | PD-555 | no data | no data | AIR | 0.75" | no data
no data | 02-VINA292 | no data | no data | no data | DRAIN | no data | INA | PD-555 | no data | no data | AIR | 0.75" | no data
no data | 02-VINA294 | no data | no data | no data | DRAIN | no data | INA | PD-562 | no data | no data | AIR | 0.75" | no data
no data | 02-VINA295 | no data | no data | no data | DRAIN | no data | INA | PD-556 | no data | no data | AIR | 0.75" | no data
no data | 02-VINA296 | no data | no data | no data | END USER ISOLATION | no data | INA | PD-562 | no data | no data | AIR | 0.75" | no data
no data | 02-VINA298 | no data | no data | no data | DRAIN | no data | INA | PD-562 | no data | no data | AIR | 0.75" | no data
no data | 02-VINA299 | no data | no data | no data | DRAIN | no data | INA | PD-562 | no data | no data | AIR | 0.75" | no data
no data | 02-VINA300 | no data | no data | no data | END USER ISOLATION | no data | INA | PD-560 | no data | no data | AIR | 0.75" | no data
no data | 02-VINA301 | no data | no data | no data | END USER ISOLATION | no data | INA | PD-560 | no data | no data | AIR | 0.75" | no data
no data | 02-VINA302 | no data | no data | no data | END USER ISOLATION | no data | INA | PD-560 | no data | no data | AIR | 0.75" | no data
no data | 02-VINA303 | no data | no data | no data | END USER ISOLATION | no data | INA | PD-560 | no data | no data | AIR | 0.75" | no data
no data | 02-VINA304 | no data | no data | no data | END USER ISOLATION | no data | INA | PD-560 | no data | no data | AIR | 0.75" | no data
no data | 02-VINA305 | no data | no data | no data | END USER ISOLATION | no data | INA | PD-560 | no data | no data | AIR | 0.75" | no data
no data | 02-VINA307 | no data | no data | no data | END USER ISOLATION | no data | INA | PD-560 | no data | no data | AIR | 0.75" | no data
no data | 02-VINA308 | no data | no data | no data | END USER ISOLATION | no data | INA | PD-560 | no data | no data | AIR | 0.75" | no data
no data | 02-VINA309 | no data | no data | no data | END USER ISOLATION | no data | INA | PD-560 | no data | no data | AIR | 0.75" | no data
no data | 02-VINA310 | no data | no data | no data | DRAIN | no data | INA | PD-562 | no data | no data | AIR | 0.75" | no data
no data | 02-VINA311 | no data | no data | no data | END USER ISOLATION | no data | INA | PD-560 | no data | no data | AIR | 0.75" | no data
no data | 02-VINA312 | no data | no data | no data | END USER ISOLATION | no data | INA | PD-560 | no data | no data | AIR | 0.75" | no data
no data | 02-VINA313 | no data | no data | no data | END USER ISOLATION | no data | INA | PD-560 | no data | no data | AIR | 0.75" | no data
no data | 02-VINA314 | no data | no data | no data | END USER ISOLATION | no data | INA | PD-559 | no data | no data | AIR | 0.75" | no data
no data | 02-VINA315 | no data | no data | no data | DRAIN | no data | INA | PD-559 | no data | no data | AIR | 0.75" | no data
no data | 02-VINA316 | no data | no data | no data | END USER ISOLATION | no data | INA | PD-559 | no data | no data | AIR | 0.75" | no data
no data | 02-VINA317 | no data | no data | no data | DRAIN | no data | INA | PD-562 | no data | no data | AIR | 0.75" | no data
no data | 02-VINA318 | no data | no data | no data | DRAIN | no data | INA | PD-562 | no data | no data | AIR | 0.75" | no data
no data | 02-VINA319 | no data | no data | no data | END USER ISOLATION | no data | INA | PD-559 | no data | no data | AIR | 0.75" | no data
no data | 02-VINA320 | no data | no data | no data | DRAIN | no data | INA | PD-562 | no data | no data | AIR | 0.75" | no data
no data | 02-VINA321 | no data | no data | no data | DRAIN | no data | INA | PD-562 | no data | no data | AIR | 0.75" | no data
no data | 02-VINA322 | no data | no data | no data | DRAIN | no data | INA | PD-561 | no data | no data | AIR | 0.75" | no data
no data | 02-VINA323 | no data | no data | no data | END USER ISOLATION | no data | INA | PD-559 | no data | no data | AIR | 0.75" | no data
no data | 02-VINA324 | no data | no data | no data | DRAIN | no data | INA | PD-561 | no data | no data | AIR | 0.75" | no data
no data | 02-VINA325 | no data | no data | no data | END USER ISOLATION | no data | INA | PD-559 | no data | no data | AIR | 0.75" | no data
no data | 02-VINA326 | no data | no data | no data | DRAIN | no data | INA | PD-561 | no data | no data | AIR | 0.75" | no data
no data | 02-VINA327 | no data | no data | no data | DRAIN | no data | INA | PD-561 | no data | no data | AIR | 0.75" | no data
no data | 02-VINA328 | no data | no data | no data | DRAIN | no data | INA | PD-561 | no data | no data | AIR | 0.75" | no data
no data | 02-VINA329 | no data | no data | no data | DRAIN | no data | INA | PD-561 | no data | no data | AIR | 0.75" | no data
no data | 02-VINA330 | no data | no data | no data | DRAIN | no data | INA | PD-561 | no data | no data | AIR | 0.75" | no data
no data | 02-VINA331 | no data | no data | no data | DRAIN | no data | INA | PD-561 | no data | no data | AIR | 0.75" | no data
no data | 02-VINA332 | no data | no data | no data | END USER ISOLATION | no data | INA | PD-561 | no data | no data | AIR | 1" | no data
no data | 02-VINA333 | no data | no data | no data | DRAIN | no data | INA | PD-561 | no data | no data | AIR | 0.75" | no data
no data | 02-VINA334 | no data | no data | no data | END USER ISOLATION | no data | INA | PD-561 | no data | no data | AIR | 1" | no data
no data | 02-VINA335 | no data | no data | no data | DRAIN | no data | INA | PD-561 | no data | no data | AIR | 0.75" | no data
no data | 02-VINA336 | no data | no data | no data | DRAIN | no data | INA | PD-561 | no data | no data | AIR | 0.75" | no data
no data | 02-VINA337 | no data | no data | no data | END USER ISOLATION | no data | INA | PD-560 | no data | no data | AIR | 0.75" | no data
no data | 02-VINA338 | no data | no data | no data | DRAIN | no data | INA | PD-561 | no data | no data | AIR | 0.75" | no data
no data | 02-VINA339 | no data | no data | no data | DRAIN | no data | INA | PD-561 | no data | no data | AIR | 0.75" | no data
no data | 02-VINA340 | no data | no data | no data | END USER ISOLATION | no data | INA | PD-560 | no data | no data | AIR | 0.75" | no data
no data | 02-VINA341 | no data | no data | no data | DRAIN | no data | INA | PD-561 | no data | no data | AIR | 0.75" | no data
no data | 02-VINA342 | no data | no data | no data | DRAIN | no data | INA | PD-561 | no data | no data | AIR | 0.75" | no data
no data | 02-VINA343 | no data | no data | no data | END USER ISOLATION | no data | INA | PD-561 | no data | no data | AIR | 0.75" | no data
no data | 02-VINA344 | no data | no data | no data | DRAIN | no data | INA | PD-561 | no data | no data | AIR | 0.75" | no data
no data | 02-VINA345 | no data | no data | no data | END USER ISOLATION | no data | INA | PD-561 | no data | no data | AIR | 1" | no data
no data | 02-VINA346 | no data | no data | no data | END USER ISOLATION | no data | INA | PD-561 | no data | no data | AIR | 0.75" | no data
no data | 02-VINA347 | no data | no data | no data | END USER ISOLATION | no data | INA | PD-561 | no data | no data | AIR | 0.75" | no data
no data | 02-VINA348 | no data | no data | no data | END USER ISOLATION | no data | INA | PD-561 | no data | no data | AIR | 0.75" | no data
no data | 02-VINA349 | no data | no data | no data | END USER ISOLATION | no data | INA | PD-561 | no data | no data | AIR | 0.75" | no data
no data | 02-VINA350 | no data | no data | no data | END USER ISOLATION | no data | INA | PD-561 | no data | no data | AIR | 0.75" | no data
no data | 02-VINA351 | no data | no data | no data | END USER ISOLATION | no data | INA | PD-561 | no data | no data | AIR | 0.75" | no data
no data | Tag Number | no data | no data | no data | Description | no data | System | P&ID | no data | no data | Working Fluid | Size (in) | no data
no data | 02-VINA352 | no data | no data | no data | DRAIN | no data | INA | PD-561 | no data | no data | AIR | 0.75" | no data
no data | 02-VINA353 | no data | no data | no data | DRAIN | no data | INA | PD-559 | no data | no data | AIR | 0.75" | no data
no data | 02-VINA354 | no data | no data | no data | DRAIN | no data | INA | PD-559 | no data | no data | AIR | 0.75" | no data
no data | 02-VINA355 | no data | no data | no data | DRAIN | no data | INA | PD-559 | no data | no data | AIR | 0.75" | no data
no data | 02-VINA356 | no data | no data | no data | DRAIN | no data | INA | PD-561 | no data | no data | AIR | 0.75" | no data
no data | 02-VINA357 | no data | no data | no data | DRAIN | no data | INA | PD-561 | no data | no data | AIR | 0.75" | no data
no data | 02-VINA358 | no data | no data | no data | DRAIN | no data | INA | PD-561 | no data | no data | AIR | 0.75" | no data
no data | 02-VINA359 | no data | no data | no data | DRAIN | no data | INA | PD-561 | no data | no data | AIR | 0.75" | no data
no data | 02-VINA360 | no data | no data | no data | DRAIN | no data | INA | PD-561 | no data | no data | AIR | 0.75" | no data
no data | 02-VINA361 | no data | no data | no data | DRAIN | no data | INA | PD-561 | no data | no data | AIR | 0.75" | no data
no data | 02-VINA362 | no data | no data | no data | DRAIN | no data | INA | PD-561 | no data | no data | AIR | 0.75" | no data
no data | 02-VINA363 | no data | no data | no data | DRAIN | no data | INA | PD-561 | no data | no data | AIR | 0.75" | no data
no data | 02-VINA364 | no data | no data | no data | DRAIN | no data | INA | PD-561 | no data | no data | AIR | 0.75" | no data
no data | 02-VINA365 | no data | no data | no data | DRAIN | no data | INA | PD-562 | no data | no data | AIR | 0.75" | no data
no data | 02-VINA366 | no data | no data | no data | DRAIN | no data | INA | PD-562 | no data | no data | AIR | 0.75" | no data
no data | 02-VINA367 | no data | no data | no data | END USER ISOLATION | no data | INA | PD-558 | no data | no data | AIR | 0.75" | no data
no data | 02-VINA368 | no data | no data | no data | END USER ISOLATION | no data | INA | PD-562 | no data | no data | AIR | 0.75" | no data
no data | 02-VINA369 | no data | no data | no data | END USER ISOLATION | no data | INA | PD-558 | no data | no data | AIR | 0.75" | no data
no data | 02-VINA370 | no data | no data | no data | END USER ISOLATION | no data | INA | PD-562 | no data | no data | AIR | 0.75" | no data
no data | 02-VINA371 | no data | no data | no data | DRAIN | no data | INA | PD-558 | no data | no data | AIR | 0.75" | no data
no data | 02-VINA372 | no data | no data | no data | END USER ISOLATION | no data | INA | PD-562 | no data | no data | AIR | 0.75" | no data
no data | 02-VINA373 | no data | no data | no data | DRAIN | no data | INA | PD-561 | no data | no data | AIR | 0.75" | no data
no data | 02-VINA374 | no data | no data | no data | DRAIN | no data | INA | PD-558 | no data | no data | AIR | 0.75" | no data
no data | 02-VINA376 | no data | no data | no data | DRAIN | no data | INA | PD-558 | no data | no data | AIR | 0.75" | no data
no data | 02-VINA377 | no data | no data | no data | DRAIN | no data | INA | PD-558 | no data | no data | AIR | 0.75" | no data
no data | 02-VINA379 | no data | no data | no data | END USER ISOLATION | no data | INA | PD-561 | no data | no data | AIR | 1" | no data
no data | 02-VINA381 | no data | no data | no data | END USER ISOLATION | no data | INA | PD-562 | no data | no data | AIR | 0.75" | no data
no data | 02-VINA383 | no data | no data | no data | DRAIN | no data | INA | PD-558 | no data | no data | AIR | 0.75" | no data
no data | 02-VINA384 | no data | no data | no data | DRAIN | no data | INA | PD-558 | no data | no data | AIR | 0.75" | no data
no data | 02-VINA385 | no data | no data | no data | DRAIN | no data | INA | PD-558 | no data | no data | AIR | 0.75" | no data
no data | 02-VINA386 | no data | no data | no data | DRAIN | no data | INA | PD-558 | no data | no data | AIR | 0.75" | no data
no data | 02-VINA387 | no data | no data | no data | DRAIN | no data | INA | PD-558 | no data | no data | AIR | 0.75" | no data
no data | 02-VINA388 | no data | no data | no data | DRAIN | no data | INA | PD-558 | no data | no data | AIR | 0.75" | no data
no data | 02-VINA389 | no data | no data | no data | DRAIN | no data | INA | PD-558 | no data | no data | AIR | 0.75" | no data
no data | 02-VINA390 | no data | no data | no data | DRAIN | no data | INA | PD-561 | no data | no data | AIR | 0.75" | no data
no data | 02-VINA391 | no data | no data | no data | DRAIN | no data | INA | PD-561 | no data | no data | AIR | 0.75" | no data
no data | 02-VINA392 | no data | no data | no data | DRAIN | no data | INA | PD-561 | no data | no data | AIR | 0.75" | no data
no data | 02-VINA393 | no data | no data | no data | DRAIN | no data | INA | PD-558 | no data | no data | AIR | 0.75" | no data
no data | 02-VINA394 | no data | no data | no data | DRAIN | no data | INA | PD-559 | no data | no data | AIR | 0.75" | no data
no data | 02-VINA396 | no data | no data | no data | DRAIN | no data | INA | PD-559 | no data | no data | AIR | 0.75" | no data
no data | 02-VINA397 | no data | no data | no data | DRAIN | no data | INA | PD-561 | no data | no data | AIR | 0.75" | no data
no data | 02-VINA399 | no data | no data | no data | DRAIN | no data | INA | PD-561 | no data | no data | AIR | 0.75" | no data
no data | 02-VINA400 | no data | no data | no data | END USER ISOLATION | no data | INA | PD-561 | no data | no data | AIR | 0.75" | no data
no data | 02-VINA401 | no data | no data | no data | END USER ISOLATION | no data | INA | PD-561 | no data | no data | AIR | 0.75" | no data
no data | 02-VINA402 | no data | no data | no data | END USER ISOLATION | no data | INA | PD-561 | no data | no data | AIR | 0.75" | no data
no data | 02-VINA410 | no data | no data | no data | END USER ISOLATION | no data | INA | PD-562 | no data | no data | AIR | 1" | no data
no data | 02-VINA411 | no data | no data | no data | END USER ISOLATION | no data | INA | PD-562 | no data | no data | AIR | 0.75" | no data
no data | 02-VINA412 | no data | no data | no data | END USER ISOLATION | no data | INA | PD-562 | no data | no data | AIR | 1" | no data
no data | 02-VINA413 | no data | no data | no data | END USER ISOLATION | no data | INA | PD-562 | no data | no data | AIR | 1" | no data
no data | 02-VINA414 | no data | no data | no data | END USER ISOLATION | no data | INA | PD-562 | no data | no data | AIR | 0.75" | no data
no data | 02-VINA415 | no data | no data | no data | STUB-UP ISOLATION | no data | INA | PD-562 | no data | no data | AIR | 1" | no data
no data | 02-VINA416 | no data | no data | no data | DRAIN | no data | INA | PD-561 | no data | no data | AIR | 0.75" | no data
no data | 02-VINA417 | no data | no data | no data | STUB-UP ISOLATION | no data | INA | PD-555 | no data | no data | AIR | 1" | no data
no data | 02-VINA418 | no data | no data | no data | END USER ISOLATION | no data | INA | PD-555 | no data | no data | AIR | 0.75" | no data
no data | 02-VINA419 | no data | no data | no data | END USER ISOLATION | no data | INA | PD-555 | no data | no data | AIR | 0.75" | no data
no data | 02-VINA420 | no data | no data | no data | END USER ISOLATION | no data | INA | PD-555 | no data | no data | AIR | 0.75" | no data
no data | 02-VINA421 | no data | no data | no data | END USER ISOLATION | no data | INA | PD-555 | no data | no data | AIR | 0.75" | no data
no data | 02-VINA422 | no data | no data | no data | END USER ISOLATION | no data | INA | PD-555 | no data | no data | AIR | 0.75" | no data
no data | 02-VINA424 | no data | no data | no data | DRAIN | no data | INA | PD-558 | no data | no data | AIR | 0.75" | no data
no data | 02-VINA425 | no data | no data | no data | DRAIN | no data | INA | PD-558 | no data | no data | AIR | 0.75" | no data
no data | 02-VINA426 | no data | no data | no data | DRAIN | no data | INA | PD-558 | no data | no data | AIR | 0.75" | no data
no data | 02-VINA428 | no data | no data | no data | DRAIN | no data | INA | PD-558 | no data | no data | AIR | 0.75" | no data
no data | 02-VINA429 | no data | no data | no data | END USER ISOLATION | no data | INA | PD-558 | no data | no data | AIR | 0.75" | no data
no data | 02-VINA430 | no data | no data | no data | DRAIN | no data | INA | PD-558 | no data | no data | AIR | 0.75" | no data
no data | Tag Number | no data | no data | no data | Description | no data | System | P&ID | no data | no data | Working Fluid | Size (in) | no data
no data | 02-VINA431 | no data | no data | no data | DRAIN | no data | INA | PD-558 | no data | no data | AIR | 0.75" | no data
no data | 02-VINA432 | no data | no data | no data | DRAIN | no data | INA | PD-558 | no data | no data | AIR | 0.75" | no data
no data | 02-VINA433 | no data | no data | no data | DRAIN | no data | INA | PD-558 | no data | no data | AIR | 0.75" | no data
no data | 02-VINA434 | no data | no data | no data | DRAIN | no data | INA | PD-558 | no data | no data | AIR | 0.75" | no data
no data | 02-VINA435 | no data | no data | no data | DRAIN | no data | INA | PD-558 | no data | no data | AIR | 0.75" | no data
no data | 02-VINA436 | no data | no data | no data | DRAIN | no data | INA | PD-558 | no data | no data | AIR | 0.75" | no data
no data | 02-VINA438 | no data | no data | no data | DRAIN | no data | INA | PD-558 | no data | no data | AIR | 0.75" | no data
no data | 02-VINA439 | no data | no data | no data | DRAIN | no data | INA | PD-558 | no data | no data | AIR | 0.75" | no data
no data | 02-VINA440 | no data | no data | no data | DRAIN | no data | INA | PD-558 | no data | no data | AIR | 0.75" | no data
no data | 02-VINA441 | no data | no data | no data | DRAIN | no data | INA | PD-558 | no data | no data | AIR | 0.75" | no data
no data | 02-VINA442 | no data | no data | no data | DRAIN | no data | INA | PD-560 | no data | no data | AIR | 0.75" | no data
no data | 02-VINA443 | no data | no data | no data | DRAIN | no data | INA | PD-558 | no data | no data | AIR | 0.75" | no data
no data | 02-VINA445 | no data | no data | no data | DRAIN | no data | INA | PD-560 | no data | no data | AIR | 0.75" | no data
no data | 02-VINA446 | no data | no data | no data | DRAIN | no data | INA | PD-560 | no data | no data | AIR | 0.75" | no data
no data | 02-VINA447 | no data | no data | no data | DRAIN | no data | INA | PD-558 | no data | no data | AIR | 0.75" | no data
no data | 02-VINA448 | no data | no data | no data | DRAIN | no data | INA | PD-560 | no data | no data | AIR | 0.75" | no data
no data | 02-VINA450 | no data | no data | no data | DRAIN | no data | INA | PD-560 | no data | no data | AIR | 0.75" | no data
no data | 02-VINA451 | no data | no data | no data | DRAIN | no data | INA | PD-560 | no data | no data | AIR | 0.75" | no data
no data | 02-VINA452 | no data | no data | no data | DRAIN | no data | INA | PD-560 | no data | no data | AIR | 0.75" | no data
no data | 02-VINA453 | no data | no data | no data | DRAIN | no data | INA | PD-560 | no data | no data | AIR | 0.75" | no data
no data | 02-VINA454 | no data | no data | no data | DRAIN | no data | INA | PD-560 | no data | no data | AIR | 0.75" | no data
no data | 02-VINA455 | no data | no data | no data | DRAIN | no data | INA | PD-560 | no data | no data | AIR | 0.75" | no data
no data | 02-VINA456 | no data | no data | no data | DRAIN | no data | INA | PD-560 | no data | no data | AIR | 0.75" | no data
no data | 02-VINA457 | no data | no data | no data | DRAIN | no data | INA | PD-560 | no data | no data | AIR | 0.75" | no data
no data | 02-VINA458 | no data | no data | no data | DRAIN | no data | INA | PD-560 | no data | no data | AIR | 0.75" | no data
no data | 02-VINA459 | no data | no data | no data | DRAIN | no data | INA | PD-560 | no data | no data | AIR | 0.75" | no data
no data | 02-VINA460 | no data | no data | no data | END USER ISOLATION | no data | INA | PD-558 | no data | no data | AIR | 0.75" | no data
no data | 02-VINA461 | no data | no data | no data | DRAIN | no data | INA | PD-562 | no data | no data | AIR | 0.75" | no data
no data | 02-VINA462 | no data | no data | no data | END USER ISOLATION | no data | INA | PD-562 | no data | no data | AIR | 0.75" | no data
no data | 02-VINA463 | no data | no data | no data | DRAIN | no data | INA | PD-559 | no data | no data | AIR | 0.75" | no data
no data | 02-VINA464 | no data | no data | no data | STUB-UP ISOLATION | no data | INA | PD-556 | no data | no data | AIR | 2" | no data
no data | 02-VINA469 | no data | no data | no data | DRAIN | no data | INA | PD-560 | no data | no data | AIR | 0.75" | no data
no data | 02-VINA470 | no data | no data | no data | DRAIN | no data | INA | PD-562 | no data | no data | AIR | 0.75" | no data
no data | 02-VINA475 | no data | no data | no data | DRAIN | no data | INA | PD-556 | no data | no data | AIR | 0.75" | no data
no data | 02-VINA476 | no data | no data | no data | DRAIN | no data | INA | PD-556 | no data | no data | AIR | 0.75" | no data
no data | 02-VINA479 | no data | no data | no data | END USER ISOLATION | no data | INA | PD-558 | no data | no data | AIR | 0.75" | no data
no data | 02-VINA480 | no data | no data | no data | END USER ISOLATION | no data | INA | PD-558 | no data | no data | AIR | 0.75" | no data
no data | 02-VINA500 | no data | no data | no data | DRAIN | no data | INA | PD-559 | no data | no data | AIR | 0.75" | no data
no data | 02-VINA515 | no data | no data | no data | DRAIN | no data | INA | PD-559 | no data | no data | AIR | 0.75" | no data
no data | 02-VINA545 | no data | no data | no data | DRAIN | no data | INA | PD-561 | no data | no data | AIR | 0.75" | no data
no data | 02-VLPS101 | no data | no data | no data | VENT/DRAIN/INSTRUMENTATION ROOT VALVE | no data | LPS | PD-040B | no data | no data | Steam | 1" | no data
no data | 02-VLPS102 | no data | no data | no data | VENT/DRAIN/INSTRUMENTATION ROOT VALVE | no data | LPS | PD-040B | no data | no data | Steam | 0.75" | no data
no data | 02-VLPS103 | no data | no data | no data | VENT/DRAIN/INSTRUMENTATION ROOT VALVE | no data | LPS | PD-040B | no data | no data | Steam | 1" | no data
no data | 02-VLPS104 | no data | no data | no data | VENT/DRAIN/INSTRUMENTATION ROOT VALVE | no data | LPS | PD-040B | no data | no data | Steam | 1" | no data
no data | 02-VLPS106 | no data | no data | no data | VENT/DRAIN/INSTRUMENTATION ROOT VALVE | no data | LPS | PD-040B | no data | no data | Steam | 1" | no data
no data | 02-VLPS107 | no data | no data | no data | VENT/DRAIN/INSTRUMENTATION ROOT VALVE | no data | LPS | PD-040B | no data | no data | Steam | 0.75" | no data
no data | 02-VLPS108 | no data | no data | no data | VENT/DRAIN/INSTRUMENTATION ROOT VALVE | no data | LPS | PD-040B | no data | no data | Steam | 2" | no data
no data | 02-VLPS109 | no data | no data | no data | DRIP LEG DRAIN | no data | LPS | PD-040B | no data | no data | Steam | 2" | no data
no data | 02-VLPS111 | no data | no data | no data | VENT/DRAIN/INSTRUMENTATION ROOT VALVE | no data | LPS | PD-040B | no data | no data | Steam | 2" | no data
no data | 02-VLPS112 | no data | no data | no data | VENT/DRAIN/INSTRUMENTATION ROOT VALVE | no data | LPS | PD-040B | no data | no data | Steam | 0.75" | no data
no data | 02-VLPS123 | no data | no data | no data | VENT/DRAIN/INSTRUMENTATION ROOT VALVE | no data | LPS | PD-040B | no data | no data | Steam | 0.75" | no data
no data | 02-VLPS142 | no data | no data | no data | VENT/DRAIN/INSTRUMENTATION ROOT VALVE | no data | LPS | PD-040B | no data | no data | Steam | 0.75" | no data
no data | 02-VLPS147 | no data | no data | no data | VENT/DRAIN/INSTRUMENTATION ROOT VALVE | no data | LPS | PD-041B | no data | no data | Steam | 0.75" | no data
no data | 02-VLPS149 | no data | no data | no data | VENT/DRAIN/INSTRUMENTATION ROOT VALVE | no data | LPS | PD-041B | no data | no data | Steam | 2" | no data
no data | 02-VLPS150 | no data | no data | no data | VENT/DRAIN/INSTRUMENTATION ROOT VALVE | no data | LPS | PD-041B | no data | no data | Steam | 2" | no data
no data | 02-VLPS151 | no data | no data | no data | DRIP LEG DRAIN | no data | LPS | PD-041B | no data | no data | Steam | 2" | no data
no data | 02-VLPS152 | no data | no data | no data | VENT/DRAIN/INSTRUMENTATION ROOT VALVE | no data | LPS | PD-040B | no data | no data | Steam | 0.75" | no data
no data | 02-VLPS161 | no data | no data | no data | VENT/DRAIN/INSTRUMENTATION ROOT VALVE | no data | LPS | PD-041B | no data | no data | Steam | 0.75" | no data
no data | 02-VLPS163 | no data | no data | no data | VENT/DRAIN/INSTRUMENTATION ROOT VALVE | no data | LPS | PD-041B | no data | no data | Steam | 0.75" | no data
no data | 02-VLPS164 | no data | no data | no data | VENT/DRAIN/INSTRUMENTATION ROOT VALVE | no data | LPS | PD-040B | no data | no data | Steam | 0.75" | no data
no data | 02-VLPS167 | no data | no data | no data | VENT/DRAIN/INSTRUMENTATION ROOT VALVE | no data | LPS | PD-040B | no data | no data | Steam | 0.75" | no data
no data | 02-VLPS169 | no data | no data | no data | VENT/DRAIN/INSTRUMENTATION ROOT VALVE | no data | LPS | PD-041B | no data | no data | Steam | 1" | no data
no data | 02-VLPS170 | no data | no data | no data | VENT/DRAIN/INSTRUMENTATION ROOT VALVE | no data | LPS | PD-041B | no data | no data | Steam | 1" | no data
no data | 02-VLPS171 | no data | no data | no data | VENT/DRAIN/INSTRUMENTATION ROOT VALVE | no data | LPS | PD-041B | no data | no data | Steam | 1" | no data
no data | Tag Number | no data | no data | no data | Description | no data | System | P&ID | no data | no data | Working Fluid | Size (in) | no data
no data | 02-VLPS172 | no data | no data | no data | VENT/DRAIN/INSTRUMENTATION ROOT VALVE | no data | LPS | PD-041B | no data | no data | Steam | 1" | no data
no data | 02-VLPS173 | no data | no data | no data | VENT/DRAIN/INSTRUMENTATION ROOT VALVE | no data | LPS | PD-041B | no data | no data | Steam | 0.75" | no data
no data | 02-VLPS175 | no data | no data | no data | VENT/DRAIN/INSTRUMENTATION ROOT VALVE | no data | LPS | PD-041B | no data | no data | Steam | 0.75" | no data
no data | 02-VLPS177 | no data | no data | no data | VENT/DRAIN/INSTRUMENTATION ROOT VALVE | no data | LPS | PD-041B | no data | no data | Steam | 0.75" | no data
no data | 02-VPDR200 | no data | no data | no data | TRANSFORMER CONTAINMENT ISOLATION | no data | PDR | PD-971 | no data | no data | OIL/WATER | 4" | no data
no data | 02-VPDR201 | no data | no data | no data | TRANSFORMER CONTAINMENT ISOLATION | no data | PDR | PD-971 | no data | no data | OIL/WATER | 4" | no data
no data | 02-VPDR205 | no data | no data | no data | OWS INLET ISOLATION | no data | PDR | PD-960B | no data | no data | OIL/WATER | 12" | no data
no data | 02-VPDR207 | no data | no data | no data | TRENCH DRAIN CHECK/FLAPPER VALVE | no data | PDR | PD-973 | no data | no data | OIL/WATER | 12" | no data
no data | 02-VPDR208 | no data | no data | no data | TRENCH DRAIN CHECK/FLAPPER VALVE | no data | PDR | PD-973 | no data | no data | OIL/WATER | 4" | no data
no data | 02-VPDR209 | no data | no data | no data | TRENCH DRAIN CHECK/FLAPPER VALVE | no data | PDR | PD-973 | no data | no data | OIL/WATER | 12" | no data
no data | 02-VSMP100 | no data | no data | no data | UNIT 2 SAMPLE PANEL HP BLOWDOWN HEADER DRAIN ISOLATION VALVE | no data | SMP | PD-500B | no data | no data | Water | 0.75" | no data
no data | 02-VSTP100 | no data | no data | no data | HP CONTROL VALVE HP STEM LEAK CHECK VALVE | no data | STP | PD-303B | no data | no data | Steam/Water | 1.5" | no data
no data | 02-VSTP101 | no data | no data | no data | HP STOP VALVE HP STEM LEAK CHECK VALVE | no data | STP | PD-303B | no data | no data | Steam/Water | 1.5" | no data
no data | 02-VSTP102 | no data | no data | no data | HP STEM LEAK TO CRH CHECK VALVE | no data | STP | PD-303B | no data | no data | Steam/Water | 2" | no data
no data | 02-VSTP103 | no data | no data | no data | HP STEM LEAK TO HP DRN TANK CHECK VALVE | no data | STP | PD-303B | no data | no data | Steam/Water | 2" | no data
no data | 02-VSTP104 | no data | no data | no data | HP STEAM INLET PIPE DRAIN MANUAL ISOLATION | no data | STP | PD-303B | no data | no data | Steam/Water | 1.5" | no data
no data | 02-VSTP105 | no data | no data | no data | CMV SEAT DRAIN MANUAL ISOLATION | no data | STP | PD-303B | no data | no data | Steam/Water | 1.5" | no data
no data | 02-VSTP106 | no data | no data | no data | IP STEAM INLET PIPE DRAIN MANUAL ISOLATION | no data | STP | PD-303B | no data | no data | Steam/Water | 1" | no data
no data | 02-VSTP107 | no data | no data | no data | CRV SEAT DRAIN MANUAL ISOLATION | no data | STP | PD-303B | no data | no data | Steam/Water | 1" | no data
no data | 02-VSTP108 | no data | no data | no data | LP STEAM STRAINER DRAIN MANUAL ISOLATION | no data | STP | PD-303B | no data | no data | Steam/Water | 1" | no data
no data | 02-VSTP109 | no data | no data | no data | LP STEAM INLET PIPE DRAIN MANUAL ISOLATION | no data | STP | PD-303B | no data | no data | Steam/Water | 1" | no data
no data | 02-VSTP110 | no data | no data | no data | INSTRUMENT | no data | STP | PD-304B | no data | no data | Steam | 0.75" | no data
no data | 02-VSTP111 | no data | no data | no data | INSTRUMENT | no data | STP | PD-304B | no data | no data | Steam | 2" | no data
no data | 02-VSTP112 | no data | no data | no data | INSTRUMENT | no data | STP | PD-304B | no data | no data | Steam | 2" | no data
no data | 02-VSTP113 | no data | no data | no data | HP ST DRAINS TANK DRAIN ISOLATION | no data | STP | PD-304B | no data | no data | Water | 6" | no data
no data | 02-VSTP114 | no data | no data | no data | DRAIN | no data | STP | PD-304B | no data | no data | Water | 0.75" | no data
no data | 02-VSTP115 | no data | no data | no data | HP ST DRAINS TANK DRAIN ISOLATION | no data | STP | PD-304B | no data | no data | Water | 6" | no data
no data | 02-VSTP116 | no data | no data | no data | DRAIN | no data | STP | PD-304B | no data | no data | Steam | 2" | no data
no data | 02-VSTP117 | no data | no data | no data | GLAND STEAM CONDENSER DRAIN ISOLATION | no data | STP | PD-306B | no data | no data | Water | 0.75" | no data
no data | 02-VSTP118 | no data | no data | no data | GLAND STEAM CONDENSER DRAIN ISOLATION | no data | STP | PD-306B | no data | no data | Water | 0.75" | no data
no data | 02-VSTP119 | no data | no data | no data | GSC EMERGENCY LOOP SEAL DRAIN ISOLATION | no data | STP | PD-302B | no data | no data | Steam | 2" | no data
no data | 02-VSTP120 | no data | no data | no data | GLAND STEAM CONDENSER STEAM TRAP DRAIN ISOLATION | no data | STP | PD-302B | no data | no data | Steam | 2" | no data
no data | 02-VSTP121 | no data | no data | no data | GLAND STEAM CONDENSER STEAM TRAP DRAIN ISOLATION | no data | STP | PD-302B | no data | no data | Steam | 2" | no data
no data | 02-VSTP122 | no data | no data | no data | GLAND STEAM CONDENSER STEAM TRAP STRAINER DRAIN ISOLATION | no data | STP | PD-302B | no data | no data | Steam | 1" | no data
no data | 02-VSTP123 | no data | no data | no data | GLAND STEAM CONDENSER STEAM TRAP BYPASS THROTTLIING | no data | STP | PD-302B | no data | no data | Steam | 2" | no data
no data | 02-VSTP124 | no data | no data | no data | GSC FAN EXHAUST DRAIN ISOLATION | no data | STP | PD-306B | no data | no data | Water | 0.75" | no data
no data | 02-VSTP125 | no data | no data | no data | GSC FAN EXHAUST CHECK VALVE | no data | STP | PD-302B | no data | no data | AIR | 6" | no data
no data | 02-VSTP126 | no data | no data | no data | GSC EXHAUST LOOP SEAL DRAIN ISOLATION | no data | STP | PD-306B | no data | no data | Water | 0.75" | no data
no data | 02-VSTP127 | no data | no data | no data | GLAND STEAM SPILLOVER CONTROL VALVE ISOLATION | no data | STP | PD-300B | no data | no data | Steam | 8" | no data
no data | 02-VSTP128 | no data | no data | no data | GSC FAN EXHAUST CHECK VALVE | no data | STP | PD-302B | no data | no data | AIR | 6" | no data
no data | 02-VSTP129 | no data | no data | no data | GLAND STEAM SPILLOVER CONTROL VALVE ISOLATION | no data | STP | PD-300B | no data | no data | Steam | 12" | no data
no data | 02-VSTP130 | no data | no data | no data | DRAIN | no data | STP | PD-304B | no data | no data | Water | 0.75" | no data
no data | 02-VSTP131 | no data | no data | no data | INSTRUMENT | no data | STP | PD-300B | no data | no data | Steam | 1" | no data
no data | 02-VSTP132 | no data | no data | no data | GLAND STEAM SPILLOVER CONTROL VALVE BYPASS | no data | STP | PD-300B | no data | no data | Steam | 6" | no data
no data | 02-VSTP133 | no data | no data | no data | INSTRUMENT | no data | STP | PD-300B | no data | no data | Steam | 1" | no data
no data | 02-VSTP134 | no data | no data | no data | INSTRUMENT | no data | STP | PD-304B | no data | no data | Steam | 2" | no data
no data | 02-VSTP135 | no data | no data | no data | INSTRUMENT | no data | STP | PD-304B | no data | no data | Steam | 2" | no data
no data | 02-VSTP136 | no data | no data | no data | INSTRUMENT | no data | STP | PD-304B | no data | no data | Steam | 0.75" | no data
no data | 02-VSTP137 | no data | no data | no data | GLAND STEAM CONDENSER STEAM TRAP EQUALIZING ISOLATION | no data | STP | PD-302B | no data | no data | Steam | 1" | no data
no data | 02-VSTP138 | no data | no data | no data | DRAIN ISOLATION | no data | STP | PD-300B | no data | no data | Steam | 1" | no data
no data | 02-VSTP139 | no data | no data | no data | DRAIN ISOLATION | no data | STP | PD-302B | no data | no data | Steam | 1" | no data
no data | 02-VSTP140 | no data | no data | no data | DRAIN ISOLATION | no data | STP | PD-302B | no data | no data | Steam/Water | 1" | no data
no data | 02-VSTP141 | no data | no data | no data | INSTRUMENT | no data | STP | PD-305B | no data | no data | Steam | 0.75" | no data
no data | 02-VSTP142 | no data | no data | no data | INSTRUMENT | no data | STP | PD-305B | no data | no data | Steam | 0.75" | no data
no data | 02-VSTP143 | no data | no data | no data | INSTRUMENT | no data | STP | PD-305B | no data | no data | Steam | 2" | no data
no data | 02-VSTP144 | no data | no data | no data | INSTRUMENT | no data | STP | PD-305B | no data | no data | Steam | 2" | no data
no data | 02-VSTP145 | no data | no data | no data | DRAIN ISOLATION | no data | STP | PD-302B | no data | no data | Steam | 1" | no data
no data | 02-VSTP146 | no data | no data | no data | DRAIN ISOLATION | no data | STP | PD-302B | no data | no data | Steam | 1" | no data
no data | 02-VSTP147 | no data | no data | no data | DRAIN ISOLATION | no data | STP | PD-302B | no data | no data | Steam | 1" | no data
no data | 02-VSTP148 | no data | no data | no data | INSTRUMENT | no data | STP | PD-305B | no data | no data | Steam | 2" | no data
no data | 02-VSTP149 | no data | no data | no data | INSTRUMENT | no data | STP | PD-305B | no data | no data | Steam | 2" | no data
no data | 02-VSTP150 | no data | no data | no data | INSTRUMENT | no data | STP | PD-305B | no data | no data | Steam | 2" | no data
no data | 02-VSTP151 | no data | no data | no data | INSTRUMENT | no data | STP | PD-305B | no data | no data | Steam | 2" | no data
no data | 02-VSTP152 | no data | no data | no data | DRAIN | no data | STP | PD-305B | no data | no data | Steam | 2" | no data
no data | Tag Number | no data | no data | no data | Description | no data | System | P&ID | no data | no data | Working Fluid | Size (in) | no data
no data | 02-VSTP153 | no data | no data | no data | DRAIN ISOLATION | no data | STP | PD-302B | no data | no data | Steam | 1" | no data
no data | 02-VSTP154 | no data | no data | no data | LP STEAM DRAINS PUMP A SUCTION ISOLATION | no data | STP | PD-302B | no data | no data | Steam | 1" | no data
no data | 02-VSTP155 | no data | no data | no data | INSTRUMENT | no data | STP | PD-306B | no data | no data | Water | 0.75" | no data
no data | 02-VSTP156 | no data | no data | no data | INSTRUMENT | no data | STP | PD-306B | no data | no data | Water | 0.75" | no data
no data | 02-VSTP157 | no data | no data | no data | VENT | no data | STP | PD-306B | no data | no data | Water | 0.75" | no data
no data | 02-VSTP158 | no data | no data | no data | DRAIN | no data | STP | PD-306B | no data | no data | Water | 0.75" | no data
no data | 02-VSTP159 | no data | no data | no data | GLAND STEAM MIST SEPARATOR DRAIN ISOLATION | no data | STP | PD-300B | no data | no data | Steam | 1" | no data
no data | 02-VSTP160 | no data | no data | no data | INSTRUMENT | no data | STP | PD-306B | no data | no data | Water | 0.75" | no data
no data | 02-VSTP161 | no data | no data | no data | LP STEAM DRAINS PUMP A VENT ISOLATION | no data | STP | PD-306B | no data | no data | Water | 0.75" | no data
no data | 02-VSTP162 | no data | no data | no data | INSTRUMENT | no data | STP | PD-306B | no data | no data | Water | 0.75" | no data
no data | 02-VSTP163 | no data | no data | no data | LP STEAM DRAINS PUMP A DISCHARGE CHECK VALVE | no data | STP | PD-306B | no data | no data | Water | 6" | no data
no data | 02-VSTP164 | no data | no data | no data | DRAIN | no data | STP | PD-306B | no data | no data | Water | 0.75" | no data
no data | 02-VSTP165 | no data | no data | no data | LP STEAM DRAINS PUMP A DISCHARGE ISOLATION | no data | STP | PD-306B | no data | no data | Water | 6" | no data
no data | 02-VSTP166 | no data | no data | no data | VENT | no data | STP | PD-306B | no data | no data | Water | 0.75" | no data
no data | 02-VSTP167 | no data | no data | no data | GLAND STEAM MIST SEPARATOR DRAIN ORIFICE BYPASS | no data | STP | PD-300B | no data | no data | Steam | 1" | no data
no data | 02-VSTP168 | no data | no data | no data | INSTRUMENT | no data | STP | PD-306B | no data | no data | Water | 0.75" | no data
no data | 02-VSTP169 | no data | no data | no data | INSTRUMENT | no data | STP | PD-306B | no data | no data | Water | 0.75" | no data
no data | 02-VSTP170 | no data | no data | no data | VENT | no data | STP | PD-306B | no data | no data | Water | 0.75" | no data
no data | 02-VSTP171 | no data | no data | no data | DRAIN | no data | STP | PD-306B | no data | no data | Water | 0.75" | no data
no data | 02-VSTP172 | no data | no data | no data | PRIMING CONNECTION ISOLATION | no data | STP | PD-302B | no data | no data | Steam/Water | 0.75" | no data
no data | 02-VSTP173 | no data | no data | no data | INSTRUMENT | no data | STP | PD-306B | no data | no data | Water | 0.75" | no data
no data | 02-VSTP174 | no data | no data | no data | LP STEAM DRAINS PUMP B VENT ISOLATION | no data | STP | PD-306B | no data | no data | Water | 0.75" | no data
no data | 02-VSTP175 | no data | no data | no data | INSTRUMENT | no data | STP | PD-306B | no data | no data | Water | 0.75" | no data
no data | 02-VSTP176 | no data | no data | no data | LP STEAM DRAINS PUMP B DISCHARGE CHECK VALVE | no data | STP | PD-306B | no data | no data | Water | 6" | no data
no data | 02-VSTP177 | no data | no data | no data | DRAIN | no data | STP | PD-306B | no data | no data | Water | 0.75" | no data
no data | 02-VSTP178 | no data | no data | no data | LP STEAM DRAINS PUMP B DISCHARGE ISOLATION | no data | STP | PD-306B | no data | no data | Water | 6" | no data
no data | 02-VSTP179 | no data | no data | no data | GSC FAN EXHAUST ISOLATION | no data | STP | PD-302B | no data | no data | AIR | 6" | no data
no data | 02-VSTP180 | no data | no data | no data | GSC FAN EXHAUST ISOLATION | no data | STP | PD-302B | no data | no data | AIR | 6" | no data
no data | 02-VSTP181 | no data | no data | no data | GLAND STEAM MIST SEPARATOR DRAIN THROTTLE | no data | STP | PD-300B | no data | no data | Steam | 1" | no data
no data | 02-VSTP182 | no data | no data | no data | GLAND STEAM MIST SEPARATOR DRAIN ISOLATION | no data | STP | PD-300B | no data | no data | Steam | 1" | no data
no data | 02-VSTP183 | no data | no data | no data | GLAND STEAM HEADER DRAIN ISOLATION | no data | STP | PD-300B | no data | no data | Steam | 1" | no data
no data | 02-VSTP184 | no data | no data | no data | GLAND STEAM HEADER DRAIN THROTTLE | no data | STP | PD-300B | no data | no data | Steam | 1" | no data
no data | 02-VSTP185 | no data | no data | no data | GLAND STEAM HEADER DRAIN ISOLATION | no data | STP | PD-300B | no data | no data | Steam | 1" | no data
no data | 02-VSTP195 | no data | no data | no data | INSTRUMENT | no data | STP | PD-304B | no data | no data | Steam | 2" | no data
no data | 02-VSTP196 | no data | no data | no data | INSTRUMENT | no data | STP | PD-304B | no data | no data | Steam | 2" | no data
no data | 02-VSTP370 | no data | no data | no data | HP ST DRAINS TANK DRAIN ISOLATION | no data | STP | PD-304B | no data | no data | Water | 6" | no data
no data | 02-VSTP371 | no data | no data | no data | HP ST DRAINS TANK DRAIN ISOLATION | no data | STP | PD-304B | no data | no data | Water | 6" | no data
no data | 02-VSTP386 | no data | no data | no data | CONDENSATE RECEIVER TANK ISOLATION | no data | STP | PD-306B | no data | no data | Water | 6" | no data
no data | 02-VSWS100 | no data | no data | no data | BEARING FLUSH ISOLATION | no data | SWS | PD-090B | no data | no data | Water | 1" | no data
no data | 02-VSWS101 | no data | no data | no data | INSTRUMENT | no data | SWS | PD-090B | no data | no data | Water | 0.5" | no data
no data | 02-VSWS102 | no data | no data | no data | INSTRUMENT | no data | SWS | PD-090B | no data | no data | Water | 0.5" | no data
no data | 02-VSWS103 | no data | no data | no data | VACUUM PUMP MAKEUP ISOLATION | no data | SWS | PD-393 | no data | no data | Water | 1" | no data
no data | 02-VSWS104 | no data | no data | no data | VACUUM PUMP MAKEUP ISOLATION | no data | SWS | PD-393 | no data | no data | Water | 1" | no data
no data | 02-VSWS105 | no data | no data | no data | VACUUM PUMP MAKEUP ISOLATION | no data | SWS | PD-393 | no data | no data | Water | 1" | no data
no data | 02-VSWS106 | no data | no data | no data | FIN TUBE CLEANING SKID ISOLATION | no data | SWS | PD-393 | no data | no data | Water | 2" | no data
no data | 02-VSWS108 | no data | no data | no data | DRAIN | no data | SWS | PD-090B | no data | no data | Water | 0.75" | no data
no data | 02-VSWS109 | no data | no data | no data | UNIT 2 HRSG BLOWDOWN SUMP QUENCH ISOLATION | no data | SWS | PD-090B | no data | no data | Water | 3" | no data
no data | 02-VSWS110 | no data | no data | no data | DRAIN | no data | SWS | PD-090B | no data | no data | Water | 0.75" | no data
no data | 02-VSWS111 | no data | no data | no data | UNIT 2 HRSG BLOWDOWN TANK/SUMP QUENCH ISOLATION | no data | SWS | PD-090B | no data | no data | Water | 6" | no data
no data | 02-VSWS115 | no data | no data | no data | VACUUM PUMP MAKEUP ISOLATION | no data | SWS | PD-393 | no data | no data | Water | 1" | no data
no data | 02-VSWS118 | no data | no data | no data | VACUUM PUMP MAKEUP ISOLATION | no data | SWS | PD-393 | no data | no data | Water | 1" | no data
no data | 02-VWDR100 | no data | no data | no data | OIL IN WATER ANALYZER ISOLATION VALVE | no data | WDR | PD-960B | no data | no data | Water | 0.75" | no data
no data | 02-VWDR237 | no data | no data | no data | VENT | no data | WDR | PD-960B | no data | no data | Water | 0.75" | no data
no data | 02-YV-BFW309 | no data | no data | no data | TCA COOLER INLET EMERGENCY SHUTOFF | no data | BFW | PD-063B | no data | no data | Water | 6" | no data
no data | 02-YV-BFW319 | no data | no data | no data | CTA COOLER BFW SUPPLY STARTUP VALVE | no data | BFW | PD-063B | no data | no data | Water | 1" | no data
no data | 02-YV-BFW409 | no data | no data | no data | FGH UPSTREAM BFW EMERGENCY SHUTOFF | no data | BFW | PD-064B | no data | no data | Water | 4" | no data
no data | 02-YV-BFW419 | no data | no data | no data | FG HX BFW SUPPLY STARTUP VALVE | no data | BFW | PD-064B | no data | no data | Water | 1" | no data
no data | 02-YV-BFW445 | no data | no data | no data | FGH BFW OUTLET EMERGENCY SHUTOFF | no data | BFW | PD-064B | no data | no data | Water | 4" | no data
no data | 02-YV-BFW705 | no data | no data | no data | HPS TA SPRAY SUPPLY AUTOMATIC BLOCK | no data | BFW | PD-020B | no data | no data | Water | 3" | no data
no data | 02-YV-BFW715 | no data | no data | no data | HPS BYPASS SPRAY SUPPLY AUTOMATIC BLOCK | no data | BFW | PD-020B | no data | no data | Water | 3" | no data
no data | 02-YV-BFW735 | no data | no data | no data | HRH SPRAY SUPPLY AUTOMATIC BLOCK | no data | BFW | PD-034B | no data | no data | Water | 3" | no data
no data | 02-YV-BFW745 | no data | no data | no data | CRH LETDOWN PCV SPRAY AUTOMATIC BLOCK | no data | BFW | PD-124B | no data | no data | Water | 1" | no data
no data | 02-YV-BFW757 | no data | no data | no data | CRH LETDOWN ATTEMPERATOR SPRAY AUTOMATIC BLOCK | no data | BFW | PD-124B | no data | no data | Water | 1" | no data
no data | 02-YV-CND441 | no data | no data | no data | CND SYSTEM EMERGENCY DUMP VALVE | no data | CND | PD-053B | no data | no data | Water | 3" | no data
no data | 02-YV-CND509 | no data | no data | no data | ECA COOLER LOOP SUPPLY AUTOMATIC ISOLATION | no data | CND | PD-054B | no data | no data | Water | 6" | no data
no data | 02-YV-CND571 | no data | no data | no data | ECA COOLER LOOP RETURN AUTOMATIC ISOLATION | no data | CND | PD-054B | no data | no data | Water | 6" | no data
no data | 02-YV-CND702 | no data | no data | no data | HRH BYPASS SPRAY SUPPLY AUTOMATIC BLOCK | no data | CND | PD-034B | no data | no data | Water | 4" | no data
no data | 02-YV-CND705 | no data | no data | no data | CRH VENTILATOR SPRAY AUTOMATIC BLOCK | no data | CND | PD-030B | no data | no data | Water | 3" | no data
no data | 02-YV-CND721 | no data | no data | no data | GLAND STEAM DSH SPRAY AUTOMATIC BLOCK | no data | CND | PD-300B | no data | no data | Water | 1" | no data
no data | 02-YV-CND725 | no data | no data | no data | LP BYPASS VALVE SPRAY SUPPLY AUTOMATIC BLOCK | no data | CND | PD-040B | no data | no data | Water | 1" | no data
no data | 02-YV-DWS719 | no data | no data | no data | CONDENSER EMERGENCY MAKEUP ON/OFF | no data | DWS | PD-050B | no data | no data | Water | 6" | no data
no data | 02-YV-STP131 | no data | no data | no data | HP ST DRAINS TANK DRAIN ON/OFF | no data | STP | PD-304B | no data | no data | Water | 6" | no data
no data | 02-YV-STP132 | no data | no data | no data | HP ST DRAINS TANK DRAIN ON/OFF | no data | STP | PD-304B | no data | no data | Water | 6" | no data
no data | 02-YV-WDR110 | no data | no data | no data | UNIT 2 OWS AUTOMATIC ISOLATION VALVE | no data | WDR | PD-960B | no data | no data | Water | 6" | no data
no data | 01‐PRV‐HLS997 | no data | no data | no data | LP DRUM PRESSURE RELIEF VALVE 1 | NA | no data | 2080_00003‐1 | no data | no data | Steam | 6" | no data
no data | 01‐PRV‐HLS998 | no data | no data | no data | LP DRUM PRESSURE RELIEF VALVE 2 | NA | no data | 2080_00003‐1 | no data | no data | Steam | 6" | no data
no data | 01‐PRV‐HLS999 | no data | no data | no data | LP STEAM OUTLET PRESSURE RELIEF VALVE | NA | no data | 2080_00003‐2 | no data | no data | Steam | 6" | no data
no data | 01‐PRV‐HIS995 | no data | no data | no data | IP ECONOMIZER INLET PRESSURE RELIEF VALVE | NA | no data | 2080_00004‐1 | no data | no data | Water | 3" | no data
no data | 01‐PRV‐HIS997 | no data | no data | no data | IP DRUM PRESSURE RELIEF VALVE 1 | NA | no data | 2080_00004‐2 | no data | no data | Steam | 4" | no data
no data | 01‐PRV‐HIS998 | no data | no data | no data | IP DRUM PRESSURE RELIEF VALVE 2 | NA | no data | 2080_00004‐2 | no data | no data | Steam | 6" | no data
no data | 01‐PRV‐HIS999 | no data | no data | no data | IP STEAM OUTLET PRESSURE RELIEF VALVE | NA | no data | 2080_00004‐3 | no data | no data | Steam | 4" | no data
no data | 01‐PRV‐HRS997 | no data | no data | no data | COLD REHEAT PRESSURE RELIEF VALVE 1 | NA | no data | 2080_00004‐4 | no data | no data | Steam | 10" | no data
no data | 01‐PRV‐HRS998 | no data | no data | no data | COLD REHEAT PRESSURE RELIEF VALVE 2 | NA | no data | 2080_00004‐4 | no data | no data | Steam | 2 x 10" | no data
no data | 01‐PRV‐HRS999 | no data | no data | no data | HOT REHEAT PRESSURE RELIEF VALVE | NA | no data | 2080_00004‐4 | no data | no data | Steam | 8" | no data
no data | 01‐PRV‐HHS997 | no data | no data | no data | HP DRUM PRESSURE RELIEF VALVE 1 | NA | no data | 2080_00005‐2 | no data | no data | Steam | 6" | no data
no data | 01‐PRV‐HHS998 | no data | no data | no data | HP DRUM PRESSURE RELIEF VALVE 2 | NA | no data | 2080_00005‐2 | no data | no data | Steam | 6" | no data
no data | 01‐PRV‐HHS999 | no data | no data | no data | HP STEAM OUTLET PRESSURE RELIEF VALVE | NA | no data | 2080_00005‐3 | no data | no data | Steam | 6" | no data
no data | 01‐PRV‐HLS901 | no data | no data | no data | PREHEATER EXT HEAT EXCHANGER PRESSURE RELIEF VALVE | NA | no data | 2080_00006‐1 | no data | no data | Water | 2" | no data
no data | 01‐PRV‐HLS902 | no data | no data | no data | PREHEATER EXT HEAT EXCHANGER PRESSURE RELIEF VALVE | NA | no data | 2080_00006‐1 | no data | no data | Water | 2" | no data
no data | 01‐PRV‐HLS994 | no data | no data | no data | PREHEATER INLET PILOT OPERATED RELIEF VALVE | NA | no data | 2080_00006‐1 | no data | no data | Water | 8" | no data
no data | 01‐LCV‐HLS901 | no data | no data | no data | LP DRUM LEVEL CONTROL VALVE | POVCTRL | no data | 2080_00003‐1 | no data | no data | Water | 12" | no data
no data | 01‐PCV‐HLS901 | no data | no data | no data | LP SPARGING STEAM CONTROL VALVE | POVCTRL | no data | 2080_00003‐1 | no data | no data | Steam | 2" | no data
no data | 01‐LCV‐HIS901 | no data | no data | no data | IP DRUM LEVEL CONTROL VALVE | POVCTRL | no data | 2080_00004‐2 | no data | no data | Water | 3" | no data
no data | 01‐PCV‐HIS901 | no data | no data | no data | IP SPARGING STEAM CONTROL VALVE | POVCTRL | no data | 2080_00004‐2 | no data | no data | Steam | 2" | no data
no data | 01‐PCV‐HIS902 | no data | no data | no data | IP TO LP PEGGING STEAM CONTROL VALVE | POVCTRL | no data | 2080_00004‐2 | no data | no data | Steam | 3" | no data
no data | 01‐PCV‐HIS903 | no data | no data | no data | IP STEAM OUTLET BACK PRESSURE CONTROL VALVE | POVCTRL | no data | 2080_00004‐3 | no data | no data | Steam | 8" | no data
no data | 01‐LCV‐HHS901 | no data | no data | no data | HP DRUM LEVEL CONTROL VALVE 1 (25%‐100%) | POVCTRL | no data | 2080_00005‐1 | no data | no data | Water | 8" | no data
no data | 01‐LCV‐HHS902 | no data | no data | no data | HP DRUM LEVEL CONTROL VALVE 2 (0‐30%) | POVCTRL | no data | 2080_00005‐1 | no data | no data | Water | 4" | no data
no data | 01‐FCV‐HHS901 | no data | no data | no data | HP SPARGING STEAM CONTROL VALVE | POVCTRL | no data | 2080_00005‐2 | no data | no data | Steam | 3" | no data
no data | 01‐FCV‐HHS904 | no data | no data | no data | HP TO IP CASCADING BLOWDOWN CONTROL VALVE | NA | no data | 2080_00005‐2 | no data | no data | Water | 2" | no data
no data | 01‐PCV‐HHS902 | no data | no data | no data | HP STEAM OUTLET CONTROL VALVE | POVCTRL | no data | 2080_00005‐3 | no data | no data | Steam | 12" | no data
no data | 01‐TCV‐HLS901 | no data | no data | no data | PREHEATER BYPASS CONTROL VALVE 1 | POVCTRL | no data | 2080_00006‐1 | no data | no data | Water | 10" | no data
no data | 01‐TCV‐HLS902 | no data | no data | no data | PREHEATER BYPASS CONTROL VALVE 2 | POVCTRL | no data | 2080_00006‐1 | no data | no data | Water | 10" | no data
no data | 01‐TCV‐HLS903 | no data | no data | no data | PREHEATER EXT HEAT EXCHANGER CONTROL VALVE 1 | POVCTRL | no data | 2080_00006‐1 | no data | no data | Water | 10" | no data
no data | 01‐TCV‐HLS904 | no data | no data | no data | PREHEATER EXT HEAT EXCHANGER CONTROL VALVE 2 | POVCTRL | no data | 2080_00006‐1 | no data | no data | Water | 10" | no data
no data | 01‐FCV‐HIS904 | no data | no data | no data | IP CONTINUOUS BLOWDOWN CONTROL VALVE | NA | no data | 2080_00007‐1 | no data | no data | Water | 2" | no data
no data | 01‐TCV‐HBD901 | no data | no data | no data | BLOWDOWN TANK COOLING WATER CONTROL VALVE | POVCTRL | no data | 2080_00007‐1 | no data | no data | Water | 4" | no data
no data | 01‐YCV‐HHS901 | no data | no data | no data | HP INTERMITTENT BLOWDOWN CONTROL VALVE | POVCTRL | no data | 2080_00007‐1 | no data | no data | Water | 2" | no data
no data | 01‐YCV‐HIS901 | no data | no data | no data | IP INTERMITTENT BLOWDOWN CONTROL VALVE | POVCTRL | no data | 2080_00007‐1 | no data | no data | Water | 2" | no data
no data | 01‐YCV‐HLS901 | no data | no data | no data | LP INTERMITTENT BLOWDOWN CONTROL VALVE | POVCTRL | no data | 2080_00007‐1 | no data | no data | Water | 3" | no data
no data | 01‐TCV‐HRS901 | no data | no data | no data | REHEAT INTERSTAGE ATTEMPERATOR CONTROL VALVE | POVCTRL | no data | 2080_00004‐4 | no data | no data | Water | 2" | no data
no data | 01‐TCV‐HRS902 | no data | no data | no data | REHEAT FINAL ATTEMPERATOR CONTROL VALVE | POVCTRL | no data | 2080_00004‐4 | no data | no data | Water | 2" | no data
no data | 01‐TCV‐HHS801 | no data | no data | no data | HP INTERSTAGE ATTEMPERATOR CONTROL VALVE | POVCTRL | no data | 2080_00005‐3 | no data | no data | Water | 2" | no data
no data | 01‐TCV‐HHS902 | no data | no data | no data | HP FINAL ATTEMPERATOR CONTROL VALVE | POVCTRL | no data | 2080_00005‐3 | no data | no data | Water | 2" | no data
no data | 01‐VHEH910 | no data | no data | no data | STACK DRAIN | NA | no data | 2080_00002‐1 | no data | no data | Water | 3" | no data
no data | 01‐VHLS924 | no data | no data | no data | BFP SUCTION | NA | no data | 2080_00003‐1 | no data | no data | Water | 12" | no data
no data | 01‐VHLS940 | no data | no data | no data | LP CV ISOLATION | NA | no data | 2080_00003‐1 | no data | no data | Water | 10" | no data
no data | 01‐VHLS941 | no data | no data | no data | LP CV ISOLATION | NA | no data | 2080_00003‐1 | no data | no data | Water | 10" | no data
no data | 01‐VHLS994 | no data | no data | no data | LP STEAM SPARGING CHECK VALVE | NA | no data | 2080_00003‐1 | no data | no data | Steam | 3" | no data
no data | 01‐VHIS901 | no data | no data | no data | IP FEEDWATER INLET | NA | no data | 2080_00004‐1 | no data | no data | Water | 6" | no data
no data | 01‐VHIS902 | no data | no data | no data | IP FEEDWATER INLET CHECK VALVE | NA | no data | 2080_00004‐1 | no data | no data | Water | 4" | no data
no data | 01‐VHIS921 | no data | no data | no data | IP FGH EXTRACTION CHECK VALVE | NA | no data | 2080_00004‐1 | no data | no data | Water | 4" | no data
no data | 01‐VHIS934 | no data | no data | no data | IP CV ISOLATION VALVE | NA | no data | 2080_00004‐2 | no data | no data | Water | 4" | no data
no data | 01‐VHIS935 | no data | no data | no data | IP CV ISOLATION VALVE | NA | no data | 2080_00004‐2 | no data | no data | Water | 4" | no data
no data | 01‐VHIS975 | no data | no data | no data | IP STEAM SPARGING CHECK VALVE | NA | no data | 2080_00004‐2 | no data | no data | Steam | 3" | no data
no data | 01‐VHIS978 | no data | no data | no data | IP PEGGING STEAM | NA | no data | 2080_00004‐2 | no data | no data | Steam | 6" | no data
no data | 01‐VHIS989 | no data | no data | no data | IP NRV (STOP CHECK) | NA | no data | 2080_00004‐3 | no data | no data | Steam | 8" | no data
no data | 01‐VHRS830 | no data | no data | no data | RH INTERSTAGE ATTEMPERATOR SPRAY WATER ISOLATION | NA | no data | 2080_00004‐4 | no data | no data | Water | 2 1/2" | no data
no data | 01‐VHRS831 | no data | no data | no data | RH INTERSTAGE ATTEMPERATOR SPRAY WATER SWING CHECK VALVE | NA | no data | 2080_00004‐4 | no data | no data | Water | 2 1/2" | no data
no data | 01‐VHHS901 | no data | no data | no data | HP FEEDWATER CONTROL VALVE ISOLATION | NA | no data | 2080_00005‐1 | no data | no data | Water | 12" | no data
no data | 01‐VHHS902 | no data | no data | no data | HP FEEDWATER CONTROL VALVE ISOLATION | NA | no data | 2080_00005‐1 | no data | no data | Water | 12" | no data
no data | 01‐VHHS903 | no data | no data | no data | HP FEEDWATER CONTROL VALVE ISOLATION | NA | no data | 2080_00005‐1 | no data | no data | Water | 6" | no data
no data | 01‐VHHS904 | no data | no data | no data | HP FEEDWATER CONTROL VALVE ISOLATION | NA | no data | 2080_00005‐1 | no data | no data | Water | 6" | no data
no data | 01‐VHHS911 | no data | no data | no data | HP FEEDWATER INLET SWING CHECK VALVE | NA | no data | 2080_00005‐1 | no data | no data | Water | 12" | no data
no data | 01‐VHHS948 | no data | no data | no data | HP TCA RETURN TO HP ECONOMIZER ISOLATION | NA | no data | 2080_00005‐1 | no data | no data | Water | 6" | no data
no data | 01‐VHHS949 | no data | no data | no data | HP TCA RETURN TO HP ECONOMIZER CHECK | NA | no data | 2080_00005‐1 | no data | no data | Water | 6" | no data
no data | 01‐VHHS993 | no data | no data | no data | HP STEAM SPARGING CHECK VALVE | NA | no data | 2080_00005‐2 | no data | no data | Steam | 4" | no data
no data | 01‐VHHS844 | no data | no data | no data | HP INTERSTAGE ATTEMPERATOR SPRAY WATER ISOLATION | NA | no data | 2080_00005‐3 | no data | no data | Water | 2 1/2" | no data
no data | 01‐VHHS845 | no data | no data | no data | HP INTERSTAGE ATTEMPERATOR SPRAY WATER SWING CHECK VALVE | NA | no data | 2080_00005‐3 | no data | no data | Water | 2 1/2" | no data
no data | 01‐VHLS901 | no data | no data | no data | LP FEEDWATER INLET CHECK | NA | no data | 2080_00006‐1 | no data | no data | Water | 10" | no data
no data | 01‐VHLS904 | no data | no data | no data | LP HEAT EXCHANGER ISOLATION | NA | no data | 2080_00006‐1 | no data | no data | Water | 10" | no data
no data | 01‐VHLS905 | no data | no data | no data | LP HEAT EXCHANGER ISOLATION | NA | no data | 2080_00006‐1 | no data | no data | Water | 10" | no data
no data | 01‐VHLS907 | no data | no data | no data | LP HEAT EXCHANGER ISOLATION | NA | no data | 2080_00006‐1 | no data | no data | Water | 10" | no data
no data | 01‐VHLS908 | no data | no data | no data | LP HEAT EXCHANGER ISOLATION | NA | no data | 2080_00006‐1 | no data | no data | Water | 10" | no data
no data | 01‐VHLS909 | no data | no data | no data | LP HEAT EXCHANGER BYPASS | NA | no data | 2080_00006‐1 | no data | no data | Water | 10" | no data
no data | 01‐VHBD904 | no data | no data | no data | BLOW DOWN TANK CV ISOLATION | NA | no data | 2080_00007‐1 | no data | no data | Water | 6" | no data
no data | 01‐VHBD905 | no data | no data | no data | BLOW DOWN TANK CV ISOLATION | NA | no data | 2080_00007‐1 | no data | no data | Water | 6" | no data
no data | 01‐VHBD906 | no data | no data | no data | BLOW DOWN TANK CHECK | NA | no data | 2080_00007‐1 | no data | no data | Water | 6" | no data
no data | 01‐VHEH901 | no data | no data | no data | EXHAUST SIDE INLET DUCT PRESSURE TRANSMITTER ISOLATION | NA | no data | 2080_00002‐1 | no data | no data | Flue gas | 1" | no data
no data | 01‐VHEH902 | no data | no data | no data | EXHAUST SIDE INLET DUCT PRESSURE TRANSMITTER ISOLATION | NA | no data | 2080_00002‐1 | no data | no data | Flue gas | 1" | no data
no data | 01‐VHEH903 | no data | no data | no data | EXHAUST SIDE INLET DUCT PRESSURE TRANSMITTER ISOLATION | NA | no data | 2080_00002‐1 | no data | no data | Flue gas | 1" | no data
no data | 01‐VHEH904 | no data | no data | no data | EXHAUST SIDE CO CATALYST 1 PRESSURE TRASMITTER ISOLATION | NA | no data | 2080_00002‐1 | no data | no data | Flue gas | 1" | no data
no data | 01‐VHEH905 | no data | no data | no data | EXHAUST SIDE CO CATALYST 1 PRESSURE TRASMITTER ISOLATION | NA | no data | 2080_00002‐1 | no data | no data | Flue gas | 1" | no data
no data | 01‐VHEH906 | no data | no data | no data | EXHAUST SIDE CO CATALYST 2 PRESSURE TRASMITTER ISOLATION | NA | no data | 2080_00002‐1 | no data | no data | Flue gas | 1" | no data
no data | 01‐VHEH907 | no data | no data | no data | EXHAUST SIDE CO CATALYST 2 PRESSURE TRASMITTER ISOLATION | NA | no data | 2080_00002‐1 | no data | no data | Flue gas | 1" | no data
no data | 01‐VHEH908 | no data | no data | no data | EXHAUST SIDE SCR CATALYST PRESSURE TRASMITTER ISOLATION | NA | no data | 2080_00002‐1 | no data | no data | Flue gas | 1" | no data
no data | 01‐VHEH909 | no data | no data | no data | EXHAUST SIDE SCR CATALYST PRESSURE TRASMITTER ISOLATION | NA | no data | 2080_00002‐1 | no data | no data | Flue gas | 1" | no data
no data | 01‐VHEH912 | no data | no data | no data | BURNER MAIN FUEL LINE DRAIN | NA | no data | 2080_00002‐1 | no data | no data | Nat. Gas | 2" | no data
no data | 01‐VHEH913 | no data | no data | no data | BURNER PILOT FUEL LINE DRAIN | NA | no data | 2080_00002‐1 | no data | no data | Nat. Gas | 2" | no data
no data | 01‐VHEH914 | no data | no data | no data | BURNER INSTRUMENT AIR DRAIN | NA | no data | 2080_00002‐1 | no data | no data | Air | 2" | no data
no data | 01‐VHEH915 | no data | no data | no data | BURNER COOLING AIR DRAIN | NA | no data | 2080_00002‐1 | no data | no data | Air | 2" | no data
no data | 01‐VHLS805 | no data | no data | no data | LP SATURATED STEAM VENT | NA | no data | 2080_00003‐1 | no data | no data | Water/Steam | 2" | no data
no data | 01‐VHLS806 | no data | no data | no data | LP SATURATED STEAM VENT | NA | no data | 2080_00003‐1 | no data | no data | Water/Steam | 2" | no data
no data | 01‐VHLS831 | no data | no data | no data | DEAERATOR VENT ISOLATION VALVE | NA | no data | 2080_00003‐1 | no data | no data | Water | 2" | no data
no data | 01‐VHLS832 | no data | no data | no data | DEAERATOR VENT ISOLATION VALVE | NA | no data | 2080_00003‐1 | no data | no data | Water | 2" | no data
no data | 01‐VHLS833 | no data | no data | no data | DEAERATOR VENT ISOLATION VALVE | NA | no data | 2080_00003‐1 | no data | no data | Water | 2" | no data
no data | 01‐VHLS834 | no data | no data | no data | DEAERATOR VENT ISOLATION VALVE | NA | no data | 2080_00003‐1 | no data | no data | Water | 2" | no data
no data | 01‐VHLS923 | no data | no data | no data | PREHEATER DRAIN | NA | no data | 2080_00003‐1 | no data | no data | Water | 2" | no data
no data | 01‐VHLS925 | no data | no data | no data | PREHEATER DRAIN | NA | no data | 2080_00003‐1 | no data | no data | Water | 2" | no data
no data | 01‐VHLS926 | no data | no data | no data | PREHEATER OUTLET PRESSURE INDICATOR ISOLATION | NA | no data | 2080_00003‐1 | no data | no data | Water | 3/4" | no data
no data | 01‐VHLS927 | no data | no data | no data | PREHEATER OUTLET PRESSURE INDICATOR ISOLATION | NA | no data | 2080_00003‐1 | no data | no data | Water | 3/4" | no data
no data | 01‐VHLS930 | no data | no data | no data | PREHEATER OUTLET PRESSURE TRANSMITTER ISOLATION | NA | no data | 2080_00003‐1 | no data | no data | Water | 3/4" | no data
no data | 01‐VHLS931 | no data | no data | no data | PREHEATER OUTLET PRESSURE TRANSMITTER ISOLATION | NA | no data | 2080_00003‐1 | no data | no data | Water | 3/4" | no data
no data | 01‐VHLS932 | no data | no data | no data | PREHEATER OUTLET FLOW TRANSMITTER ISOLATION | NA | no data | 2080_00003‐1 | no data | no data | Water | 3/4" | no data
no data | 01‐VHLS933 | no data | no data | no data | PREHEATER OUTLET FLOW TRANSMITTER ISOLATION | NA | no data | 2080_00003‐1 | no data | no data | Water | 3/4" | no data
no data | 01‐VHLS934 | no data | no data | no data | PREHEATER OUTLET FLOW TRANSMITTER ISOLATION | NA | no data | 2080_00003‐1 | no data | no data | Water | 3/4" | no data
no data | 01‐VHLS935 | no data | no data | no data | PREHEATER OUTLET FLOW TRANSMITTER ISOLATION | NA | no data | 2080_00003‐1 | no data | no data | Water | 3/4" | no data
no data | 01‐VHLS936 | no data | no data | no data | PREHEATER OUTLET FLOW TRANSMITTER ISOLATION | NA | no data | 2080_00003‐1 | no data | no data | Water | 3/4" | no data
no data | 01‐VHLS937 | no data | no data | no data | PREHEATER OUTLET FLOW TRANSMITTER ISOLATION | NA | no data | 2080_00003‐1 | no data | no data | Water | 3/4" | no data
no data | 01‐VHLS938 | no data | no data | no data | PREHEATER OUTLET FLOW TRANSMITTER ISOLATION | NA | no data | 2080_00003‐1 | no data | no data | Water | 3/4" | no data
no data | 01‐VHLS939 | no data | no data | no data | PREHEATER OUTLET FLOW TRANSMITTER ISOLATION | NA | no data | 2080_00003‐1 | no data | no data | Water | 3/4" | no data
no data | 01‐VHLS942 | no data | no data | no data | LP DRUM LCV BYPASS | NA | no data | 2080_00003‐1 | no data | no data | Water | 2" | no data
no data | 01‐VHLS943 | no data | no data | no data | PREHEATER OUTLET DRAIN (DOWNSTREAM LCV) | NA | no data | 2080_00003‐1 | no data | no data | Water | 2" | no data
no data | 01‐VHLS944 | no data | no data | no data | PREHEATER OUTLET DRAIN (DOWNSTREAM LCV) | NA | no data | 2080_00003‐1 | no data | no data | Water | 2" | no data
no data | 01‐VHLS945 | no data | no data | no data | LP DRUM DEAERATOR PRESSURE INDICATOR ISOLATION | NA | no data | 2080_00003‐1 | no data | no data | Water/Steam | 3/4" | no data
no data | 01‐VHLS946 | no data | no data | no data | LP DRUM DEAERATOR PRESSURE INDICATOR ISOLATION | NA | no data | 2080_00003‐1 | no data | no data | Water/Steam | 3/4" | no data
no data | 01‐VHLS947 | no data | no data | no data | LP DRUM DEAERATOR VENT | NA | no data | 2080_00003‐1 | no data | no data | Water/Steam | 2" | no data
no data | 01‐VHLS948 | no data | no data | no data | LP DRUM DEAERATOR VENT | NA | no data | 2080_00003‐1 | no data | no data | Water/Steam | 2" | no data
no data | 01‐VHLS949 | no data | no data | no data | LP DRUM LEVEL GAUGE ISOLATION | NA | no data | 2080_00003‐1 | no data | no data | Water/Steam | 2" | no data
no data | 01‐VHLS950 | no data | no data | no data | LP DRUM LEVEL INDICATION DRAIN | NA | no data | 2080_00003‐1 | no data | no data | Water/Steam | 2" | no data
no data | 01‐VHLS951 | no data | no data | no data | LP DRUM LEVEL INDICATION DRAIN | NA | no data | 2080_00003‐1 | no data | no data | Water/Steam | 2" | no data
no data | 01‐VHLS952 | no data | no data | no data | LP DRUM LEVEL INDICATION DRAIN | NA | no data | 2080_00003‐1 | no data | no data | Water/Steam | 2" | no data
no data | 01‐VHLS953 | no data | no data | no data | LP DRUM LEVEL TRANSMITTER ISOLATION | NA | no data | 2080_00003‐1 | no data | no data | Water/Steam | 1" | no data
no data | 01‐VHLS954 | no data | no data | no data | LP DRUM LEVEL TRANSMITTER ISOLATION | NA | no data | 2080_00003‐1 | no data | no data | Water/Steam | 1" | no data
no data | 01‐VHLS955 | no data | no data | no data | LP DRUM LEVEL TRANSMITTER ISOLATION | NA | no data | 2080_00003‐1 | no data | no data | Water/Steam | 1" | no data
no data | 01‐VHLS956 | no data | no data | no data | LP DRUM LEVEL TRANSMITTER ISOLATION | NA | no data | 2080_00003‐1 | no data | no data | Water/Steam | 1" | no data
no data | 01‐VHLS957 | no data | no data | no data | LP DRUM LEVEL TRANSMITTER ISOLATION | NA | no data | 2080_00003‐1 | no data | no data | Water/Steam | 1" | no data
no data | 01‐VHLS958 | no data | no data | no data | LP DRUM LEVEL TRANSMITTER ISOLATION | NA | no data | 2080_00003‐1 | no data | no data | Water/Steam | 1" | no data
no data | 01‐VHLS959 | no data | no data | no data | LP DRUM LEVEL TRANSMITTER ISOLATION | NA | no data | 2080_00003‐1 | no data | no data | Water/Steam | 1" | no data
no data | 01‐VHLS960 | no data | no data | no data | LP DRUM LEVEL TRANSMITTER ISOLATION | NA | no data | 2080_00003‐1 | no data | no data | Water/Steam | 1" | no data
no data | 01‐VHLS961 | no data | no data | no data | LP DRUM LEVEL GAUGE ISOLATION | NA | no data | 2080_00003‐1 | no data | no data | Water/Steam | 2" | no data
no data | 01‐VHLS962 | no data | no data | no data | LP DRUM LEVEL GAUGE ISOLATION | NA | no data | 2080_00003‐1 | no data | no data | Water/Steam | 2" | no data
no data | 01‐VHLS963 | no data | no data | no data | LP DRUM LEVEL GAUGE ISOLATION | NA | no data | 2080_00003‐1 | no data | no data | Water/Steam | 2" | no data
no data | 01‐VHLS964 | no data | no data | no data | LP DRUM LEVEL GAUGE ISOLATION | NA | no data | 2080_00003‐1 | no data | no data | Water/Steam | 2" | no data
no data | 01‐VHLS965 | no data | no data | no data | LP DRUM LEVEL GAUGE ISOLATION | NA | no data | 2080_00003‐1 | no data | no data | Water/Steam | 2" | no data
no data | 01‐VHLS966 | no data | no data | no data | LP DRUM LEVEL INDICATION DRAIN | NA | no data | 2080_00003‐1 | no data | no data | Water/Steam | 2" | no data
no data | 01‐VHLS967 | no data | no data | no data | LP DRUM LEVEL INDICATION DRAIN | NA | no data | 2080_00003‐1 | no data | no data | Water/Steam | 2" | no data
no data | 01‐VHLS968 | no data | no data | no data | LP DRUM LEVEL TRANSMITTER ISOLATION | NA | no data | 2080_00003‐1 | no data | no data | Water/Steam | 1" | no data
no data | 01‐VHLS969 | no data | no data | no data | LP DRUM LEVEL TRANSMITTER ISOLATION | NA | no data | 2080_00003‐1 | no data | no data | Water/Steam | 1" | no data
no data | 01‐VHLS970 | no data | no data | no data | LP DRUM LEVEL TRANSMITTER ISOLATION | NA | no data | 2080_00003‐1 | no data | no data | Water/Steam | 1" | no data
no data | 01‐VHLS971 | no data | no data | no data | LP DRUM LEVEL TRANSMITTER ISOLATION | NA | no data | 2080_00003‐1 | no data | no data | Water/Steam | 1" | no data
no data | 01‐VHLS972 | no data | no data | no data | LP DRUM LEVEL GAUGE ISOLATION | NA | no data | 2080_00003‐1 | no data | no data | Water/Steam | 2" | no data
no data | 01‐VHLS973 | no data | no data | no data | LP DRUM LEVEL GAUGE ISOLATION | NA | no data | 2080_00003‐1 | no data | no data | Water/Steam | 2" | no data
no data | 01‐VHLS974 | no data | no data | no data | LP DRUM NITROGEN ISOLATION | NA | no data | 2080_00003‐1 | no data | no data | Water/Steam | 2" | no data
no data | 01‐VHLS975 | no data | no data | no data | LP DRUM NITROGEN SUPPLY NRV | NA | no data | 2080_00003‐1 | no data | no data | Water/Steam | 2" | no data
no data | 01‐VHLS976 | no data | no data | no data | LP DRUM PRESSURE INDICATOR ISOLATION | NA | no data | 2080_00003‐1 | no data | no data | Water/Steam | 3/4" | no data
no data | 01‐VHLS977 | no data | no data | no data | LP DRUM PRESSURE INDICATOR ISOLATION | NA | no data | 2080_00003‐1 | no data | no data | Water/Steam | 3/4" | no data
no data | 01‐VHLS978 | no data | no data | no data | LP DRUM PRESSURE TRANSMITTER ISOLATION | NA | no data | 2080_00003‐1 | no data | no data | Water/Steam | 3/4" | no data
no data | 01‐VHLS979 | no data | no data | no data | LP DRUM PRESSURE TRANSMITTER ISOLATION | NA | no data | 2080_00003‐1 | no data | no data | Water/Steam | 3/4" | no data
no data | 01‐VHLS980 | no data | no data | no data | LP DRUM PRESSURE TRANSMITTER ISOLATION | NA | no data | 2080_00003‐1 | no data | no data | Water/Steam | 3/4" | no data
no data | 01‐VHLS981 | no data | no data | no data | LP DRUM PRESSURE TRANSMITTER ISOLATION | NA | no data | 2080_00003‐1 | no data | no data | Water/Steam | 3/4" | no data
no data | 01‐VHLS982 | no data | no data | no data | LP DRUM PRESSURE TRANSMITTER ISOLATION | NA | no data | 2080_00003‐1 | no data | no data | Water/Steam | 3/4" | no data
no data | 01‐VHLS983 | no data | no data | no data | LP DRUM PRESSURE TRANSMITTER ISOLATION | NA | no data | 2080_00003‐1 | no data | no data | Water/Steam | 3/4" | no data
no data | 01‐VHLS985 | no data | no data | no data | LP SPARGING STEAM DRAIN | NA | no data | 2080_00003‐1 | no data | no data | Water/Steam | 2" | no data
no data | 01‐VHLS988 | no data | no data | no data | LP ECONOMIZER OUTLET VENT | NA | no data | 2080_00003‐1 | no data | no data | Water/Steam | 2" | no data
no data | 01‐VHLS989 | no data | no data | no data | LP ECONOMIZER OUTLET VENT | NA | no data | 2080_00003‐1 | no data | no data | Water/Steam | 2" | no data
no data | 01‐VHLS990 | no data | no data | no data | LP DRUM WATER SAMPLE ISOLATION | NA | no data | 2080_00003‐1 | no data | no data | Water | 2" | no data
no data | 01‐VHLS991 | no data | no data | no data | LP DRUM WATER SAMPLE ISOLATION | NA | no data | 2080_00003‐1 | no data | no data | Water | 2" | no data
no data | 01‐VHLS992 | no data | no data | no data | LP SPARGING STEAM STRAIN DRAIN | NA | no data | 2080_00003‐1 | no data | no data | Water/Steam | 2" | no data
no data | 01‐VHLS993 | no data | no data | no data | LP SPARGING STEAM STRAIN DRAIN | NA | no data | 2080_00003‐1 | no data | no data | Water/Steam | 2" | no data
no data | 01‐VHLS997 | no data | no data | no data | PREHEATER OUTLET DRAIN | NA | no data | 2080_00003‐1 | no data | no data | Water | 2" | no data
no data | 01‐VHLS998 | no data | no data | no data | PREHEATER OUTLET DRAIN | NA | no data | 2080_00003‐1 | no data | no data | Water | 2" | no data
no data | 01‐VHLS999 | no data | no data | no data | LP SPARGING STEAM DRAIN | NA | no data | 2080_00003‐1 | no data | no data | Water/Steam | 2" | no data
no data | 01‐VHLS808 | no data | no data | no data | LP SUPERHEATED STEAM SAMPLE ISOLATION | NA | no data | 2080_00003‐2 | no data | no data | Water/Steam | 3/4" | no data
no data | 01‐VHLS809 | no data | no data | no data | LP SUPERHEATED STEAM SAMPLE ISOLATION | NA | no data | 2080_00003‐2 | no data | no data | Water/Steam | 3/4" | no data
no data | 01‐VHLS811 | no data | no data | no data | LP SUPERHEATED STEAM PRESSURE TRANSMITTER ISOLATION | NA | no data | 2080_00003‐2 | no data | no data | Steam | 3/4" | no data
no data | 01‐VHLS812 | no data | no data | no data | LP SUPERHEATED STEAM PRESSURE TRANSMITTER ISOLATION | NA | no data | 2080_00003‐2 | no data | no data | Steam | 3/4" | no data
no data | 01‐VHLS813 | no data | no data | no data | LP SUPERHEATED STEAM PRESSURE TRANSMITTER ISOLATION | NA | no data | 2080_00003‐2 | no data | no data | Steam | 3/4" | no data
no data | 01‐VHLS814 | no data | no data | no data | LP SUPERHEATED STEAM PRESSURE TRANSMITTER ISOLATION | NA | no data | 2080_00003‐2 | no data | no data | Steam | 3/4" | no data
no data | 01‐VHLS815 | no data | no data | no data | LP SUPERHEATED STEAM PRESSURE TRANSMITTER ISOLATION | NA | no data | 2080_00003‐2 | no data | no data | Steam | 3/4" | no data
no data | 01‐VHLS816 | no data | no data | no data | LP SUPERHEATED STEAM PRESSURE TRANSMITTER ISOLATION | NA | no data | 2080_00003‐2 | no data | no data | Steam | 3/4" | no data
no data | 01‐VHLS817 | no data | no data | no data | LP SUPERHEATED STEAM PRESSURE INDICATOR ISOLATION | NA | no data | 2080_00003‐2 | no data | no data | Steam | 3/4" | no data
no data | 01‐VHLS818 | no data | no data | no data | LP SUPERHEATED STEAM PRESSURE INDICATOR ISOLATION | NA | no data | 2080_00003‐2 | no data | no data | Steam | 3/4" | no data
no data | 01‐VHLS819 | no data | no data | no data | LP SUPERHEATED STEAM FLOW TRANSMITTER ISOLATION | NA | no data | 2080_00003‐2 | no data | no data | Steam | 3/4" | no data
no data | 01‐VHLS820 | no data | no data | no data | LP SUPERHEATED STEAM FLOW TRANSMITTER ISOLATION | NA | no data | 2080_00003‐2 | no data | no data | Steam | 3/4" | no data
no data | 01‐VHLS821 | no data | no data | no data | LP SUPERHEATED STEAM FLOW TRANSMITTER ISOLATION | NA | no data | 2080_00003‐2 | no data | no data | Steam | 3/4" | no data
no data | 01‐VHLS822 | no data | no data | no data | LP SUPERHEATED STEAM FLOW TRANSMITTER ISOLATION | NA | no data | 2080_00003‐2 | no data | no data | Steam | 3/4" | no data
no data | 01‐VHLS825 | no data | no data | no data | LP SUPERHEATED STEAM FLOW TRANSMITTER ISOLATION | NA | no data | 2080_00003‐2 | no data | no data | Steam | 3/4" | no data
no data | 01‐VHLS826 | no data | no data | no data | LP SUPERHEATED STEAM FLOW TRANSMITTER ISOLATION | NA | no data | 2080_00003‐2 | no data | no data | Steam | 3/4" | no data
no data | 01‐VHLS827 | no data | no data | no data | LP SUPERHEATED STEAM FLOW TRANSMITTER ISOLATION | NA | no data | 2080_00003‐2 | no data | no data | Steam | 3/4" | no data
no data | 01‐VHLS828 | no data | no data | no data | LP SUPERHEATED STEAM FLOW TRANSMITTER ISOLATION | NA | no data | 2080_00003‐2 | no data | no data | Steam | 3/4" | no data
no data | 01‐VHLS986 | no data | no data | no data | LP SUPERHEATER OUTLET DRAIN POT CLEANOUT DRAIN | NA | no data | 2080_00003‐2 | no data | no data | Water/Steam | 1" | no data
no data | 01‐VHLS987 | no data | no data | no data | LP SUPERHEATER OUTLET DRAIN POT CLEANOUT DRAIN | NA | no data | 2080_00003‐2 | no data | no data | Water/Steam | 1" | no data
no data | 01‐VHIS904 | no data | no data | no data | IP FEEDWATER BOILER FILL ISOLATION | NA | no data | 2080_00004‐1 | no data | no data | Water | 2" | no data
no data | 01‐VHIS905 | no data | no data | no data | IP FEEDWATER BOILER FILL CHECK VALVE | NA | no data | 2080_00004‐1 | no data | no data | Water | 2" | no data
no data | 01‐VHIS906 | no data | no data | no data | IP FEEDWATER PRESSURE TRANSMITTER ISOLATION | NA | no data | 2080_00004‐1 | no data | no data | Water | 3/4" | no data
no data | 01‐VHIS907 | no data | no data | no data | IP FEEDWATER PRESSURE TRANSMITTER ISOLATION | NA | no data | 2080_00004‐1 | no data | no data | Water | 3/4" | no data
no data | 01‐VHIS910 | no data | no data | no data | IP ECONOMIZER INLET DRAIN | NA | no data | 2080_00004‐1 | no data | no data | Water | 2" | no data
no data | 01‐VHIS911 | no data | no data | no data | IP ECONOMIZER DRAIN | NA | no data | 2080_00004‐1 | no data | no data | Water | 2" | no data
no data | 01‐VHIS912 | no data | no data | no data | IP ECONOMIZER DRAIN | NA | no data | 2080_00004‐1 | no data | no data | Water | 2" | no data
no data | 01‐VHIS913 | no data | no data | no data | IP ECONOMIZER DRAIN | NA | no data | 2080_00004‐1 | no data | no data | Water | 2" | no data
no data | 01‐VHIS915 | no data | no data | no data | IP ECONOMIZER VENT | NA | no data | 2080_00004‐1 | no data | no data | Water | 2" | no data
no data | 01‐VHIS917 | no data | no data | no data | IP ECONOMIZER VENT | NA | no data | 2080_00004‐1 | no data | no data | Water | 2" | no data
no data | 01‐VHIS918 | no data | no data | no data | IP ECONOMIZER VENT | NA | no data | 2080_00004‐1 | no data | no data | Water | 2" | no data
no data | 01‐VHIS919 | no data | no data | no data | IP FEEDWATER DRAIN | NA | no data | 2080_00004‐1 | no data | no data | Water | 2" | no data
no data | 01‐VHIS920 | no data | no data | no data | IP FEEDWATER DRAIN | NA | no data | 2080_00004‐1 | no data | no data | Water | 2" | no data
no data | 01‐VHIS846 | no data | no data | no data | IP SATURATED STEAM VENT | NA | no data | 2080_00004‐2 | no data | no data | Water/Steam | 2" | no data
no data | 01‐VHIS847 | no data | no data | no data | IP SATURATED STEAM VENT | NA | no data | 2080_00004‐2 | no data | no data | Water/Steam | 2" | no data
no data | 01‐VHIS848 | no data | no data | no data | IP SATURATED STEAM VENT | NA | no data | 2080_00004‐2 | no data | no data | Water/Steam | 2" | no data
no data | 01‐VHIS849 | no data | no data | no data | IP SATURATED STEAM VENT | NA | no data | 2080_00004‐2 | no data | no data | Water/Steam | 2" | no data
no data | 01‐VHIS850 | no data | no data | no data | IP SATURATED STEAM VENT | NA | no data | 2080_00004‐2 | no data | no data | Water/Steam | 2" | no data
no data | 01‐VHIS851 | no data | no data | no data | IP SATURATED STEAM VENT | NA | no data | 2080_00004‐2 | no data | no data | Water/Steam | 2" | no data
no data | 01‐VHIS852 | no data | no data | no data | IP SPARGING STEAM STRAIN DRAIN | NA | no data | 2080_00004‐2 | no data | no data | Water/Steam | 2" | no data
no data | 01‐VHIS853 | no data | no data | no data | IP SPARGING STEAM STRAIN DRAIN | NA | no data | 2080_00004‐2 | no data | no data | Water/Steam | 2" | no data
no data | 01‐VHIS854 | no data | no data | no data | IP ECONOMIZER OUTLET DRAIN | NA | no data | 2080_00004‐2 | no data | no data | Water | 2" | no data
no data | 01‐VHIS855 | no data | no data | no data | IP ECONOMIZER OUTLET DRAIN | NA | no data | 2080_00004‐2 | no data | no data | Water | 2" | no data
no data | 01‐VHIS860 | no data | no data | no data | IP SPARGING STEAM DRAIN | NA | no data | 2080_00004‐2 | no data | no data | Water/Steam | 2" | no data
no data | 01‐VHIS861 | no data | no data | no data | IP SPARGING STEAM DRAIN | NA | no data | 2080_00004‐2 | no data | no data | Water/Steam | 2" | no data
no data | 01‐VHIS914 | no data | no data | no data | IP FEEDWATER PRESSURE INDICATOR ISOLATION | NA | no data | 2080_00004‐2 | no data | no data | Water | 3/4" | no data
no data | 01‐VHIS916 | no data | no data | no data | IP FEEDWATER PRESSURE INDICATOR ISOLATION | NA | no data | 2080_00004‐2 | no data | no data | Water | 3/4" | no data
no data | 01‐VHIS922 | no data | no data | no data | IP ECONOMIZER OUTLET PRESSURE TRANSMITTER ISOLATION | NA | no data | 2080_00004‐2 | no data | no data | Water | 3/4" | no data
no data | 01‐VHIS923 | no data | no data | no data | IP ECONOMIZER OUTLET PRESSURE TRANSMITTER ISOLATION | NA | no data | 2080_00004‐2 | no data | no data | Water | 3/4" | no data
no data | 01‐VHIS924 | no data | no data | no data | IP ECONOMIZER OUTLET FLOW TRANSMITTER ISOLATION | NA | no data | 2080_00004‐2 | no data | no data | Water | 3/4" | no data
no data | 01‐VHIS925 | no data | no data | no data | IP ECONOMIZER OUTLET FLOW TRANSMITTER ISOLATION | NA | no data | 2080_00004‐2 | no data | no data | Water | 3/4" | no data
no data | 01‐VHIS926 | no data | no data | no data | IP ECONOMIZER OUTLET FLOW TRANSMITTER ISOLATION | NA | no data | 2080_00004‐2 | no data | no data | Water | 3/4" | no data
no data | 01‐VHIS927 | no data | no data | no data | IP ECONOMIZER OUTLET FLOW TRANSMITTER ISOLATION | NA | no data | 2080_00004‐2 | no data | no data | Water | 3/4" | no data
no data | 01‐VHIS928 | no data | no data | no data | IP ECONOMIZER OUTLET FLOW TRANSMITTER ISOLATION | NA | no data | 2080_00004‐2 | no data | no data | Water | 3/4" | no data
no data | 01‐VHIS929 | no data | no data | no data | IP ECONOMIZER OUTLET FLOW TRANSMITTER ISOLATION | NA | no data | 2080_00004‐2 | no data | no data | Water | 3/4" | no data
no data | 01‐VHIS930 | no data | no data | no data | IP ECONOMIZER OUTLET FLOW TRANSMITTER ISOLATION | NA | no data | 2080_00004‐2 | no data | no data | Water | 3/4" | no data
no data | 01‐VHIS931 | no data | no data | no data | IP ECONOMIZER OUTLET FLOW TRANSMITTER ISOLATION | NA | no data | 2080_00004‐2 | no data | no data | Water | 3/4" | no data
no data | 01‐VHIS932 | no data | no data | no data | IP ECONOMIZER OUTLET DRAIN | NA | no data | 2080_00004‐2 | no data | no data | Water | 2" | no data
no data | 01‐VHIS933 | no data | no data | no data | IP ECONOMIZER OUTLET DRAIN | NA | no data | 2080_00004‐2 | no data | no data | Water | 2" | no data
no data | 01‐VHIS936 | no data | no data | no data | IP DRUM LCV BYPASS | NA | no data | 2080_00004‐2 | no data | no data | Water | 2" | no data
no data | 01‐VHIS937 | no data | no data | no data | IP ECONOMIZER OUTLET DRAIN (DOWNSTREAM LCV) | NA | no data | 2080_00004‐2 | no data | no data | Water | 2" | no data
no data | 01‐VHIS938 | no data | no data | no data | IP ECONOMIZER OUTLET DRAIN (DOWNSTREAM LCV) | NA | no data | 2080_00004‐2 | no data | no data | Water | 2" | no data
no data | 01‐VHIS939 | no data | no data | no data | IP DRUM LEVEL GAUGE ISOLATION | NA | no data | 2080_00004‐2 | no data | no data | Water/Steam | 2" | no data
no data | 01‐VHIS940 | no data | no data | no data | IP DRUM LEVEL GAUGE ISOLATION | NA | no data | 2080_00004‐2 | no data | no data | Water/Steam | 2" | no data
no data | 01‐VHIS941 | no data | no data | no data | IP DRUM LEVEL GAUGE DRAIN | NA | no data | 2080_00004‐2 | no data | no data | Water/Steam | 2" | no data
no data | 01‐VHIS942 | no data | no data | no data | IP DRUM LEVEL GAUGE DRAIN | NA | no data | 2080_00004‐2 | no data | no data | Water/Steam | 2" | no data
no data | 01‐VHIS943 | no data | no data | no data | IP DRUM LEVEL GAUGE ISOLATION | NA | no data | 2080_00004‐2 | no data | no data | Water/Steam | 2" | no data
no data | 01‐VHIS944 | no data | no data | no data | IP DRUM LEVEL GAUGE DRAIN | NA | no data | 2080_00004‐2 | no data | no data | Water/Steam | 2" | no data
no data | 01‐VHIS945 | no data | no data | no data | IP DRUM LEVEL GAUGE DRAIN | NA | no data | 2080_00004‐2 | no data | no data | Water/Steam | 2" | no data
no data | 01‐VHIS946 | no data | no data | no data | IP DRUM LEVEL GAUGE DRAIN | NA | no data | 2080_00004‐2 | no data | no data | Water/Steam | 2" | no data
no data | 01‐VHIS947 | no data | no data | no data | IP DRUM LEVEL GAUGE ISOLATION | NA | no data | 2080_00004‐2 | no data | no data | Water/Steam | 2" | no data
no data | 01‐VHIS948 | no data | no data | no data | IP DRUM LEVEL GAUGE ISOLATION | NA | no data | 2080_00004‐2 | no data | no data | Water/Steam | 2" | no data
no data | 01‐VHIS949 | no data | no data | no data | IP DRUM LEVEL GAUGE ISOLATION | NA | no data | 2080_00004‐2 | no data | no data | Water/Steam | 2" | no data
no data | 01‐VHIS950 | no data | no data | no data | IP DRUM LEVEL TRANSMITTER ISOLATION | NA | no data | 2080_00004‐2 | no data | no data | Water/Steam | 1" | no data
no data | 01‐VHIS951 | no data | no data | no data | IP DRUM LEVEL TRANSMITTER ISOLATION | NA | no data | 2080_00004‐2 | no data | no data | Water/Steam | 1" | no data
no data | 01‐VHIS952 | no data | no data | no data | IP DRUM LEVEL TRANSMITTER ISOLATION | NA | no data | 2080_00004‐2 | no data | no data | Water/Steam | 1" | no data
no data | 01‐VHIS953 | no data | no data | no data | IP DRUM LEVEL TRANSMITTER ISOLATION | NA | no data | 2080_00004‐2 | no data | no data | Water/Steam | 1" | no data
no data | 01‐VHIS954 | no data | no data | no data | IP DRUM LEVEL TRANSMITTER ISOLATION | NA | no data | 2080_00004‐2 | no data | no data | Water/Steam | 1" | no data
no data | 01‐VHIS955 | no data | no data | no data | IP DRUM LEVEL TRANSMITTER ISOLATION | NA | no data | 2080_00004‐2 | no data | no data | Water/Steam | 1" | no data
no data | 01‐VHIS956 | no data | no data | no data | IP DRUM LEVEL TRANSMITTER ISOLATION | NA | no data | 2080_00004‐2 | no data | no data | Water/Steam | 1" | no data
no data | 01‐VHIS957 | no data | no data | no data | IP DRUM LEVEL TRANSMITTER ISOLATION | NA | no data | 2080_00004‐2 | no data | no data | Water/Steam | 1" | no data
no data | 01‐VHIS958 | no data | no data | no data | IP DRUM LEVEL TRANSMITTER ISOLATION | NA | no data | 2080_00004‐2 | no data | no data | Water/Steam | 1" | no data
no data | 01‐VHIS959 | no data | no data | no data | IP DRUM LEVEL TRANSMITTER ISOLATION | NA | no data | 2080_00004‐2 | no data | no data | Water/Steam | 1" | no data
no data | 01‐VHIS960 | no data | no data | no data | IP DRUM LEVEL TRANSMITTER ISOLATION | NA | no data | 2080_00004‐2 | no data | no data | Water/Steam | 1" | no data
no data | 01‐VHIS961 | no data | no data | no data | IP DRUM LEVEL TRANSMITTER ISOLATION | NA | no data | 2080_00004‐2 | no data | no data | Water/Steam | 1" | no data
no data | 01‐VHIS963 | no data | no data | no data | IP DRUM PRESSURE TRANSMITTER ISOLATION | NA | no data | 2080_00004‐2 | no data | no data | Water/Steam | 3/4" | no data
no data | 01‐VHIS964 | no data | no data | no data | IP DRUM PRESSURE TRANSMITTER ISOLATION | NA | no data | 2080_00004‐2 | no data | no data | Water/Steam | 3/4" | no data
no data | 01‐VHIS965 | no data | no data | no data | IP DRUM PRESSURE TRANSMITTER ISOLATION | NA | no data | 2080_00004‐2 | no data | no data | Water/Steam | 3/4" | no data
no data | 01‐VHIS966 | no data | no data | no data | IP DRUM PRESSURE TRANSMITTER ISOLATION | NA | no data | 2080_00004‐2 | no data | no data | Water/Steam | 3/4" | no data
no data | 01‐VHIS967 | no data | no data | no data | IP DRUM PRESSURE TRANSMITTER ISOLATION | NA | no data | 2080_00004‐2 | no data | no data | Water/Steam | 3/4" | no data
no data | 01‐VHIS968 | no data | no data | no data | IP DRUM PRESSURE TRANSMITTER ISOLATION | NA | no data | 2080_00004‐2 | no data | no data | Water/Steam | 3/4" | no data
no data | 01‐VHIS969 | no data | no data | no data | IP DRUM PRESSURE INDICATOR ISOLATION | NA | no data | 2080_00004‐2 | no data | no data | Water/Steam | 3/4" | no data
no data | 01‐VHIS970 | no data | no data | no data | IP DRUM PRESSURE INDICATOR ISOLATION | NA | no data | 2080_00004‐2 | no data | no data | Water/Steam | 3/4" | no data
no data | 01‐VHIS971 | no data | no data | no data | IP DRUM NITROGEN SUPPLY ISOLATION | NA | no data | 2080_00004‐2 | no data | no data | Water/Steam | 2" | no data
no data | 01‐VHIS972 | no data | no data | no data | IP DRUM NITROGEN SUPPLY NRV | NA | no data | 2080_00004‐2 | no data | no data | Water/Steam | 2" | no data
no data | 01‐VHIS973 | no data | no data | no data | IP DRUM WATER SAMPLE ISOLATION | NA | no data | 2080_00004‐2 | no data | no data | Water | 3/4" | no data
no data | 01‐VHIS974 | no data | no data | no data | IP DRUM WATER SAMPLE ISOLATION | NA | no data | 2080_00004‐2 | no data | no data | Water | 3/4" | no data
no data | 01‐VHIS976 | no data | no data | no data | IP SATURATED STEAM VENT | NA | no data | 2080_00004‐2 | no data | no data | Water/Steam | 2" | no data
no data | 01‐VHIS977 | no data | no data | no data | IP SATURATED STEAM VENT | NA | no data | 2080_00004‐2 | no data | no data | Water/Steam | 2" | no data
no data | 01‐VHIS979 | no data | no data | no data | IP DRUM LEVEL GAUGE ISOLATION | NA | no data | 2080_00004‐2 | no data | no data | Water/Steam | 2" | no data
no data | 01‐VHIS991 | no data | no data | no data | IP DRUM INLET CHEMICAL INJECTION CHECK VALVE | NA | no data | 2080_00004‐2 | no data | no data | Water | 1" | no data
no data | 01‐VHIS992 | no data | no data | no data | IP DRUM INLET CHEMICAL INJECTION ISOLATION | NA | no data | 2080_00004‐2 | no data | no data | Water | 1" | no data
no data | 01‐VHIS993 | no data | no data | no data | IP DRUM LEVEL GAUGE ISOLATION | NA | no data | 2080_00004‐2 | no data | no data | Water/Steam | 2" | no data
no data | 01‐VHIS998 | no data | no data | no data | IP TO LP PEGGING STEAM VENT | NA | no data | 2080_00004‐2 | no data | no data | Water/Steam | 2" | no data
no data | 01‐VHIS999 | no data | no data | no data | IP TO LP PEGGING STEAM VENT | NA | no data | 2080_00004‐2 | no data | no data | Water/Steam | 2" | no data
no data | 01‐VHIS801 | no data | no data | no data | IP SUPERHEATED STEAM DRAIN | NA | no data | 2080_00004‐3 | no data | no data | Steam | 2" | no data
no data | 01‐VHIS802 | no data | no data | no data | IP SUPERHEATED STEAM DRAIN | NA | no data | 2080_00004‐3 | no data | no data | Steam | 2" | no data
no data | 01‐VHIS856 | no data | no data | no data | IP SUPERHEATER OUTLET DRAIN POT CLEANOUT DRAIN | NA | no data | 2080_00004‐3 | no data | no data | Water/Steam | 1" | no data
no data | 01‐VHIS857 | no data | no data | no data | IP SUPERHEATER OUTLET DRAIN POT CLEANOUT DRAIN | NA | no data | 2080_00004‐3 | no data | no data | Water/Steam | 1" | no data
no data | 01‐VHIS858 | no data | no data | no data | IP STEAM OUTLET DRAIN POT CLEANOUT DRAIN | NA | no data | 2080_00004‐3 | no data | no data | Water/Steam | 1" | no data
no data | 01‐VHIS859 | no data | no data | no data | IP STEAM OUTLET DRAIN POT CLEANOUT DRAIN | NA | no data | 2080_00004‐3 | no data | no data | Water/Steam | 1" | no data
no data | 01‐VHIS864 | no data | no data | no data | IP SUPERHEATED STEAM FLOW INDICATION ISOLATION | NA | no data | 2080_00004‐3 | no data | no data | Steam | 3/4" | no data
no data | 01‐VHIS865 | no data | no data | no data | IP SUPERHEATED STEAM FLOW INDICATION ISOLATION | NA | no data | 2080_00004‐3 | no data | no data | Steam | 3/4" | no data
no data | 01‐VHIS866 | no data | no data | no data | IP SUPERHEATED STEAM FLOW INDICATION ISOLATION | NA | no data | 2080_00004‐3 | no data | no data | Steam | 3/4" | no data
no data | 01‐VHIS867 | no data | no data | no data | IP SUPERHEATED STEAM FLOW INDICATION ISOLATION | NA | no data | 2080_00004‐3 | no data | no data | Steam | 3/4" | no data
no data | 01‐VHIS982 | no data | no data | no data | IP SUPERHEATED STEAM SAMPLE ISOLATION | NA | no data | 2080_00004‐3 | no data | no data | Steam | 3/4" | no data
no data | 01‐VHIS983 | no data | no data | no data | IP SUPERHEATED STEAM SAMPLE ISOLATION | NA | no data | 2080_00004‐3 | no data | no data | Steam | 3/4" | no data
no data | 01‐VHIS985 | no data | no data | no data | IP SUPERHEATED STEAM PRESSURE INDICATION ISOLATION | NA | no data | 2080_00004‐3 | no data | no data | Steam | 3/4" | no data
no data | 01‐VHIS986 | no data | no data | no data | IP SUPERHEATED STEAM PRESSURE INDICATION ISOLATION | NA | no data | 2080_00004‐3 | no data | no data | Steam | 3/4" | no data
no data | 01‐VHIS987 | no data | no data | no data | IP SUPERHEATED STEAM PRESSURE TRANSMITTER ISOLATION | NA | no data | 2080_00004‐3 | no data | no data | Steam | 3/4" | no data
no data | 01‐VHIS988 | no data | no data | no data | IP SUPERHEATED STEAM PRESSURE TRANSMITTER ISOLATION | NA | no data | 2080_00004‐3 | no data | no data | Steam | 3/4" | no data
no data | 01‐VHIS994 | no data | no data | no data | IP SUPERHEATED STEAM FLOW INDICATION ISOLATION | NA | no data | 2080_00004‐3 | no data | no data | Steam | 3/4" | no data
no data | 01‐VHIS995 | no data | no data | no data | IP SUPERHEATED STEAM FLOW INDICATION ISOLATION | NA | no data | 2080_00004‐3 | no data | no data | Steam | 3/4" | no data
no data | 01‐VHIS996 | no data | no data | no data | IP SUPERHEATED STEAM FLOW INDICATION ISOLATION | NA | no data | 2080_00004‐3 | no data | no data | Steam | 3/4" | no data
no data | 01‐VHIS997 | no data | no data | no data | IP SUPERHEATED STEAM FLOW INDICATION ISOLATION | NA | no data | 2080_00004‐3 | no data | no data | Steam | 3/4" | no data
no data | 01‐VHRS803 | no data | no data | no data | COLD REHEAT RETURN PRESSURE TRANSMITTER ISOLATION | NA | no data | 2080_00004‐4 | no data | no data | Steam | 3/4" | no data
no data | 01‐VHRS804 | no data | no data | no data | COLD REHEAT RETURN PRESSURE TRANSMITTER ISOLATION | NA | no data | 2080_00004‐4 | no data | no data | Steam | 3/4" | no data
no data | 01‐VHRS805 | no data | no data | no data | COLD REHEAT RETURN PRESSURE INDICATOR ISOLATION | NA | no data | 2080_00004‐4 | no data | no data | Steam | 3/4" | no data
no data | 01‐VHRS806 | no data | no data | no data | COLD REHEAT RETURN PRESSURE INDICATOR ISOLATION | NA | no data | 2080_00004‐4 | no data | no data | Steam | 3/4" | no data
no data | 01‐VHRS807 | no data | no data | no data | REHEATER INLET VENT | NA | no data | 2080_00004‐4 | no data | no data | Steam | 2" | no data
no data | 01‐VHRS808 | no data | no data | no data | REHEATER INLET VENT | NA | no data | 2080_00004‐4 | no data | no data | Steam | 2" | no data
no data | 01‐VHRS809 | no data | no data | no data | REHEATER INLET NITROGEN FILL ISOLATION | NA | no data | 2080_00004‐4 | no data | no data | Steam | 2" | no data
no data | 01‐VHRS810 | no data | no data | no data | REHEATER INLET NITROGEN FILL CHECK VALVE | NA | no data | 2080_00004‐4 | no data | no data | Steam | 2" | no data
no data | 01‐VHRS813 | no data | no data | no data | HOT REHEAT OUTLET PRESSURE TRANSMITTER ISOLATION | NA | no data | 2080_00004‐4 | no data | no data | Steam | 3/4" | no data
no data | 01‐VHRS814 | no data | no data | no data | HOT REHEAT OUTLET PRESSURE TRANSMITTER ISOLATION | NA | no data | 2080_00004‐4 | no data | no data | Steam | 3/4" | no data
no data | 01‐VHRS820 | no data | no data | no data | REHEAT INTERSTAGE ATTEMPERATOR COOLING WATER FLOW TRANSMITTER ISOLATION | NA | no data | 2080_00004‐4 | no data | no data | Water | 3/4" | no data
no data | 01‐VHRS821 | no data | no data | no data | REHEAT INTERSTAGE ATTEMPERATOR COOLING WATER FLOW TRANSMITTER ISOLATION | NA | no data | 2080_00004‐4 | no data | no data | Water | 3/4" | no data
no data | 01‐VHRS822 | no data | no data | no data | REHEAT INTERSTAGE ATTEMPERATOR COOLING WATER FLOW TRANSMITTER ISOLATION | NA | no data | 2080_00004‐4 | no data | no data | Water | 3/4" | no data
no data | 01‐VHRS823 | no data | no data | no data | REHEAT INTERSTAGE ATTEMPERATOR COOLING WATER FLOW TRANSMITTER ISOLATION | NA | no data | 2080_00004‐4 | no data | no data | Water | 3/4" | no data
no data | 01‐VHRS824 | no data | no data | no data | REHEAT INTERSTAGE ATTEMPERATOR COOLING WATER FLOW TRANSMITTER ISOLATION | NA | no data | 2080_00004‐4 | no data | no data | Water | 3/4" | no data
no data | 01‐VHRS825 | no data | no data | no data | REHEAT INTERSTAGE ATTEMPERATOR COOLING WATER FLOW TRANSMITTER ISOLATION | NA | no data | 2080_00004‐4 | no data | no data | Water | 3/4" | no data
no data | 01‐VHRS826 | no data | no data | no data | REHEAT INTERSTAGE ATTEMPERATOR COOLING WATER DIFFERENTIAL PRESSURE TRANSMITTER ISOLATION | NA | no data | 2080_00004‐4 | no data | no data | Water | 3/4" | no data
no data | 01‐VHRS827 | no data | no data | no data | REHEAT INTERSTAGE ATTEMPERATOR COOLING WATER DIFFERENTIAL PRESSURE TRANSMITTER ISOLATION | NA | no data | 2080_00004‐4 | no data | no data | Water | 3/4" | no data
no data | 01‐VHRS828 | no data | no data | no data | REHEAT INTERSTAGE ATTEMPERATOR COOLING WATER DIFFERENTIAL PRESSURE TRANSMITTER ISOLATION | NA | no data | 2080_00004‐4 | no data | no data | Water | 3/4" | no data
no data | 01‐VHRS829 | no data | no data | no data | REHEAT INTERSTAGE ATTEMPERATOR COOLING WATER DIFFERENTIAL PRESSURE TRANSMITTER ISOLATION | NA | no data | 2080_00004‐4 | no data | no data | Water | 3/4" | no data
no data | 01‐VHRS832 | no data | no data | no data | REHEAT FINAL ATTEMPERATOR COOLING WATER FLOW TRANSMITTER ISOLATION | NA | no data | 2080_00004‐4 | no data | no data | Water | 3/4" | no data
no data | 01‐VHRS833 | no data | no data | no data | REHEAT FINAL ATTEMPERATOR COOLING WATER FLOW TRANSMITTER ISOLATION | NA | no data | 2080_00004‐4 | no data | no data | Water | 3/4" | no data
no data | 01‐VHRS834 | no data | no data | no data | REHEAT FINAL ATTEMPERATOR COOLING WATER FLOW TRANSMITTER ISOLATION | NA | no data | 2080_00004‐4 | no data | no data | Water | 3/4" | no data
no data | 01‐VHRS835 | no data | no data | no data | REHEAT FINAL ATTEMPERATOR COOLING WATER FLOW TRANSMITTER ISOLATION | NA | no data | 2080_00004‐4 | no data | no data | Water | 3/4" | no data
no data | 01‐VHRS836 | no data | no data | no data | REHEAT FINAL ATTEMPERATOR COOLING WATER FLOW TRANSMITTER ISOLATION | NA | no data | 2080_00004‐4 | no data | no data | Water | 3/4" | no data
no data | 01‐VHRS837 | no data | no data | no data | REHEAT FINAL ATTEMPERATOR COOLING WATER FLOW TRANSMITTER ISOLATION | NA | no data | 2080_00004‐4 | no data | no data | Water | 3/4" | no data
no data | 01‐VHRS838 | no data | no data | no data | REHEAT FINAL ATTEMPERATOR COOLING WATER FLOW TRANSMITTER ISOLATION | NA | no data | 2080_00004‐4 | no data | no data | Water | 3/4" | no data
no data | 01‐VHRS839 | no data | no data | no data | REHEAT FINAL ATTEMPERATOR COOLING WATER FLOW TRANSMITTER ISOLATION | NA | no data | 2080_00004‐4 | no data | no data | Water | 3/4" | no data
no data | 01‐VHRS848 | no data | no data | no data | REHEAT INTERSTAGE ATTEMPERATOR COOLING WATER STRAINER DRAIN | NA | no data | 2080_00004‐4 | no data | no data | Water | 2" | no data
no data | 01‐VHRS849 | no data | no data | no data | REHEAT INTERSTAGE ATTEMPERATOR STRAINER COOLING WATER DRAIN | NA | no data | 2080_00004‐4 | no data | no data | Water | 2" | no data
no data | 01‐VHRS860 | no data | no data | no data | REHEAT INTERSTAGE ATTEMPERATOR COOLING WATER DRAIN | NA | no data | 2080_00004‐4 | no data | no data | Water | 2" | no data
no data | 01‐VHRS861 | no data | no data | no data | REHEAT INTERSTAGE ATTEMPERATOR COOLING WATER DRAIN | NA | no data | 2080_00004‐4 | no data | no data | Water | 2" | no data
no data | 01‐VHRS862 | no data | no data | no data | REHEAT INTERSTAGE ATTEMPERATOR DRAIN | NA | no data | 2080_00004‐4 | no data | no data | Water | 2" | no data
no data | 01‐VHRS863 | no data | no data | no data | REHEAT INTERSTAGE ATTEMPERATOR DRAIN | NA | no data | 2080_00004‐4 | no data | no data | Water | 2" | no data
no data | 01‐VHRS901 | no data | no data | no data | HOT REHEAT STEAM SAMPLE ISOLATION | NA | no data | 2080_00004‐4 | no data | no data | Steam | 3/4" | no data
no data | 01‐VHRS902 | no data | no data | no data | HOT REHEAT STEAM SAMPLE ISOLATION | NA | no data | 2080_00004‐4 | no data | no data | Steam | 3/4" | no data
no data | 01‐VHRS903 | no data | no data | no data | HOT REHEAT OUTLET PRESSURE TRANSMITTER ISOLATION | NA | no data | 2080_00004‐4 | no data | no data | Steam | 3/4" | no data
no data | 01‐VHRS904 | no data | no data | no data | HOT REHEAT OUTLET PRESSURE TRANSMITTER ISOLATION | NA | no data | 2080_00004‐4 | no data | no data | Steam | 3/4" | no data
no data | 01‐VHRS911 | no data | no data | no data | HOT REHEAT OUTLET PRESSURE INDICATOR ISOLATION | NA | no data | 2080_00004‐4 | no data | no data | Steam | 3/4" | no data
no data | 01‐VHRS912 | no data | no data | no data | HOT REHEAT OUTLET PRESSURE INDICATOR ISOLATION | NA | no data | 2080_00004‐4 | no data | no data | Steam | 3/4" | no data
no data | 01‐VHRS918 | no data | no data | no data | REHEAT INTERSTAGE ATTEMPERATOR COOLING WATER FLOW TRANSMITTER ISOLATION | NA | no data | 2080_00004‐4 | no data | no data | Water | 3/4" | no data
no data | 01‐VHRS919 | no data | no data | no data | REHEAT INTERSTAGE ATTEMPERATOR COOLING WATER FLOW TRANSMITTER ISOLATION | NA | no data | 2080_00004‐4 | no data | no data | Water | 3/4" | no data
no data | 01‐VHRS969 | no data | no data | no data | REHEATER INTERSTAGE ATTEMPERATOR DRAIN POT CLEANOUT DRAIN | NA | no data | 2080_00004‐4 | no data | no data | Water/Steam | 1" | no data
no data | 01‐VHRS970 | no data | no data | no data | REHEATER INTERSTAGE ATTEMPERATOR DRAIN POT CLEANOUT DRAIN | NA | no data | 2080_00004‐4 | no data | no data | Water/Steam | 1" | no data
no data | 01‐VHHS854 | no data | no data | no data | HP ECONOMIZER INLET PRESSURE INDICATOR ISOLATION | NA | no data | 2080_00005‐1 | no data | no data | Water | 3/4" | no data
no data | 01‐VHHS855 | no data | no data | no data | HP ECONOMIZER INLET PRESSURE INDICATOR ISOLATION | NA | no data | 2080_00005‐1 | no data | no data | Water | 3/4" | no data
no data | 01‐VHHS856 | no data | no data | no data | HP FEEDWATER INLET DRAIN | NA | no data | 2080_00005‐1 | no data | no data | Water | 2" | no data
no data | 01‐VHHS857 | no data | no data | no data | HP FEEDWATER INLET DRAIN | NA | no data | 2080_00005‐1 | no data | no data | Water | 2" | no data
no data | 01‐VHHS858 | no data | no data | no data | HP FEEDWATER INLET DRAIN | NA | no data | 2080_00005‐1 | no data | no data | Water | 2" | no data
no data | 01‐VHHS859 | no data | no data | no data | HP FEEDWATER INLET DRAIN | NA | no data | 2080_00005‐1 | no data | no data | Water | 2" | no data
no data | 01‐VHHS900 | no data | no data | no data | HP ECONOMIZER DRAIN | NA | no data | 2080_00005‐1 | no data | no data | Water | 2" | no data
no data | 01‐VHHS905 | no data | no data | no data | HP ECONOMIZER DRAIN | NA | no data | 2080_00005‐1 | no data | no data | Water | 2" | no data
no data | 01‐VHHS906 | no data | no data | no data | HP ECONOMIZER DRAIN | NA | no data | 2080_00005‐1 | no data | no data | Water | 2" | no data
no data | 01‐VHHS907 | no data | no data | no data | HP DRUM LCV BYPASS | NA | no data | 2080_00005‐1 | no data | no data | Water | 2" | no data
no data | 01‐VHHS912 | no data | no data | no data | HP FEEDWATER INLET DRAIN | NA | no data | 2080_00005‐1 | no data | no data | Water | 2" | no data
no data | 01‐VHHS913 | no data | no data | no data | HP FEEDWATER INLET DRAIN | NA | no data | 2080_00005‐1 | no data | no data | Water | 2" | no data
no data | 01‐VHHS914 | no data | no data | no data | HP ECONOMIZER INLET PRESSURE TRANSMITTER ISOLATION | NA | no data | 2080_00005‐1 | no data | no data | Water | 3/4" | no data
no data | 01‐VHHS915 | no data | no data | no data | HP ECONOMIZER INLET PRESSURE TRANSMITTER ISOLATION | NA | no data | 2080_00005‐1 | no data | no data | Water | 3/4" | no data
no data | 01‐VHHS916 | no data | no data | no data | HP FEEDWATER INLET PRESSURE TRANSMITTER ISOLATION | NA | no data | 2080_00005‐1 | no data | no data | Water | 3/4" | no data
no data | 01‐VHHS917 | no data | no data | no data | HP FEEDWATER INLET PRESSURE TRANSMITTER ISOLATION | NA | no data | 2080_00005‐1 | no data | no data | Water | 3/4" | no data
no data | 01‐VHHS918 | no data | no data | no data | HP FEEDWATER INLET FLOW TRANSMITTER ISOLATION | NA | no data | 2080_00005‐1 | no data | no data | Water | 3/4" | no data
no data | 01‐VHHS919 | no data | no data | no data | HP FEEDWATER INLET FLOW TRANSMITTER ISOLATION | NA | no data | 2080_00005‐1 | no data | no data | Water | 3/4" | no data
no data | 01‐VHHS920 | no data | no data | no data | HP FEEDWATER INLET FLOW TRANSMITTER ISOLATION | NA | no data | 2080_00005‐1 | no data | no data | Water | 3/4" | no data
no data | 01‐VHHS921 | no data | no data | no data | HP FEEDWATER INLET FLOW TRANSMITTER ISOLATION | NA | no data | 2080_00005‐1 | no data | no data | Water | 3/4" | no data
no data | 01‐VHHS922 | no data | no data | no data | HP FEEDWATER INLET FLOW TRANSMITTER ISOLATION | NA | no data | 2080_00005‐1 | no data | no data | Water | 3/4" | no data
no data | 01‐VHHS923 | no data | no data | no data | HP FEEDWATER INLET FLOW TRANSMITTER ISOLATION | NA | no data | 2080_00005‐1 | no data | no data | Water | 3/4" | no data
no data | 01‐VHHS924 | no data | no data | no data | HP FEEDWATER INLET FLOW TRANSMITTER ISOLATION | NA | no data | 2080_00005‐1 | no data | no data | Water | 3/4" | no data
no data | 01‐VHHS925 | no data | no data | no data | HP FEEDWATER INLET FLOW TRANSMITTER ISOLATION | NA | no data | 2080_00005‐1 | no data | no data | Water | 3/4" | no data
no data | 01‐VHHS926 | no data | no data | no data | HP BOILER FILL ISOLATION | NA | no data | 2080_00005‐1 | no data | no data | Water | 2" | no data
no data | 01‐VHHS927 | no data | no data | no data | HP BOILER FILL CHECK VALVE | NA | no data | 2080_00005‐1 | no data | no data | Water | 2" | no data
no data | 01‐VHHS928 | no data | no data | no data | HP BOILER FILL ISOLATION | NA | no data | 2080_00005‐1 | no data | no data | Water | 2" | no data
no data | 01‐VHHS929 | no data | no data | no data | HP ECONOMIZER DRAIN | NA | no data | 2080_00005‐1 | no data | no data | Water | 2" | no data
no data | 01‐VHHS930 | no data | no data | no data | HP ECONOMIZER DRAIN | NA | no data | 2080_00005‐1 | no data | no data | Water | 2" | no data
no data | 01‐VHHS931 | no data | no data | no data | HP ECONOMIZER DRAIN | NA | no data | 2080_00005‐1 | no data | no data | Water | 2" | no data
no data | 01‐VHHS932 | no data | no data | no data | HP ECONOMIZER DRAIN | NA | no data | 2080_00005‐1 | no data | no data | Water | 2" | no data
no data | 01‐VHHS933 | no data | no data | no data | HP ECONOMIZER DRAIN | NA | no data | 2080_00005‐1 | no data | no data | Water | 2" | no data
no data | 01‐VHHS934 | no data | no data | no data | HP ECONOMIZER DRAIN | NA | no data | 2080_00005‐1 | no data | no data | Water | 2" | no data
no data | 01‐VHHS935 | no data | no data | no data | HP ECONOMIZER DRAIN | NA | no data | 2080_00005‐1 | no data | no data | Water | 2" | no data
no data | 01‐VHHS936 | no data | no data | no data | HP ECONOMIZER DRAIN | NA | no data | 2080_00005‐1 | no data | no data | Water | 2" | no data
no data | 01‐VHHS937 | no data | no data | no data | HP ECONOMIZER DRAIN | NA | no data | 2080_00005‐1 | no data | no data | Water | 2" | no data
no data | 01‐VHHS938 | no data | no data | no data | HP ECONOMIZER DRAIN | NA | no data | 2080_00005‐1 | no data | no data | Water | 2" | no data
no data | 01‐VHHS939 | no data | no data | no data | HP ECONOMIZER VENT | NA | no data | 2080_00005‐1 | no data | no data | Water | 2" | no data
no data | 01‐VHHS940 | no data | no data | no data | HP ECONOMIZER VENT | NA | no data | 2080_00005‐1 | no data | no data | Water | 2" | no data
no data | 01‐VHHS941 | no data | no data | no data | HP ECONOMIZER VENT | NA | no data | 2080_00005‐1 | no data | no data | Water | 2" | no data
no data | 01‐VHHS942 | no data | no data | no data | HP ECONOMIZER VENT | NA | no data | 2080_00005‐1 | no data | no data | Water | 2" | no data
no data | 01‐VHHS943 | no data | no data | no data | HP ECONOMIZER VENT | NA | no data | 2080_00005‐1 | no data | no data | Water | 2" | no data
no data | 01‐VHHS944 | no data | no data | no data | HP ECONOMIZER VENT | NA | no data | 2080_00005‐1 | no data | no data | Water | 2" | no data
no data | 01‐VHHS945 | no data | no data | no data | HP ECONOMIZER VENT | NA | no data | 2080_00005‐1 | no data | no data | Water | 2" | no data
no data | 01‐VHHS946 | no data | no data | no data | HP ECONOMIZER VENT | NA | no data | 2080_00005‐1 | no data | no data | Water | 2" | no data
no data | 01‐VHHS947 | no data | no data | no data | HP ECONOMIZER VENT | NA | no data | 2080_00005‐1 | no data | no data | Water | 2" | no data
no data | 01‐VHHS961 | no data | no data | no data | HP ECONOMIZER DRAIN | NA | no data | 2080_00005‐1 | no data | no data | Water | 2" | no data
no data | 01‐VHHS801 | no data | no data | no data | HP SATURATED STEAM VENT | NA | no data | 2080_00005‐2 | no data | no data | Water/Steam | 1" | no data
no data | 01‐VHHS802 | no data | no data | no data | HP SATURATED STEAM VENT | NA | no data | 2080_00005‐2 | no data | no data | Water/Steam | 1" | no data
no data | 01‐VHHS950 | no data | no data | no data | HP DRUM PRESSURE TRANSMITTER ISOLATION | NA | no data | 2080_00005‐2 | no data | no data | Water/Steam | 3/4" | no data
no data | 01‐VHHS951 | no data | no data | no data | HP DRUM PRESSURE TRANSMITTER ISOLATION | NA | no data | 2080_00005‐2 | no data | no data | Water/Steam | 3/4" | no data
no data | 01‐VHHS952 | no data | no data | no data | HP DRUM PRESSURE TRANSMITTER ISOLATION | NA | no data | 2080_00005‐2 | no data | no data | Water/Steam | 3/4" | no data
no data | 01‐VHHS953 | no data | no data | no data | HP DRUM PRESSURE TRANSMITTER ISOLATION | NA | no data | 2080_00005‐2 | no data | no data | Water/Steam | 3/4" | no data
no data | 01‐VHHS954 | no data | no data | no data | HP DRUM PRESSURE INDICATOR ISOLATION | NA | no data | 2080_00005‐2 | no data | no data | Water/Steam | 3/4" | no data
no data | 01‐VHHS955 | no data | no data | no data | HP DRUM PRESSURE INDICATOR ISOLATION | NA | no data | 2080_00005‐2 | no data | no data | Water/Steam | 3/4" | no data
no data | 01‐VHHS956 | no data | no data | no data | HP DRUM PRESSURE TRANSMITTER ISOLATION | NA | no data | 2080_00005‐2 | no data | no data | Water/Steam | 3/4" | no data
no data | 01‐VHHS957 | no data | no data | no data | HP DRUM PRESSURE TRANSMITTER ISOLATION | NA | no data | 2080_00005‐2 | no data | no data | Water/Steam | 3/4" | no data
no data | 01‐VHHS958 | no data | no data | no data | HP DRUM NITROGEN SUPPLY NRV | NA | no data | 2080_00005‐2 | no data | no data | Water/Steam | 2" | no data
no data | 01‐VHHS959 | no data | no data | no data | HP DRUM NITROGEN SUPPLY ISOLATION | NA | no data | 2080_00005‐2 | no data | no data | Water/Steam | 2" | no data
no data | 01‐VHHS963 | no data | no data | no data | HP DRUM LEVEL GAUGE ISOLATION | NA | no data | 2080_00005‐2 | no data | no data | Water/Steam | 2" | no data
no data | 01‐VHHS964 | no data | no data | no data | HP DRUM LEVEL GAUGE ISOLATION | NA | no data | 2080_00005‐2 | no data | no data | Water/Steam | 2" | no data
no data | 01‐VHHS965 | no data | no data | no data | HP DRUM LEVEL GAUGE DRAIN | NA | no data | 2080_00005‐2 | no data | no data | Water/Steam | 2" | no data
no data | 01‐VHHS966 | no data | no data | no data | HP DRUM LEVEL GAUGE DRAIN | NA | no data | 2080_00005‐2 | no data | no data | Water/Steam | 2" | no data
no data | 01‐VHHS967 | no data | no data | no data | HP DRUM LEVEL TRANSMITTER ISOLATION | NA | no data | 2080_00005‐2 | no data | no data | Water/Steam | 1" | no data
no data | 01‐VHHS968 | no data | no data | no data | HP DRUM LEVEL TRANSMITTER ISOLATION | NA | no data | 2080_00005‐2 | no data | no data | Water/Steam | 1" | no data
no data | 01‐VHHS969 | no data | no data | no data | HP DRUM LEVEL TRANSMITTER ISOLATION | NA | no data | 2080_00005‐2 | no data | no data | Water/Steam | 1" | no data
no data | 01‐VHHS970 | no data | no data | no data | HP DRUM LEVEL TRANSMITTER ISOLATION | NA | no data | 2080_00005‐2 | no data | no data | Water/Steam | 1" | no data
no data | 01‐VHHS971 | no data | no data | no data | HP DRUM LEVEL GAUGE ISOLATION | NA | no data | 2080_00005‐2 | no data | no data | Water/Steam | 2" | no data
no data | 01‐VHHS972 | no data | no data | no data | HP DRUM LEVEL GAUGE DRAIN | NA | no data | 2080_00005‐2 | no data | no data | Water/Steam | 2" | no data
no data | 01‐VHHS973 | no data | no data | no data | HP DRUM LEVEL GAUGE DRAIN | NA | no data | 2080_00005‐2 | no data | no data | Water/Steam | 2" | no data
no data | 01‐VHHS974 | no data | no data | no data | HP DRUM LEVEL GAUGE DRAIN | NA | no data | 2080_00005‐2 | no data | no data | Water/Steam | 2" | no data
no data | 01‐VHHS975 | no data | no data | no data | HP DRUM LEVEL TRANSMITTER ISOLATION | NA | no data | 2080_00005‐2 | no data | no data | Water/Steam | 1" | no data
no data | 01‐VHHS976 | no data | no data | no data | HP DRUM LEVEL TRANSMITTER ISOLATION | NA | no data | 2080_00005‐2 | no data | no data | Water/Steam | 1" | no data
no data | 01‐VHHS977 | no data | no data | no data | HP DRUM LEVEL TRANSMITTER ISOLATION | NA | no data | 2080_00005‐2 | no data | no data | Water/Steam | 1" | no data
no data | 01‐VHHS978 | no data | no data | no data | HP DRUM LEVEL TRANSMITTER ISOLATION | NA | no data | 2080_00005‐2 | no data | no data | Water/Steam | 1" | no data
no data | 01‐VHHS979 | no data | no data | no data | HP DRUM LEVEL TRANSMITTER ISOLATION | NA | no data | 2080_00005‐2 | no data | no data | Water/Steam | 1" | no data
no data | 01‐VHHS980 | no data | no data | no data | HP DRUM LEVEL TRANSMITTER ISOLATION | NA | no data | 2080_00005‐2 | no data | no data | Water/Steam | 1" | no data
no data | 01‐VHHS981 | no data | no data | no data | HP DRUM LEVEL TRANSMITTER ISOLATION | NA | no data | 2080_00005‐2 | no data | no data | Water/Steam | 1" | no data
no data | 01‐VHHS982 | no data | no data | no data | HP DRUM LEVEL TRANSMITTER ISOLATION | NA | no data | 2080_00005‐2 | no data | no data | Water/Steam | 1" | no data
no data | 01‐VHHS983 | no data | no data | no data | HP DRUM LEVEL GAUGE ISOLATION | NA | no data | 2080_00005‐2 | no data | no data | Water/Steam | 2" | no data
no data | 01‐VHHS984 | no data | no data | no data | HP DRUM LEVEL GAUGE ISOLATION | NA | no data | 2080_00005‐2 | no data | no data | Water/Steam | 2" | no data
no data | 01‐VHHS985 | no data | no data | no data | HP DRUM LEVEL GAUGE ISOLATION | NA | no data | 2080_00005‐2 | no data | no data | Water/Steam | 2" | no data
no data | 01‐VHHS986 | no data | no data | no data | HP DRUM LEVEL GAUGE ISOLATION | NA | no data | 2080_00005‐2 | no data | no data | Water/Steam | 2" | no data
no data | 01‐VHHS987 | no data | no data | no data | HP DRUM LEVEL GAUGE ISOLATION | NA | no data | 2080_00005‐2 | no data | no data | Water/Steam | 2" | no data
no data | 01‐VHHS988 | no data | no data | no data | HP DRUM INLET CHEMICAL INJECTION ISOLATION | NA | no data | 2080_00005‐2 | no data | no data | Water | 1" | no data
no data | 01‐VHHS989 | no data | no data | no data | HP DRUM INLET CHEMICAL INJECTION CHECK VALVE | NA | no data | 2080_00005‐2 | no data | no data | Water | 1" | no data
no data | 01‐VHHS991 | no data | no data | no data | HP DRUM WATER SAMPLE ISOLATION | NA | no data | 2080_00005‐2 | no data | no data | Water | 3/4" | no data
no data | 01‐VHHS992 | no data | no data | no data | HP DRUM WATER SAMPLE ISOLATION | NA | no data | 2080_00005‐2 | no data | no data | Water | 3/4" | no data
no data | 01‐VHHS994 | no data | no data | no data | HP SPARGING STEAM DRAIN | NA | no data | 2080_00005‐2 | no data | no data | Water/Steam | 2" | no data
no data | 01‐VHHS995 | no data | no data | no data | HP SPARGING STEAM DRAIN | NA | no data | 2080_00005‐2 | no data | no data | Water/Steam | 2" | no data
no data | 01‐VHHS996 | no data | no data | no data | HP SPARGING STEAM STRAINER DRAIN | NA | no data | 2080_00005‐2 | no data | no data | Water/Steam | 2" | no data
no data | 01‐VHHS997 | no data | no data | no data | HP SPARGING STEAM STRAINER DRAIN | NA | no data | 2080_00005‐2 | no data | no data | Water/Steam | 2" | no data
no data | 01‐VHHS998 | no data | no data | no data | HP SATURATED STEAM SAMPLE ISOLATION | NA | no data | 2080_00005‐2 | no data | no data | Water/Steam | 3/4" | no data
no data | 01‐VHHS999 | no data | no data | no data | HP SATURATED STEAM SAMPLE ISOLATION | NA | no data | 2080_00005‐2 | no data | no data | Water/Steam | 3/4" | no data
no data | 01‐VHHS803 | no data | no data | no data | HP SUPERHEATER 1 INLET DRAIN POT LEVEL SWITCH ISOLATION | NA | no data | 2080_00005‐3 | no data | no data | Water/Steam | 3/4" | no data
no data | 01‐VHHS804 | no data | no data | no data | HP SUPERHEATER 1 INLET DRAIN POT LEVEL SWITCH ISOLATION | NA | no data | 2080_00005‐3 | no data | no data | Water/Steam | 3/4" | no data
no data | 01‐VHHS805 | no data | no data | no data | HP SUPERHEATER 1 INLET DRAIN POT LEVEL SWITCH ISOLATION | NA | no data | 2080_00005‐3 | no data | no data | Water/Steam | 3/4" | no data
no data | 01‐VHHS806 | no data | no data | no data | HP SUPERHEATER 1 INLET DRAIN POT LEVEL SWITCH ISOLATION | NA | no data | 2080_00005‐3 | no data | no data | Water/Steam | 3/4" | no data
no data | 01‐VHHS807 | no data | no data | no data | HP SUPERHEATER 1 INLET DRAIN POT LEVEL SWITCH ISOLATION | NA | no data | 2080_00005‐3 | no data | no data | Water/Steam | 3/4" | no data
no data | 01‐VHHS808 | no data | no data | no data | HP SUPERHEATER 1 INLET DRAIN POT LEVEL SWITCH ISOLATION | NA | no data | 2080_00005‐3 | no data | no data | Water/Steam | 3/4" | no data
no data | 01‐VHHS809 | no data | no data | no data | HP SUPERHEATER 1 INLET DRAIN POT LEVEL SWITCH ISOLATION | NA | no data | 2080_00005‐3 | no data | no data | Water/Steam | 3/4" | no data
no data | 01‐VHHS810 | no data | no data | no data | HP SUPERHEATER 1 INLET DRAIN POT LEVEL SWITCH ISOLATION | NA | no data | 2080_00005‐3 | no data | no data | Water/Steam | 3/4" | no data
no data | 01‐VHHS811 | no data | no data | no data | HP SUPERHEATER 1 TO 2 CROSSOVER VENT | NA | no data | 2080_00005‐3 | no data | no data | Steam | 2" | no data
no data | 01‐VHHS812 | no data | no data | no data | HP SUPERHEATER 1 TO 2 CROSSOVER VENT | NA | no data | 2080_00005‐3 | no data | no data | Steam | 2" | no data
no data | 01‐VHHS813 | no data | no data | no data | HP SUPERHEATER OUTLET PRESSURE TRANSMITTER ISOLATION | NA | no data | 2080_00005‐3 | no data | no data | Steam | 3/4" | no data
no data | 01‐VHHS814 | no data | no data | no data | HP SUPERHEATER OUTLET PRESSURE TRANSMITTER ISOLATION | NA | no data | 2080_00005‐3 | no data | no data | Steam | 3/4" | no data
no data | 01‐VHHS815 | no data | no data | no data | HP SUPERHEATER OUTLET PRESSURE INDICATOR ISOLATION | NA | no data | 2080_00005‐3 | no data | no data | Steam | 3/4" | no data
no data | 01‐VHHS816 | no data | no data | no data | HP SUPERHEATER OUTLET PRESSURE INDICATOR ISOLATION | NA | no data | 2080_00005‐3 | no data | no data | Steam | 3/4" | no data
no data | 01‐VHHS818 | no data | no data | no data | HP SUPERHEATER OUTLET DRAIN | NA | no data | 2080_00005‐3 | no data | no data | Water/Steam | 2" | no data
no data | 01‐VHHS819 | no data | no data | no data | HP SUPERHEATER OUTLET DRAIN | NA | no data | 2080_00005‐3 | no data | no data | Water/Steam | 2" | no data
no data | 01‐VHHS820 | no data | no data | no data | HP SUPERHEATER OUTLET FLOW TRANSMITTER ISOLATION | NA | no data | 2080_00005‐3 | no data | no data | Steam | 3/4" | no data
no data | 01‐VHHS821 | no data | no data | no data | HP SUPERHEATER OUTLET FLOW TRANSMITTER ISOLATION | NA | no data | 2080_00005‐3 | no data | no data | Steam | 3/4" | no data
no data | 01‐VHHS822 | no data | no data | no data | HP SUPERHEATER OUTLET FLOW TRANSMITTER ISOLATION | NA | no data | 2080_00005‐3 | no data | no data | Steam | 3/4" | no data
no data | 01‐VHHS823 | no data | no data | no data | HP SUPERHEATER OUTLET FLOW TRANSMITTER ISOLATION | NA | no data | 2080_00005‐3 | no data | no data | Steam | 3/4" | no data
no data | 01‐VHHS824 | no data | no data | no data | HP SUPERHEATER OUTLET FLOW TRANSMITTER ISOLATION | NA | no data | 2080_00005‐3 | no data | no data | Steam | 3/4" | no data
no data | 01‐VHHS825 | no data | no data | no data | HP SUPERHEATER OUTLET FLOW TRANSMITTER ISOLATION | NA | no data | 2080_00005‐3 | no data | no data | Steam | 3/4" | no data
no data | 01‐VHHS826 | no data | no data | no data | HP SUPERHEATER OUTLET FLOW TRANSMITTER ISOLATION | NA | no data | 2080_00005‐3 | no data | no data | Steam | 3/4" | no data
no data | 01‐VHHS827 | no data | no data | no data | HP SUPERHEATER OUTLET FLOW TRANSMITTER ISOLATION | NA | no data | 2080_00005‐3 | no data | no data | Steam | 3/4" | no data
no data | 01‐VHHS828 | no data | no data | no data | HP SUPERHEATED STEAM SAMPLE ISOLATION | NA | no data | 2080_00005‐3 | no data | no data | Steam | 3/4" | no data
no data | 01‐VHHS829 | no data | no data | no data | HP SUPERHEATED STEAM SAMPLE ISOLATION | NA | no data | 2080_00005‐3 | no data | no data | Steam | 3/4" | no data
no data | 01‐VHHS830 | no data | no data | no data | HP INTERSTAGE ATTEMPERATOR COOLING WATER FLOW TRANSMITTER ISOLATION | NA | no data | 2080_00005‐3 | no data | no data | Water | 3/4" | no data
no data | 01‐VHHS831 | no data | no data | no data | HP INTERSTAGE ATTEMPERATOR COOLING WATER FLOW TRANSMITTER ISOLATION | NA | no data | 2080_00005‐3 | no data | no data | Water | 3/4" | no data
no data | 01‐VHHS832 | no data | no data | no data | HP INTERSTAGE ATTEMPERATOR COOLING WATER FLOW TRANSMITTER ISOLATION | NA | no data | 2080_00005‐3 | no data | no data | Water | 3/4" | no data
no data | 01‐VHHS833 | no data | no data | no data | HP INTERSTAGE ATTEMPERATOR COOLING WATER FLOW TRANSMITTER ISOLATION | NA | no data | 2080_00005‐3 | no data | no data | Water | 3/4" | no data
no data | 01‐VHHS834 | no data | no data | no data | HP INTERSTAGE ATTEMPERATOR COOLING WATER FLOW TRANSMITTER ISOLATION | NA | no data | 2080_00005‐3 | no data | no data | Water | 3/4" | no data
no data | 01‐VHHS835 | no data | no data | no data | HP INTERSTAGE ATTEMPERATOR COOLING WATER FLOW TRANSMITTER ISOLATION | NA | no data | 2080_00005‐3 | no data | no data | Water | 3/4" | no data
no data | 01‐VHHS836 | no data | no data | no data | HP INTERSTAGE ATTEMPERATOR COOLING WATER FLOW TRANSMITTER ISOLATION | NA | no data | 2080_00005‐3 | no data | no data | Water | 3/4" | no data
no data | 01‐VHHS837 | no data | no data | no data | HP INTERSTAGE ATTEMPERATOR COOLING WATER FLOW TRANSMITTER ISOLATION | NA | no data | 2080_00005‐3 | no data | no data | Water | 3/4" | no data
no data | 01‐VHHS838 | no data | no data | no data | HP INTERSTAGE ATTEMPERATOR COOLING WATER DIFFERENTIAL PRESSURE TRANSMITTER ISOLATION | NA | no data | 2080_00005‐3 | no data | no data | Water | 3/4" | no data
no data | 01‐VHHS839 | no data | no data | no data | HP INTERSTAGE ATTEMPERATOR COOLING WATER DIFFERENTIAL PRESSURE TRANSMITTER ISOLATION | NA | no data | 2080_00005‐3 | no data | no data | Water | 3/4" | no data
no data | 01‐VHHS840 | no data | no data | no data | HP INTERSTAGE ATTEMPERATOR COOLING WATER DIFFERENTIAL PRESSURE TRANSMITTER ISOLATION | NA | no data | 2080_00005‐3 | no data | no data | Water | 3/4" | no data
no data | 01‐VHHS841 | no data | no data | no data | HP INTERSTAGE ATTEMPERATOR COOLING WATER DIFFERENTIAL PRESSURE TRANSMITTER ISOLATION | NA | no data | 2080_00005‐3 | no data | no data | Water | 3/4" | no data
no data | 01‐VHHS842 | no data | no data | no data | HP INTERSTAGE ATTEMPERATOR COOLING WATER STRAINER DRAIN | NA | no data | 2080_00005‐3 | no data | no data | Water | 2" | no data
no data | 01‐VHHS843 | no data | no data | no data | HP INTERSTAGE ATTEMPERATOR COOLING WATER STRAINER DRAIN | NA | no data | 2080_00005‐3 | no data | no data | Water | 2" | no data
no data | 01‐VHHS846 | no data | no data | no data | HP FINAL ATTEMPERATOR COOLING WATER FLOW TRANSMITTER ISOLATION | NA | no data | 2080_00005‐3 | no data | no data | Water | 3/4" | no data
no data | 01‐VHHS847 | no data | no data | no data | HP FINAL ATTEMPERATOR COOLING WATER FLOW TRANSMITTER ISOLATION | NA | no data | 2080_00005‐3 | no data | no data | Water | 3/4" | no data
no data | 01‐VHHS848 | no data | no data | no data | HP FINAL ATTEMPERATOR COOLING WATER FLOW TRANSMITTER ISOLATION | NA | no data | 2080_00005‐3 | no data | no data | Water | 3/4" | no data
no data | 01‐VHHS849 | no data | no data | no data | HP FINAL ATTEMPERATOR COOLING WATER FLOW TRANSMITTER ISOLATION | NA | no data | 2080_00005‐3 | no data | no data | Water | 3/4" | no data
no data | 01‐VHHS850 | no data | no data | no data | HP FINAL ATTEMPERATOR COOLING WATER FLOW TRANSMITTER ISOLATION | NA | no data | 2080_00005‐3 | no data | no data | Water | 3/4" | no data
no data | 01‐VHHS851 | no data | no data | no data | HP FINAL ATTEMPERATOR COOLING WATER FLOW TRANSMITTER ISOLATION | NA | no data | 2080_00005‐3 | no data | no data | Water | 3/4" | no data
no data | 01‐VHHS852 | no data | no data | no data | HP FINAL ATTEMPERATOR COOLING WATER FLOW TRANSMITTER ISOLATION | NA | no data | 2080_00005‐3 | no data | no data | Water | 3/4" | no data
no data | 01‐VHHS853 | no data | no data | no data | HP FINAL ATTEMPERATOR COOLING WATER FLOW TRANSMITTER ISOLATION | NA | no data | 2080_00005‐3 | no data | no data | Water | 3/4" | no data
no data | 01‐VHHS863 | no data | no data | no data | HP INTERSTAGE ATTEMPERATOR COOLING WATER DRAIN | NA | no data | 2080_00005‐3 | no data | no data | Water | 2" | no data
no data | 01‐VHHS864 | no data | no data | no data | HP INTERSTAGE ATTEMPERATOR COOLING WATER DRAIN | NA | no data | 2080_00005‐3 | no data | no data | Water | 2" | no data
no data | 01‐VHHS865 | no data | no data | no data | HP INTERSTAGE ATTEMPERATOR COOLING WATER VENT | NA | no data | 2080_00005‐3 | no data | no data | Water | 2" | no data
no data | 01‐VHHS866 | no data | no data | no data | HP INTERSTAGE ATTEMPERATOR COOLING WATER VENT | NA | no data | 2080_00005‐3 | no data | no data | Water | 2" | no data
no data | 01‐VHHS867 | no data | no data | no data | HP SUPERHEATER 1 INLET DRAIN POT CLEANOUT DRAIN | NA | no data | 2080_00005‐3 | no data | no data | Water/Steam | 1" | no data
no data | 01‐VHHS868 | no data | no data | no data | HP SUPERHEATER 1 INLET DRAIN POT CLEANOUT DRAIN | NA | no data | 2080_00005‐3 | no data | no data | Water/Steam | 1" | no data
no data | 01‐VHHS871 | no data | no data | no data | HP SUPERHEATER OUTLET PRESSURE TRANSMITTER ISOLATION | NA | no data | 2080_00005‐3 | no data | no data | Steam | 3/4" | no data
no data | 01‐VHHS872 | no data | no data | no data | HP SUPERHEATER OUTLET PRESSURE TRANSMITTER ISOLATION | NA | no data | 2080_00005‐3 | no data | no data | Steam | 3/4" | no data
no data | 01‐VHHS873 | no data | no data | no data | HP SUPERHEATER OUTLET PRESSURE TRANSMITTER ISOLATION | NA | no data | 2080_00005‐3 | no data | no data | Steam | 3/4" | no data
no data | 01‐VHHS874 | no data | no data | no data | HP SUPERHEATER OUTLET PRESSURE TRANSMITTER ISOLATION | NA | no data | 2080_00005‐3 | no data | no data | Steam | 3/4" | no data
no data | 01‐VHHS909 | no data | no data | no data | HP INTERSTAGE ATTEMPERATOR DRAIN POT CLEANOUT DRAIN | NA | no data | 2080_00005‐3 | no data | no data | Water/Steam | 1" | no data
no data | 01‐VHHS910 | no data | no data | no data | HP INTERSTAGE ATTEMPERATOR DRAIN POT CLEANOUT DRAIN | NA | no data | 2080_00005‐3 | no data | no data | Water/Steam | 1" | no data
no data | 01‐VHLS801 | no data | no data | no data | PREHEATER DRAIN | NA | no data | 2080_00006‐1 | no data | no data | Water | 2" | no data
no data | 01‐VHLS802 | no data | no data | no data | PREHEATER DRAIN | NA | no data | 2080_00006‐1 | no data | no data | Water | 2" | no data
no data | 01‐VHLS803 | no data | no data | no data | LP FEEDWATER INLET PRESSURE TRANSMITTER ISOLATION | NA | no data | 2080_00006‐1 | no data | no data | Water | 3/4" | no data
no data | 01‐VHLS804 | no data | no data | no data | LP FEEDWATER INLET PRESSURE TRANSMITTER ISOLATION | NA | no data | 2080_00006‐1 | no data | no data | Water | 3/4" | no data
no data | 01‐VHLS807 | no data | no data | no data | PREHEATER DRAIN | NA | no data | 2080_00006‐1 | no data | no data | Water | 2" | no data
no data | 01‐VHLS810 | no data | no data | no data | PREHEATER DRAIN | NA | no data | 2080_00006‐1 | no data | no data | Water | 2" | no data
no data | 01‐VHLS823 | no data | no data | no data | PREHEATER DRAIN | NA | no data | 2080_00006‐1 | no data | no data | Water | 2" | no data
no data | 01‐VHLS824 | no data | no data | no data | PREHEATER DRAIN | NA | no data | 2080_00006‐1 | no data | no data | Water | 2" | no data
no data | 01‐VHLS829 | no data | no data | no data | PREHEATER DRAIN | NA | no data | 2080_00006‐1 | no data | no data | Water | 2" | no data
no data | 01‐VHLS830 | no data | no data | no data | PREHEATER DRAIN | NA | no data | 2080_00006‐1 | no data | no data | Water | 2" | no data
no data | 01‐VHLS851 | no data | no data | no data | PREHEATER INLET VENT | NA | no data | 2080_00006‐1 | no data | no data | Water | 2" | no data
no data | 01‐VHLS852 | no data | no data | no data | PREHEATER INLET VENT | NA | no data | 2080_00006‐1 | no data | no data | Water | 2" | no data
no data | 01‐VHLS902 | no data | no data | no data | PREHEATER DRAIN | NA | no data | 2080_00006‐1 | no data | no data | Water | 2" | no data
no data | 01‐VHLS903 | no data | no data | no data | PREHEATER DRAIN | NA | no data | 2080_00006‐1 | no data | no data | Water | 2" | no data
no data | 01‐VHLS906 | no data | no data | no data | PREHEATER VENT | NA | no data | 2080_00006‐1 | no data | no data | Water | 2" | no data
no data | 01‐VHLS910 | no data | no data | no data | PREHEATER VENT | NA | no data | 2080_00006‐1 | no data | no data | Water | 2" | no data
no data | 01‐VHLS911 | no data | no data | no data | PREHEATER DRAIN | NA | no data | 2080_00006‐1 | no data | no data | Water | 2" | no data
no data | 01‐VHLS912 | no data | no data | no data | PREHEATER DRAIN | NA | no data | 2080_00006‐1 | no data | no data | Water | 2" | no data
no data | 01‐VHLS913 | no data | no data | no data | PREHEATER DRAIN | NA | no data | 2080_00006‐1 | no data | no data | Water | 2" | no data
no data | 01‐VHLS914 | no data | no data | no data | PREHEATER VENT | NA | no data | 2080_00006‐1 | no data | no data | Water | 2" | no data
no data | 01‐VHLS915 | no data | no data | no data | PREHEATER VENT | NA | no data | 2080_00006‐1 | no data | no data | Water | 2" | no data
no data | 01‐VHLS916 | no data | no data | no data | PREHEATER DRAIN | NA | no data | 2080_00006‐1 | no data | no data | Water | 2" | no data
no data | 01‐VHLS917 | no data | no data | no data | PREHEATER VENT | NA | no data | 2080_00006‐1 | no data | no data | Water | 2" | no data
no data | 01‐VHLS918 | no data | no data | no data | PREHEATER DRAIN | NA | no data | 2080_00006‐1 | no data | no data | Water | 2" | no data
no data | 01‐VHLS919 | no data | no data | no data | PREHEATER VENT | NA | no data | 2080_00006‐1 | no data | no data | Water | 2" | no data
no data | 01‐VHLS920 | no data | no data | no data | PREHEATER DRAIN | NA | no data | 2080_00006‐1 | no data | no data | Water | 2" | no data
no data | 01‐VHLS921 | no data | no data | no data | PREHEATER DRAIN | NA | no data | 2080_00006‐1 | no data | no data | Water | 2" | no data
no data | 01‐VHLS922 | no data | no data | no data | PREHEATER VENT | NA | no data | 2080_00006‐1 | no data | no data | Water | 2" | no data
no data | 01‐VHLS984 | no data | no data | no data | PREHEATER VENT | NA | no data | 2080_00006‐1 | no data | no data | Water | 2" | no data
no data | 01‐VHBD801 | no data | no data | no data | BLOWDOWN TANK PRESSURE INDICATOR ISOLATION | NA | no data | 2080_00007‐1 | no data | no data | Steam | 3/4" | no data
no data | 01‐VHBD802 | no data | no data | no data | BLOWDOWN TANK PRESSURE TRANSMITTER ISOLATION | NA | no data | 2080_00007‐1 | no data | no data | Steam | 3/4" | no data
no data | 01‐VHBD803 | no data | no data | no data | BLOWDOWN TANK LEVEL GAUGE ISOLATION | NA | no data | 2080_00007‐1 | no data | no data | Water/Steam | 3/4" | no data
no data | 01‐VHBD804 | no data | no data | no data | BLOWDOWN TANK LEVEL GAUGE ISOLATION | NA | no data | 2080_00007‐1 | no data | no data | Water/Steam | 3/4" | no data
no data | 01‐VHBD805 | no data | no data | no data | BLOWDOWN TANK LEVEL TRANSMITTER ISOLATION | NA | no data | 2080_00007‐1 | no data | no data | Water/Steam | 3/4" | no data
no data | 01‐VHBD806 | no data | no data | no data | BLOWDOWN TANK LEVEL TRANSMITTER ISOLATION | NA | no data | 2080_00007‐1 | no data | no data | Water/Steam | 3/4" | no data
no data | 01‐VHBD901 | no data | no data | no data | BLOWDOWN TANK LOW POINT DRAIN | NA | no data | 2080_00007‐1 | no data | no data | Water | 2" | no data
no data | 01‐VHBD902 | no data | no data | no data | BLOWDOWN TANK LEVEL GAUGE DRAIN | NA | no data | 2080_00007‐1 | no data | no data | Water | 2" | no data
no data | 01‐VHBD903 | no data | no data | no data | BLOWDOWN TANK LEVEL GAUGE DRAIN | NA | no data | 2080_00007‐1 | no data | no data | Water | 2" | no data
no data | 01‐VHBD907 | no data | no data | no data | BLOWDOWN QUENCH WATER DRAIN | NA | no data | 2080_00007‐1 | no data | no data | Water/Steam | 2" | no data
no data | 01‐VHBD908 | no data | no data | no data | BLOWDOWN QUENCH WATER DRAIN | NA | no data | 2080_00007‐1 | no data | no data | Water/Steam | 2" | no data
no data | 01‐VHBD909 | no data | no data | no data | BLOWDOWN QUENCH WATER BYPASS | NA | no data | 2080_00007‐1 | no data | no data | Water/Steam | 2" | no data
no data | 01‐VHHS861 | no data | no data | no data | HP INTERMITTENT BLOWDOWN LOW POINT DRAIN | NA | no data | 2080_00007‐1 | no data | no data | Water | 2" | no data
no data | 01‐VHHS862 | no data | no data | no data | HP INTERMITTENT BLOWDOWN LOW POINT DRAIN | NA | no data | 2080_00007‐1 | no data | no data | Water | 2" | no data
no data | 01‐VHHS960 | no data | no data | no data | HP EVAPORATOR DRAIN | NA | no data | 2080_00007‐1 | no data | no data | Water | 2" | no data
no data | 01‐VHIS908 | no data | no data | no data | IP INTERMITTENT BLOWDOWN LOW POINT DRAIN | NA | no data | 2080_00007‐1 | no data | no data | Water | 2" | no data
no data | 01‐VHIS909 | no data | no data | no data | IP INTERMITTENT BLOWDOWN LOW POINT DRAIN | NA | no data | 2080_00007‐1 | no data | no data | Water | 2" | no data
no data | 01‐VHLS928 | no data | no data | no data | LP INTERMITTENT BLOWDOWN LOW POINT DRAIN | NA | no data | 2080_00007‐1 | no data | no data | Water | 2" | no data
no data | 01‐VHLS929 | no data | no data | no data | LP INTERMITTENT BLOWDOWN LOW POINT DRAIN | NA | no data | 2080_00007‐1 | no data | no data | Water | 2" | no data
no data | 01‐MOV‐HLS904 | no data | no data | no data | LP STEAM SPARGING | MOVDIG | no data | 2080_00003‐1 | no data | no data | Steam | 3" | no data
no data | 01‐MOV‐HLS905 | no data | no data | no data | LP STEAM STARTUP VENT STOP | MOVDIG | no data | 2080_00003‐2 | no data | no data | Steam | 2" | no data
no data | 01‐MOV‐HLS906 | no data | no data | no data | LP STEAM OUTLET STOP | MOVDIG | no data | 2080_00003‐2 | no data | no data | Steam | 14" | no data
no data | 01‐MOV‐HIS901 | no data | no data | no data | IP FEEDWATER INLET STOP VALVE | MOVDIG | no data | 2080_00004‐1 | no data | no data | Water | 6" | no data
no data | 01‐MOV‐HIS903 | no data | no data | no data | IP ECONOMIZER VENT STOP | MOVDIG | no data | 2080_00004‐1 | no data | no data | Water | 2" | no data
no data | 01‐MOV‐HIS904 | no data | no data | no data | IP FEEDWATER FGH STOP VALVE | MOVDIG | no data | 2080_00004‐1 | no data | no data | Water | 4" | no data
no data | 01‐MOV‐HIS909 | no data | no data | no data | IP SPARGING STEAM STOP | MOVDIG | no data | 2080_00004‐2 | no data | no data | Steam | 3" | no data
no data | 01‐MOV‐HIS910 | no data | no data | no data | IP TO DA PEGGING | MOVDIG | no data | 2080_00004‐2 | no data | no data | Steam | 3" | no data
no data | 01‐MOV‐HIS906 | no data | no data | no data | IP SUPERHEATER OUTLET VENT | MOVDIG | no data | 2080_00004‐3 | no data | no data | Steam | 2" | no data
no data | 01‐MOV‐HIS908 | no data | no data | no data | IP STEAM STOP | MOVDIG | no data | 2080_00004‐3 | no data | no data | Steam | 8" | no data
no data | 01‐MOV‐HRS904 | no data | no data | no data | REHEAT OUTLET STARTUP VENT STOP | MOVDIG | no data | 2080_00004‐4 | no data | no data | Steam | 4" | no data
no data | 01‐MOV‐HRS912 | no data | no data | no data | RHT ATTEMPERATOR SPRAY WATER STOP | MOVDIG | no data | 2080_00004‐4 | no data | no data | Water | 2 1/2" | no data
no data | 01‐MOV‐HHS901 | no data | no data | no data | HP FEEDWATER STOP | MOVDIG | no data | 2080_00005‐1 | no data | no data | Water | 12" | no data
no data | 01‐MOV‐HHS902 | no data | no data | no data | HP ECONOMIZER VENT | MOVDIG | no data | 2080_00005‐1 | no data | no data | Water | 2" | no data
no data | 01‐MOV‐HHS904 | no data | no data | no data | HP SPARGING STEAM | MOVDIG | no data | 2080_00005‐2 | no data | no data | Steam | 4" | no data
no data | 01‐MOV‐HHS906 | no data | no data | no data | HP STEAM OUTLET STOP | MOVDIG | no data | 2080_00005‐3 | no data | no data | Steam | 16" | no data
no data | 01‐MOV‐HHS907 | no data | no data | no data | HP STEAM OUTLET STOP VALVE BYPASS | MOVDIG | no data | 2080_00005‐3 | no data | no data | Steam | 12" | no data
no data | 01‐MOV‐HHS908 | no data | no data | no data | HP ATTEMPERATOR SPRAY WATER STOP | MOVDIG | no data | 2080_00005‐3 | no data | no data | Water | 2" | no data
no data | 01‐MOV‐HHS913 | no data | no data | no data | HP SUPERHEATER OUTLET VENT | MOVDIG | no data | 2080_00005‐3 | no data | no data | Steam | 2" | no data
no data | 01‐MOV‐HLS901 | no data | no data | no data | LP FEEDWATER INLET STOP | MOVDIG | no data | 2080_00006‐1 | no data | no data | Water | 10" | no data
no data | 01‐MOV‐HLS907 | no data | no data | no data | LP ECONOMIZER VENT | MOVDIG | no data | 2080_00006‐1 | no data | no data | Water | 2" | no data
no data | 01‐YCV‐HHS902 | no data | no data | no data | HP SH #1 DRAIN POT | POVPOS | no data | 2080_00007‐1 | no data | no data | Water | 2" | no data
no data | 01‐YCV‐HHS903 | no data | no data | no data | HP ATTEMPERATOR LOOP DRAIN POT | POVPOS | no data | 2080_00007‐1 | no data | no data | Water | 2" | no data
no data | 01‐YCV‐HIS905 | no data | no data | no data | IP STEAM OUTLET DRAIN POT | POVPOS | no data | 2080_00007‐1 | no data | no data | Steam | 2" | no data
no data | 01‐YCV‐HIS906 | no data | no data | no data | IP STEAM OUTLET DRAIN POT | POVPOS | no data | 2080_00007‐1 | no data | no data | Steam | 2" | no data
no data | 01‐YCV‐HLS909 | no data | no data | no data | LP SUPERHEATER OUTLET DRAIN POT DRAIN | POVPOS | no data | 2080_00007‐1 | no data | no data | Water | 2" | no data
no data | 01‐YCV‐HLS910 | no data | no data | no data | LP SUPERHEATER OUTLET DRAIN | POVPOS | no data | 2080_00007‐1 | no data | no data | Water | 2" | no data
no data | 01‐YCV‐HRS905 | no data | no data | no data | REHEAT ATTEMPERATOR LOOP DRAIN POT | POVPOS | no data | 2080_00007‐1 | no data | no data | Water | 2 1/2" | no data
no data | 01‐YTS‐HLS995 | no data | no data | no data | LP SPARGING STEAM STRAINER | NA | no data | 2080_00003‐1 | no data | no data | Steam | 3" | no data
no data | 01‐YTS‐HIS995 | no data | no data | no data | IP SPARGING STEAM STRAINER | NA | no data | 2080_00004‐2 | no data | no data | Steam | 3" | no data
no data | 01‐YTS‐HRS901 | no data | no data | no data | RHT ATTEMPERATOR SPRAY WATER STRAINER | NA | no data | 2080_00004‐4 | no data | no data | Water | 2 1/2" | no data
no data | 01‐YTS‐HHS995 | no data | no data | no data | HP SPARGING STEAM STRAINER | NA | no data | 2080_00005‐2 | no data | no data | Steam | 4" | no data
no data | 01‐YTS‐HHS901 | no data | no data | no data | HP ATTEMPERATOR SPRAY WATER STRAINER | NA | no data | 2080_00005‐3 | no data | no data | Water | 2 1/2" | no data
no data | 01‐MOV‐HLS902 | no data | no data | no data | LP SUPERHEATER OUTLET VENT | MOVDIG | no data | 2080_00003‐2 | no data | no data | Steam | 2" | no data
no data | 01‐MOV‐HIS902 | no data | no data | no data | IP SUPERHEATER OUTLET VENT | MOVDIG | no data | 2080_00004‐3 | no data | no data | Steam | 2" | no data
no data | 01‐MOV‐HRS911 | no data | no data | no data | REHEAT VENT | MOVDIG | no data | 2080_00004‐4 | no data | no data | Steam | 4" | no data
no data | 01‐MOV‐HHS903 | no data | no data | no data | HP CASCADING BLOW DOWN ISOLATION | MOVDIG | no data | 2080_00005‐2 | no data | no data | Water | 2 1/2" | no data
no data | 01‐MOV‐HHS905 | no data | no data | no data | HP SUPERHEATER OUTLET VENT | MOVDIG | no data | 2080_00005‐3 | no data | no data | Steam | 2" | no data
no data | 01‐MOV‐HBD901 | no data | no data | no data | HP BD MANIFOLD DRAIN | MOVDIG | no data | 2080_00007‐1 | no data | no data | Water | 2" | no data
no data | 01‐MOV‐HBD902 | no data | no data | no data | IP BD MANIFOLD DRAIN | MOVDIG | no data | 2080_00007‐1 | no data | no data | Water | 2" | no data
no data | 01‐MOV‐HBD903 | no data | no data | no data | LP BD MANIFOLD DRAIN | MOVDIG | no data | 2080_00007‐1 | no data | no data | Water | 2" | no data
no data | 01‐MOV‐HHS909 | no data | no data | no data | HP INTERMITTENT BLOWDOWN STOP | MOVDIG | no data | 2080_00007‐1 | no data | no data | Water | 2 1/2" | no data
no data | 01‐MOV‐HHS910 | no data | no data | no data | HP SH #1 DRAIN POT STOP | MOVDIG | no data | 2080_00007‐1 | no data | no data | Water | 2" | no data
no data | 01‐MOV‐HHS911 | no data | no data | no data | HP ATTEMPERATOR DRAIN POT STOP | MOVDIG | no data | 2080_00007‐1 | no data | no data | Water | 2" | no data
no data | 01‐MOV‐HHS912 | no data | no data | no data | HP INTERMITTENT BLOWDOWN STOP | MOVDIG | no data | 2080_00007‐1 | no data | no data | Water | 2 1/2" | no data
no data | 01‐MOV‐HIS905 | no data | no data | no data | IP CONTINUOUS BLOWDOWN STOP | MOVDIG | no data | 2080_00007‐1 | no data | no data | Water | 2" | no data
no data | 01‐MOV‐HIS915 | no data | no data | no data | IP DRAIN POT STOP | MOVDIG | no data | 2080_00007‐1 | no data | no data | Water | 2" | no data
no data | 01‐MOV‐HIS916 | no data | no data | no data | IP INTERMITTENT BLOWDOWN STOP | MOVDIG | no data | 2080_00007‐1 | no data | no data | Water | 2 1/2" | no data
no data | 01‐MOV‐HIS917 | no data | no data | no data | IP INTERMITTENT BLOWDOWN STOP | MOVDIG | no data | 2080_00007‐1 | no data | no data | Water | 2 1/2" | no data
no data | 01‐MOV‐HIS918 | no data | no data | no data | IP OUTLET DRAIN POT STOP | MOVDIG | no data | 2080_00007‐1 | no data | no data | Water | 2" | no data
no data | 01‐MOV‐HLS908 | no data | no data | no data | LP INTERMITTENT BLOWDOWN STOP | MOVDIG | no data | 2080_00007‐1 | no data | no data | Water | 2 1/2" | no data
no data | 01‐MOV‐HRS914 | no data | no data | no data | REHEAT ATTEMPERATOR LOOP DRAIN POT | MOVDIG | no data | 2080_00007‐1 | no data | no data | Water | 2 1/2" | no data
no data | 01‐VHLS995 | no data | no data | no data | LP DRAIN POT STOP | NA | no data | 2080_00007‐1 | no data | no data | Water | 2" | no data
no data | 01‐VHLS996 | no data | no data | no data | LP DRAIN POT STOP | NA | no data | 2080_00007‐1 | no data | no data | Water | 2" | no data
no data | 01‐PRV‐HLS997 | no data | no data | no data | LP DRUM PRESSURE RELIEF VALVE 1 | NA | no data | 2080_00003‐1 | no data | no data | Steam | 6" | no data
no data | 02-PRV‐HLS998 | no data | no data | no data | LP DRUM PRESSURE RELIEF VALVE 2 | NA | no data | 2080_00003‐1 | no data | no data | Steam | 6" | no data
no data | 02-PRV‐HLS999 | no data | no data | no data | LP STEAM OUTLET PRESSURE RELIEF VALVE | NA | no data | 2080_00003‐2 | no data | no data | Steam | 6" | no data
no data | 02-PRV‐HIS995 | no data | no data | no data | IP ECONOMIZER INLET PRESSURE RELIEF VALVE | NA | no data | 2080_00004‐1 | no data | no data | Water | 3" | no data
no data | 02-PRV‐HIS997 | no data | no data | no data | IP DRUM PRESSURE RELIEF VALVE 1 | NA | no data | 2080_00004‐2 | no data | no data | Steam | 4" | no data
no data | 02-PRV‐HIS998 | no data | no data | no data | IP DRUM PRESSURE RELIEF VALVE 2 | NA | no data | 2080_00004‐2 | no data | no data | Steam | 6" | no data
no data | 02-PRV‐HIS999 | no data | no data | no data | IP STEAM OUTLET PRESSURE RELIEF VALVE | NA | no data | 2080_00004‐3 | no data | no data | Steam | 4" | no data
no data | 02-PRV‐HRS997 | no data | no data | no data | COLD REHEAT PRESSURE RELIEF VALVE 1 | NA | no data | 2080_00004‐4 | no data | no data | Steam | 10" | no data
no data | 02-PRV‐HRS998 | no data | no data | no data | COLD REHEAT PRESSURE RELIEF VALVE 2 | NA | no data | 2080_00004‐4 | no data | no data | Steam | 2 x 10" | no data
no data | 02-PRV‐HRS999 | no data | no data | no data | HOT REHEAT PRESSURE RELIEF VALVE | NA | no data | 2080_00004‐4 | no data | no data | Steam | 8" | no data
no data | 02-PRV‐HHS997 | no data | no data | no data | HP DRUM PRESSURE RELIEF VALVE 1 | NA | no data | 2080_00005‐2 | no data | no data | Steam | 6" | no data
no data | 02-PRV‐HHS998 | no data | no data | no data | HP DRUM PRESSURE RELIEF VALVE 2 | NA | no data | 2080_00005‐2 | no data | no data | Steam | 6" | no data
no data | 02-PRV‐HHS999 | no data | no data | no data | HP STEAM OUTLET PRESSURE RELIEF VALVE | NA | no data | 2080_00005‐3 | no data | no data | Steam | 6" | no data
no data | 02-PRV‐HLS901 | no data | no data | no data | PREHEATER EXT HEAT EXCHANGER PRESSURE RELIEF VALVE | NA | no data | 2080_00006‐1 | no data | no data | Water | 2" | no data
no data | 02-PRV‐HLS902 | no data | no data | no data | PREHEATER EXT HEAT EXCHANGER PRESSURE RELIEF VALVE | NA | no data | 2080_00006‐1 | no data | no data | Water | 2" | no data
no data | 02-PRV‐HLS994 | no data | no data | no data | PREHEATER INLET PILOT OPERATED RELIEF VALVE | NA | no data | 2080_00006‐1 | no data | no data | Water | 8" | no data
no data | 02-LCV‐HLS901 | no data | no data | no data | LP DRUM LEVEL CONTROL VALVE | POVCTRL | no data | 2080_00003‐1 | no data | no data | Water | 12" | no data
no data | 02-PCV‐HLS901 | no data | no data | no data | LP SPARGING STEAM CONTROL VALVE | POVCTRL | no data | 2080_00003‐1 | no data | no data | Steam | 2" | no data
no data | 02-LCV‐HIS901 | no data | no data | no data | IP DRUM LEVEL CONTROL VALVE | POVCTRL | no data | 2080_00004‐2 | no data | no data | Water | 3" | no data
no data | 02-PCV‐HIS901 | no data | no data | no data | IP SPARGING STEAM CONTROL VALVE | POVCTRL | no data | 2080_00004‐2 | no data | no data | Steam | 2" | no data
no data | 02-PCV‐HIS902 | no data | no data | no data | IP TO LP PEGGING STEAM CONTROL VALVE | POVCTRL | no data | 2080_00004‐2 | no data | no data | Steam | 3" | no data
no data | 02-PCV‐HIS903 | no data | no data | no data | IP STEAM OUTLET BACK PRESSURE CONTROL VALVE | POVCTRL | no data | 2080_00004‐3 | no data | no data | Steam | 8" | no data
no data | 02-LCV‐HHS901 | no data | no data | no data | HP DRUM LEVEL CONTROL VALVE 1 (25%‐100%) | POVCTRL | no data | 2080_00005‐1 | no data | no data | Water | 8" | no data
no data | 02-LCV‐HHS902 | no data | no data | no data | HP DRUM LEVEL CONTROL VALVE 2 (0‐30%) | POVCTRL | no data | 2080_00005‐1 | no data | no data | Water | 4" | no data
no data | 02-FCV‐HHS901 | no data | no data | no data | HP SPARGING STEAM CONTROL VALVE | POVCTRL | no data | 2080_00005‐2 | no data | no data | Steam | 3" | no data
no data | 02-FCV‐HHS904 | no data | no data | no data | HP TO IP CASCADING BLOWDOWN CONTROL VALVE | NA | no data | 2080_00005‐2 | no data | no data | Water | 2" | no data
no data | 02-PCV‐HHS902 | no data | no data | no data | HP STEAM OUTLET CONTROL VALVE | POVCTRL | no data | 2080_00005‐3 | no data | no data | Steam | 12" | no data
no data | 02-TCV‐HLS901 | no data | no data | no data | PREHEATER BYPASS CONTROL VALVE 1 | POVCTRL | no data | 2080_00006‐1 | no data | no data | Water | 10" | no data
no data | 02-TCV‐HLS902 | no data | no data | no data | PREHEATER BYPASS CONTROL VALVE 2 | POVCTRL | no data | 2080_00006‐1 | no data | no data | Water | 10" | no data
no data | 02-TCV‐HLS903 | no data | no data | no data | PREHEATER EXT HEAT EXCHANGER CONTROL VALVE 1 | POVCTRL | no data | 2080_00006‐1 | no data | no data | Water | 10" | no data
no data | 02-TCV‐HLS904 | no data | no data | no data | PREHEATER EXT HEAT EXCHANGER CONTROL VALVE 2 | POVCTRL | no data | 2080_00006‐1 | no data | no data | Water | 10" | no data
no data | 02-FCV‐HIS904 | no data | no data | no data | IP CONTINUOUS BLOWDOWN CONTROL VALVE | NA | no data | 2080_00007‐1 | no data | no data | Water | 2" | no data
no data | 02-TCV‐HBD901 | no data | no data | no data | BLOWDOWN TANK COOLING WATER CONTROL VALVE | POVCTRL | no data | 2080_00007‐1 | no data | no data | Water | 4" | no data
no data | 02-YCV‐HHS901 | no data | no data | no data | HP INTERMITTENT BLOWDOWN CONTROL VALVE | POVCTRL | no data | 2080_00007‐1 | no data | no data | Water | 2" | no data
no data | 02-YCV‐HIS901 | no data | no data | no data | IP INTERMITTENT BLOWDOWN CONTROL VALVE | POVCTRL | no data | 2080_00007‐1 | no data | no data | Water | 2" | no data
no data | 02-YCV‐HLS901 | no data | no data | no data | LP INTERMITTENT BLOWDOWN CONTROL VALVE | POVCTRL | no data | 2080_00007‐1 | no data | no data | Water | 3" | no data
no data | 02-TCV‐HRS901 | no data | no data | no data | REHEAT INTERSTAGE ATTEMPERATOR CONTROL VALVE | POVCTRL | no data | 2080_00004‐4 | no data | no data | Water | 2" | no data
no data | 02-TCV‐HRS902 | no data | no data | no data | REHEAT FINAL ATTEMPERATOR CONTROL VALVE | POVCTRL | no data | 2080_00004‐4 | no data | no data | Water | 2" | no data
no data | 02-TCV‐HHS801 | no data | no data | no data | HP INTERSTAGE ATTEMPERATOR CONTROL VALVE | POVCTRL | no data | 2080_00005‐3 | no data | no data | Water | 2" | no data
no data | 02-TCV‐HHS902 | no data | no data | no data | HP FINAL ATTEMPERATOR CONTROL VALVE | POVCTRL | no data | 2080_00005‐3 | no data | no data | Water | 2" | no data
no data | 02-VHEH910 | no data | no data | no data | STACK DRAIN | NA | no data | 2080_00002‐1 | no data | no data | Water | 3" | no data
no data | 02-VHLS924 | no data | no data | no data | BFP SUCTION | NA | no data | 2080_00003‐1 | no data | no data | Water | 12" | no data
no data | 02-VHLS940 | no data | no data | no data | LP CV ISOLATION | NA | no data | 2080_00003‐1 | no data | no data | Water | 10" | no data
no data | 02-VHLS941 | no data | no data | no data | LP CV ISOLATION | NA | no data | 2080_00003‐1 | no data | no data | Water | 10" | no data
no data | 02-VHLS994 | no data | no data | no data | LP STEAM SPARGING CHECK VALVE | NA | no data | 2080_00003‐1 | no data | no data | Steam | 3" | no data
no data | 02-VHIS901 | no data | no data | no data | IP FEEDWATER INLET | NA | no data | 2080_00004‐1 | no data | no data | Water | 6" | no data
no data | 02-VHIS902 | no data | no data | no data | IP FEEDWATER INLET CHECK VALVE | NA | no data | 2080_00004‐1 | no data | no data | Water | 4" | no data
no data | 02-VHIS921 | no data | no data | no data | IP FGH EXTRACTION CHECK VALVE | NA | no data | 2080_00004‐1 | no data | no data | Water | 4" | no data
no data | 02-VHIS934 | no data | no data | no data | IP CV ISOLATION VALVE | NA | no data | 2080_00004‐2 | no data | no data | Water | 4" | no data
no data | 02-VHIS935 | no data | no data | no data | IP CV ISOLATION VALVE | NA | no data | 2080_00004‐2 | no data | no data | Water | 4" | no data
no data | 02-VHIS975 | no data | no data | no data | IP STEAM SPARGING CHECK VALVE | NA | no data | 2080_00004‐2 | no data | no data | Steam | 3" | no data
no data | 02-VHIS978 | no data | no data | no data | IP PEGGING STEAM | NA | no data | 2080_00004‐2 | no data | no data | Steam | 6" | no data
no data | 02-VHIS989 | no data | no data | no data | IP NRV (STOP CHECK) | NA | no data | 2080_00004‐3 | no data | no data | Steam | 8" | no data
no data | 02-VHRS830 | no data | no data | no data | RH INTERSTAGE ATTEMPERATOR SPRAY WATER ISOLATION | NA | no data | 2080_00004‐4 | no data | no data | Water | 2 1/2" | no data
no data | 02-VHRS831 | no data | no data | no data | RH INTERSTAGE ATTEMPERATOR SPRAY WATER SWING CHECK VALVE | NA | no data | 2080_00004‐4 | no data | no data | Water | 2 1/2" | no data
no data | 02-VHHS901 | no data | no data | no data | HP FEEDWATER CONTROL VALVE ISOLATION | NA | no data | 2080_00005‐1 | no data | no data | Water | 12" | no data
no data | 02-VHHS902 | no data | no data | no data | HP FEEDWATER CONTROL VALVE ISOLATION | NA | no data | 2080_00005‐1 | no data | no data | Water | 12" | no data
no data | 02-VHHS903 | no data | no data | no data | HP FEEDWATER CONTROL VALVE ISOLATION | NA | no data | 2080_00005‐1 | no data | no data | Water | 6" | no data
no data | 02-VHHS904 | no data | no data | no data | HP FEEDWATER CONTROL VALVE ISOLATION | NA | no data | 2080_00005‐1 | no data | no data | Water | 6" | no data
no data | 02-VHHS911 | no data | no data | no data | HP FEEDWATER INLET SWING CHECK VALVE | NA | no data | 2080_00005‐1 | no data | no data | Water | 12" | no data
no data | 02-VHHS948 | no data | no data | no data | HP TCA RETURN TO HP ECONOMIZER ISOLATION | NA | no data | 2080_00005‐1 | no data | no data | Water | 6" | no data
no data | 02-VHHS949 | no data | no data | no data | HP TCA RETURN TO HP ECONOMIZER CHECK | NA | no data | 2080_00005‐1 | no data | no data | Water | 6" | no data
no data | 02-VHHS993 | no data | no data | no data | HP STEAM SPARGING CHECK VALVE | NA | no data | 2080_00005‐2 | no data | no data | Steam | 4" | no data
no data | 02-VHHS844 | no data | no data | no data | HP INTERSTAGE ATTEMPERATOR SPRAY WATER ISOLATION | NA | no data | 2080_00005‐3 | no data | no data | Water | 2 1/2" | no data
no data | 02-VHHS845 | no data | no data | no data | HP INTERSTAGE ATTEMPERATOR SPRAY WATER SWING CHECK VALVE | NA | no data | 2080_00005‐3 | no data | no data | Water | 2 1/2" | no data
no data | 02-PRV‐HLS997 | no data | no data | no data | LP DRUM PRESSURE RELIEF VALVE 1 | NA | no data | 2080_00003‐1 | no data | no data | Steam | 6" | no data
no data | 02-VHLS901 | no data | no data | no data | LP FEEDWATER INLET CHECK | NA | no data | 2080_00006‐1 | no data | no data | Water | 10" | no data
no data | 02-VHLS904 | no data | no data | no data | LP HEAT EXCHANGER ISOLATION | NA | no data | 2080_00006‐1 | no data | no data | Water | 10" | no data
no data | 02-VHLS905 | no data | no data | no data | LP HEAT EXCHANGER ISOLATION | NA | no data | 2080_00006‐1 | no data | no data | Water | 10" | no data
no data | 02-VHLS907 | no data | no data | no data | LP HEAT EXCHANGER ISOLATION | NA | no data | 2080_00006‐1 | no data | no data | Water | 10" | no data
no data | 02-VHLS908 | no data | no data | no data | LP HEAT EXCHANGER ISOLATION | NA | no data | 2080_00006‐1 | no data | no data | Water | 10" | no data
no data | 02-VHLS909 | no data | no data | no data | LP HEAT EXCHANGER BYPASS | NA | no data | 2080_00006‐1 | no data | no data | Water | 10" | no data
no data | 02-VHBD904 | no data | no data | no data | BLOW DOWN TANK CV ISOLATION | NA | no data | 2080_00007‐1 | no data | no data | Water | 6" | no data
no data | 02-VHBD905 | no data | no data | no data | BLOW DOWN TANK CV ISOLATION | NA | no data | 2080_00007‐1 | no data | no data | Water | 6" | no data
no data | 02-VHBD906 | no data | no data | no data | BLOW DOWN TANK CHECK | NA | no data | 2080_00007‐1 | no data | no data | Water | 6" | no data
no data | 02-VHEH901 | no data | no data | no data | EXHAUST SIDE INLET DUCT PRESSURE TRANSMITTER ISOLATION | NA | no data | 2080_00002‐1 | no data | no data | Flue gas | 1" | no data
no data | 02-VHEH902 | no data | no data | no data | EXHAUST SIDE INLET DUCT PRESSURE TRANSMITTER ISOLATION | NA | no data | 2080_00002‐1 | no data | no data | Flue gas | 1" | no data
no data | 02-VHEH903 | no data | no data | no data | EXHAUST SIDE INLET DUCT PRESSURE TRANSMITTER ISOLATION | NA | no data | 2080_00002‐1 | no data | no data | Flue gas | 1" | no data
no data | 02-VHEH904 | no data | no data | no data | EXHAUST SIDE CO CATALYST 1 PRESSURE TRASMITTER ISOLATION | NA | no data | 2080_00002‐1 | no data | no data | Flue gas | 1" | no data
no data | 02-VHEH905 | no data | no data | no data | EXHAUST SIDE CO CATALYST 1 PRESSURE TRASMITTER ISOLATION | NA | no data | 2080_00002‐1 | no data | no data | Flue gas | 1" | no data
no data | 02-VHEH906 | no data | no data | no data | EXHAUST SIDE CO CATALYST 2 PRESSURE TRASMITTER ISOLATION | NA | no data | 2080_00002‐1 | no data | no data | Flue gas | 1" | no data
no data | 02-VHEH907 | no data | no data | no data | EXHAUST SIDE CO CATALYST 2 PRESSURE TRASMITTER ISOLATION | NA | no data | 2080_00002‐1 | no data | no data | Flue gas | 1" | no data
no data | 02-VHEH908 | no data | no data | no data | EXHAUST SIDE SCR CATALYST PRESSURE TRASMITTER ISOLATION | NA | no data | 2080_00002‐1 | no data | no data | Flue gas | 1" | no data
no data | 02-VHEH909 | no data | no data | no data | EXHAUST SIDE SCR CATALYST PRESSURE TRASMITTER ISOLATION | NA | no data | 2080_00002‐1 | no data | no data | Flue gas | 1" | no data
no data | 02-VHEH912 | no data | no data | no data | BURNER MAIN FUEL LINE DRAIN | NA | no data | 2080_00002‐1 | no data | no data | Nat. Gas | 2" | no data
no data | 02-VHEH913 | no data | no data | no data | BURNER PILOT FUEL LINE DRAIN | NA | no data | 2080_00002‐1 | no data | no data | Nat. Gas | 2" | no data
no data | 02-VHEH914 | no data | no data | no data | BURNER INSTRUMENT AIR DRAIN | NA | no data | 2080_00002‐1 | no data | no data | Air | 2" | no data
no data | 02-VHEH915 | no data | no data | no data | BURNER COOLING AIR DRAIN | NA | no data | 2080_00002‐1 | no data | no data | Air | 2" | no data
no data | 02-VHLS805 | no data | no data | no data | LP SATURATED STEAM VENT | NA | no data | 2080_00003‐1 | no data | no data | Water/Steam | 2" | no data
no data | 02-VHLS806 | no data | no data | no data | LP SATURATED STEAM VENT | NA | no data | 2080_00003‐1 | no data | no data | Water/Steam | 2" | no data
no data | 02-VHLS831 | no data | no data | no data | DEAERATOR VENT ISOLATION VALVE | NA | no data | 2080_00003‐1 | no data | no data | Water | 2" | no data
no data | 02-VHLS832 | no data | no data | no data | DEAERATOR VENT ISOLATION VALVE | NA | no data | 2080_00003‐1 | no data | no data | Water | 2" | no data
no data | 02-VHLS833 | no data | no data | no data | DEAERATOR VENT ISOLATION VALVE | NA | no data | 2080_00003‐1 | no data | no data | Water | 2" | no data
no data | 02-VHLS834 | no data | no data | no data | DEAERATOR VENT ISOLATION VALVE | NA | no data | 2080_00003‐1 | no data | no data | Water | 2" | no data
no data | 02-VHLS923 | no data | no data | no data | PREHEATER DRAIN | NA | no data | 2080_00003‐1 | no data | no data | Water | 2" | no data
no data | 02-VHLS925 | no data | no data | no data | PREHEATER DRAIN | NA | no data | 2080_00003‐1 | no data | no data | Water | 2" | no data
no data | 02-VHLS926 | no data | no data | no data | PREHEATER OUTLET PRESSURE INDICATOR ISOLATION | NA | no data | 2080_00003‐1 | no data | no data | Water | 3/4" | no data
no data | 02-VHLS927 | no data | no data | no data | PREHEATER OUTLET PRESSURE INDICATOR ISOLATION | NA | no data | 2080_00003‐1 | no data | no data | Water | 3/4" | no data
no data | 02-VHLS930 | no data | no data | no data | PREHEATER OUTLET PRESSURE TRANSMITTER ISOLATION | NA | no data | 2080_00003‐1 | no data | no data | Water | 3/4" | no data
no data | 02-VHLS931 | no data | no data | no data | PREHEATER OUTLET PRESSURE TRANSMITTER ISOLATION | NA | no data | 2080_00003‐1 | no data | no data | Water | 3/4" | no data
no data | 02-VHLS932 | no data | no data | no data | PREHEATER OUTLET FLOW TRANSMITTER ISOLATION | NA | no data | 2080_00003‐1 | no data | no data | Water | 3/4" | no data
no data | 02-VHLS933 | no data | no data | no data | PREHEATER OUTLET FLOW TRANSMITTER ISOLATION | NA | no data | 2080_00003‐1 | no data | no data | Water | 3/4" | no data
no data | 02-VHLS934 | no data | no data | no data | PREHEATER OUTLET FLOW TRANSMITTER ISOLATION | NA | no data | 2080_00003‐1 | no data | no data | Water | 3/4" | no data
no data | 02-VHLS935 | no data | no data | no data | PREHEATER OUTLET FLOW TRANSMITTER ISOLATION | NA | no data | 2080_00003‐1 | no data | no data | Water | 3/4" | no data
no data | 02-VHLS936 | no data | no data | no data | PREHEATER OUTLET FLOW TRANSMITTER ISOLATION | NA | no data | 2080_00003‐1 | no data | no data | Water | 3/4" | no data
no data | 02-VHLS937 | no data | no data | no data | PREHEATER OUTLET FLOW TRANSMITTER ISOLATION | NA | no data | 2080_00003‐1 | no data | no data | Water | 3/4" | no data
no data | 02-VHLS938 | no data | no data | no data | PREHEATER OUTLET FLOW TRANSMITTER ISOLATION | NA | no data | 2080_00003‐1 | no data | no data | Water | 3/4" | no data
no data | 02-VHLS939 | no data | no data | no data | PREHEATER OUTLET FLOW TRANSMITTER ISOLATION | NA | no data | 2080_00003‐1 | no data | no data | Water | 3/4" | no data
no data | 02-VHLS942 | no data | no data | no data | LP DRUM LCV BYPASS | NA | no data | 2080_00003‐1 | no data | no data | Water | 2" | no data
no data | 02-VHLS943 | no data | no data | no data | PREHEATER OUTLET DRAIN (DOWNSTREAM LCV) | NA | no data | 2080_00003‐1 | no data | no data | Water | 2" | no data
no data | 02-VHLS944 | no data | no data | no data | PREHEATER OUTLET DRAIN (DOWNSTREAM LCV) | NA | no data | 2080_00003‐1 | no data | no data | Water | 2" | no data
no data | 02-VHLS945 | no data | no data | no data | LP DRUM DEAERATOR PRESSURE INDICATOR ISOLATION | NA | no data | 2080_00003‐1 | no data | no data | Water/Steam | 3/4" | no data
no data | 02-VHLS946 | no data | no data | no data | LP DRUM DEAERATOR PRESSURE INDICATOR ISOLATION | NA | no data | 2080_00003‐1 | no data | no data | Water/Steam | 3/4" | no data
no data | 02-VHLS947 | no data | no data | no data | LP DRUM DEAERATOR VENT | NA | no data | 2080_00003‐1 | no data | no data | Water/Steam | 2" | no data
no data | 02-VHLS948 | no data | no data | no data | LP DRUM DEAERATOR VENT | NA | no data | 2080_00003‐1 | no data | no data | Water/Steam | 2" | no data
no data | 02-VHLS949 | no data | no data | no data | LP DRUM LEVEL GAUGE ISOLATION | NA | no data | 2080_00003‐1 | no data | no data | Water/Steam | 2" | no data
no data | 02-VHLS950 | no data | no data | no data | LP DRUM LEVEL INDICATION DRAIN | NA | no data | 2080_00003‐1 | no data | no data | Water/Steam | 2" | no data
no data | 02-VHLS951 | no data | no data | no data | LP DRUM LEVEL INDICATION DRAIN | NA | no data | 2080_00003‐1 | no data | no data | Water/Steam | 2" | no data
no data | 02-VHLS952 | no data | no data | no data | LP DRUM LEVEL INDICATION DRAIN | NA | no data | 2080_00003‐1 | no data | no data | Water/Steam | 2" | no data
no data | 02-VHLS953 | no data | no data | no data | LP DRUM LEVEL TRANSMITTER ISOLATION | NA | no data | 2080_00003‐1 | no data | no data | Water/Steam | 1" | no data
no data | 02-VHLS954 | no data | no data | no data | LP DRUM LEVEL TRANSMITTER ISOLATION | NA | no data | 2080_00003‐1 | no data | no data | Water/Steam | 1" | no data
no data | 02-VHLS955 | no data | no data | no data | LP DRUM LEVEL TRANSMITTER ISOLATION | NA | no data | 2080_00003‐1 | no data | no data | Water/Steam | 1" | no data
no data | 02-VHLS956 | no data | no data | no data | LP DRUM LEVEL TRANSMITTER ISOLATION | NA | no data | 2080_00003‐1 | no data | no data | Water/Steam | 1" | no data
no data | 02-VHLS957 | no data | no data | no data | LP DRUM LEVEL TRANSMITTER ISOLATION | NA | no data | 2080_00003‐1 | no data | no data | Water/Steam | 1" | no data
no data | 02-VHLS958 | no data | no data | no data | LP DRUM LEVEL TRANSMITTER ISOLATION | NA | no data | 2080_00003‐1 | no data | no data | Water/Steam | 1" | no data
no data | 02-VHLS959 | no data | no data | no data | LP DRUM LEVEL TRANSMITTER ISOLATION | NA | no data | 2080_00003‐1 | no data | no data | Water/Steam | 1" | no data
no data | 02-VHLS960 | no data | no data | no data | LP DRUM LEVEL TRANSMITTER ISOLATION | NA | no data | 2080_00003‐1 | no data | no data | Water/Steam | 1" | no data
no data | 02-VHLS961 | no data | no data | no data | LP DRUM LEVEL GAUGE ISOLATION | NA | no data | 2080_00003‐1 | no data | no data | Water/Steam | 2" | no data
no data | 02-PRV‐HLS997 | no data | no data | no data | LP DRUM PRESSURE RELIEF VALVE 1 | NA | no data | 2080_00003‐1 | no data | no data | Steam | 6" | no data
no data | 02-VHLS962 | no data | no data | no data | LP DRUM LEVEL GAUGE ISOLATION | NA | no data | 2080_00003‐1 | no data | no data | Water/Steam | 2" | no data
no data | 02-VHLS963 | no data | no data | no data | LP DRUM LEVEL GAUGE ISOLATION | NA | no data | 2080_00003‐1 | no data | no data | Water/Steam | 2" | no data
no data | 02-VHLS964 | no data | no data | no data | LP DRUM LEVEL GAUGE ISOLATION | NA | no data | 2080_00003‐1 | no data | no data | Water/Steam | 2" | no data
no data | 02-VHLS965 | no data | no data | no data | LP DRUM LEVEL GAUGE ISOLATION | NA | no data | 2080_00003‐1 | no data | no data | Water/Steam | 2" | no data
no data | 02-VHLS966 | no data | no data | no data | LP DRUM LEVEL INDICATION DRAIN | NA | no data | 2080_00003‐1 | no data | no data | Water/Steam | 2" | no data
no data | 02-VHLS967 | no data | no data | no data | LP DRUM LEVEL INDICATION DRAIN | NA | no data | 2080_00003‐1 | no data | no data | Water/Steam | 2" | no data
no data | 02-VHLS968 | no data | no data | no data | LP DRUM LEVEL TRANSMITTER ISOLATION | NA | no data | 2080_00003‐1 | no data | no data | Water/Steam | 1" | no data
no data | 02-VHLS969 | no data | no data | no data | LP DRUM LEVEL TRANSMITTER ISOLATION | NA | no data | 2080_00003‐1 | no data | no data | Water/Steam | 1" | no data
no data | 02-VHLS970 | no data | no data | no data | LP DRUM LEVEL TRANSMITTER ISOLATION | NA | no data | 2080_00003‐1 | no data | no data | Water/Steam | 1" | no data
no data | 02-VHLS971 | no data | no data | no data | LP DRUM LEVEL TRANSMITTER ISOLATION | NA | no data | 2080_00003‐1 | no data | no data | Water/Steam | 1" | no data
no data | 02-VHLS972 | no data | no data | no data | LP DRUM LEVEL GAUGE ISOLATION | NA | no data | 2080_00003‐1 | no data | no data | Water/Steam | 2" | no data
no data | 02-VHLS973 | no data | no data | no data | LP DRUM LEVEL GAUGE ISOLATION | NA | no data | 2080_00003‐1 | no data | no data | Water/Steam | 2" | no data
no data | 02-VHLS974 | no data | no data | no data | LP DRUM NITROGEN ISOLATION | NA | no data | 2080_00003‐1 | no data | no data | Water/Steam | 2" | no data
no data | 02-VHLS975 | no data | no data | no data | LP DRUM NITROGEN SUPPLY NRV | NA | no data | 2080_00003‐1 | no data | no data | Water/Steam | 2" | no data
no data | 02-VHLS976 | no data | no data | no data | LP DRUM PRESSURE INDICATOR ISOLATION | NA | no data | 2080_00003‐1 | no data | no data | Water/Steam | 3/4" | no data
no data | 02-VHLS977 | no data | no data | no data | LP DRUM PRESSURE INDICATOR ISOLATION | NA | no data | 2080_00003‐1 | no data | no data | Water/Steam | 3/4" | no data
no data | 02-VHLS978 | no data | no data | no data | LP DRUM PRESSURE TRANSMITTER ISOLATION | NA | no data | 2080_00003‐1 | no data | no data | Water/Steam | 3/4" | no data
no data | 02-VHLS979 | no data | no data | no data | LP DRUM PRESSURE TRANSMITTER ISOLATION | NA | no data | 2080_00003‐1 | no data | no data | Water/Steam | 3/4" | no data
no data | 02-VHLS980 | no data | no data | no data | LP DRUM PRESSURE TRANSMITTER ISOLATION | NA | no data | 2080_00003‐1 | no data | no data | Water/Steam | 3/4" | no data
no data | 02-VHLS981 | no data | no data | no data | LP DRUM PRESSURE TRANSMITTER ISOLATION | NA | no data | 2080_00003‐1 | no data | no data | Water/Steam | 3/4" | no data
no data | 02-VHLS982 | no data | no data | no data | LP DRUM PRESSURE TRANSMITTER ISOLATION | NA | no data | 2080_00003‐1 | no data | no data | Water/Steam | 3/4" | no data
no data | 02-VHLS983 | no data | no data | no data | LP DRUM PRESSURE TRANSMITTER ISOLATION | NA | no data | 2080_00003‐1 | no data | no data | Water/Steam | 3/4" | no data
no data | 02-VHLS985 | no data | no data | no data | LP SPARGING STEAM DRAIN | NA | no data | 2080_00003‐1 | no data | no data | Water/Steam | 2" | no data
no data | 02-VHLS988 | no data | no data | no data | LP ECONOMIZER OUTLET VENT | NA | no data | 2080_00003‐1 | no data | no data | Water/Steam | 2" | no data
no data | 02-VHLS989 | no data | no data | no data | LP ECONOMIZER OUTLET VENT | NA | no data | 2080_00003‐1 | no data | no data | Water/Steam | 2" | no data
no data | 02-VHLS990 | no data | no data | no data | LP DRUM WATER SAMPLE ISOLATION | NA | no data | 2080_00003‐1 | no data | no data | Water | 2" | no data
no data | 02-VHLS991 | no data | no data | no data | LP DRUM WATER SAMPLE ISOLATION | NA | no data | 2080_00003‐1 | no data | no data | Water | 2" | no data
no data | 02-VHLS992 | no data | no data | no data | LP SPARGING STEAM STRAIN DRAIN | NA | no data | 2080_00003‐1 | no data | no data | Water/Steam | 2" | no data
no data | 02-VHLS993 | no data | no data | no data | LP SPARGING STEAM STRAIN DRAIN | NA | no data | 2080_00003‐1 | no data | no data | Water/Steam | 2" | no data
no data | 02-VHLS997 | no data | no data | no data | PREHEATER OUTLET DRAIN | NA | no data | 2080_00003‐1 | no data | no data | Water | 2" | no data
no data | 02-VHLS998 | no data | no data | no data | PREHEATER OUTLET DRAIN | NA | no data | 2080_00003‐1 | no data | no data | Water | 2" | no data
no data | 02-VHLS999 | no data | no data | no data | LP SPARGING STEAM DRAIN | NA | no data | 2080_00003‐1 | no data | no data | Water/Steam | 2" | no data
no data | 02-VHLS808 | no data | no data | no data | LP SUPERHEATED STEAM SAMPLE ISOLATION | NA | no data | 2080_00003‐2 | no data | no data | Water/Steam | 3/4" | no data
no data | 02-VHLS809 | no data | no data | no data | LP SUPERHEATED STEAM SAMPLE ISOLATION | NA | no data | 2080_00003‐2 | no data | no data | Water/Steam | 3/4" | no data
no data | 02-VHLS811 | no data | no data | no data | LP SUPERHEATED STEAM PRESSURE TRANSMITTER ISOLATION | NA | no data | 2080_00003‐2 | no data | no data | Steam | 3/4" | no data
no data | 02-VHLS812 | no data | no data | no data | LP SUPERHEATED STEAM PRESSURE TRANSMITTER ISOLATION | NA | no data | 2080_00003‐2 | no data | no data | Steam | 3/4" | no data
no data | 02-VHLS813 | no data | no data | no data | LP SUPERHEATED STEAM PRESSURE TRANSMITTER ISOLATION | NA | no data | 2080_00003‐2 | no data | no data | Steam | 3/4" | no data
no data | 02-VHLS814 | no data | no data | no data | LP SUPERHEATED STEAM PRESSURE TRANSMITTER ISOLATION | NA | no data | 2080_00003‐2 | no data | no data | Steam | 3/4" | no data
no data | 02-VHLS815 | no data | no data | no data | LP SUPERHEATED STEAM PRESSURE TRANSMITTER ISOLATION | NA | no data | 2080_00003‐2 | no data | no data | Steam | 3/4" | no data
no data | 02-VHLS816 | no data | no data | no data | LP SUPERHEATED STEAM PRESSURE TRANSMITTER ISOLATION | NA | no data | 2080_00003‐2 | no data | no data | Steam | 3/4" | no data
no data | 02-VHLS817 | no data | no data | no data | LP SUPERHEATED STEAM PRESSURE INDICATOR ISOLATION | NA | no data | 2080_00003‐2 | no data | no data | Steam | 3/4" | no data
no data | 02-VHLS818 | no data | no data | no data | LP SUPERHEATED STEAM PRESSURE INDICATOR ISOLATION | NA | no data | 2080_00003‐2 | no data | no data | Steam | 3/4" | no data
no data | 02-VHLS819 | no data | no data | no data | LP SUPERHEATED STEAM FLOW TRANSMITTER ISOLATION | NA | no data | 2080_00003‐2 | no data | no data | Steam | 3/4" | no data
no data | 02-VHLS820 | no data | no data | no data | LP SUPERHEATED STEAM FLOW TRANSMITTER ISOLATION | NA | no data | 2080_00003‐2 | no data | no data | Steam | 3/4" | no data
no data | 02-VHLS821 | no data | no data | no data | LP SUPERHEATED STEAM FLOW TRANSMITTER ISOLATION | NA | no data | 2080_00003‐2 | no data | no data | Steam | 3/4" | no data
no data | 02-VHLS822 | no data | no data | no data | LP SUPERHEATED STEAM FLOW TRANSMITTER ISOLATION | NA | no data | 2080_00003‐2 | no data | no data | Steam | 3/4" | no data
no data | 02-VHLS825 | no data | no data | no data | LP SUPERHEATED STEAM FLOW TRANSMITTER ISOLATION | NA | no data | 2080_00003‐2 | no data | no data | Steam | 3/4" | no data
no data | 02-VHLS826 | no data | no data | no data | LP SUPERHEATED STEAM FLOW TRANSMITTER ISOLATION | NA | no data | 2080_00003‐2 | no data | no data | Steam | 3/4" | no data
no data | 02-VHLS827 | no data | no data | no data | LP SUPERHEATED STEAM FLOW TRANSMITTER ISOLATION | NA | no data | 2080_00003‐2 | no data | no data | Steam | 3/4" | no data
no data | 02-VHLS828 | no data | no data | no data | LP SUPERHEATED STEAM FLOW TRANSMITTER ISOLATION | NA | no data | 2080_00003‐2 | no data | no data | Steam | 3/4" | no data
no data | 02-VHLS986 | no data | no data | no data | LP SUPERHEATER OUTLET DRAIN POT CLEANOUT DRAIN | NA | no data | 2080_00003‐2 | no data | no data | Water/Steam | 1" | no data
no data | 02-VHLS987 | no data | no data | no data | LP SUPERHEATER OUTLET DRAIN POT CLEANOUT DRAIN | NA | no data | 2080_00003‐2 | no data | no data | Water/Steam | 1" | no data
no data | 02-VHIS904 | no data | no data | no data | IP FEEDWATER BOILER FILL ISOLATION | NA | no data | 2080_00004‐1 | no data | no data | Water | 2" | no data
no data | 02-VHIS905 | no data | no data | no data | IP FEEDWATER BOILER FILL CHECK VALVE | NA | no data | 2080_00004‐1 | no data | no data | Water | 2" | no data
no data | 02-VHIS906 | no data | no data | no data | IP FEEDWATER PRESSURE TRANSMITTER ISOLATION | NA | no data | 2080_00004‐1 | no data | no data | Water | 3/4" | no data
no data | 02-VHIS907 | no data | no data | no data | IP FEEDWATER PRESSURE TRANSMITTER ISOLATION | NA | no data | 2080_00004‐1 | no data | no data | Water | 3/4" | no data
no data | 02-VHIS910 | no data | no data | no data | IP ECONOMIZER INLET DRAIN | NA | no data | 2080_00004‐1 | no data | no data | Water | 2" | no data
no data | 02-VHIS911 | no data | no data | no data | IP ECONOMIZER DRAIN | NA | no data | 2080_00004‐1 | no data | no data | Water | 2" | no data
no data | 02-VHIS912 | no data | no data | no data | IP ECONOMIZER DRAIN | NA | no data | 2080_00004‐1 | no data | no data | Water | 2" | no data
no data | 02-VHIS913 | no data | no data | no data | IP ECONOMIZER DRAIN | NA | no data | 2080_00004‐1 | no data | no data | Water | 2" | no data
no data | 02-VHIS915 | no data | no data | no data | IP ECONOMIZER VENT | NA | no data | 2080_00004‐1 | no data | no data | Water | 2" | no data
no data | 02-VHIS917 | no data | no data | no data | IP ECONOMIZER VENT | NA | no data | 2080_00004‐1 | no data | no data | Water | 2" | no data
no data | 02-VHIS918 | no data | no data | no data | IP ECONOMIZER VENT | NA | no data | 2080_00004‐1 | no data | no data | Water | 2" | no data
no data | 02-VHIS919 | no data | no data | no data | IP FEEDWATER DRAIN | NA | no data | 2080_00004‐1 | no data | no data | Water | 2" | no data
no data | 02-VHIS920 | no data | no data | no data | IP FEEDWATER DRAIN | NA | no data | 2080_00004‐1 | no data | no data | Water | 2" | no data
no data | 02-VHIS846 | no data | no data | no data | IP SATURATED STEAM VENT | NA | no data | 2080_00004‐2 | no data | no data | Water/Steam | 2" | no data
no data | 02-VHIS847 | no data | no data | no data | IP SATURATED STEAM VENT | NA | no data | 2080_00004‐2 | no data | no data | Water/Steam | 2" | no data
no data | 02-VHIS848 | no data | no data | no data | IP SATURATED STEAM VENT | NA | no data | 2080_00004‐2 | no data | no data | Water/Steam | 2" | no data
no data | 02-VHIS849 | no data | no data | no data | IP SATURATED STEAM VENT | NA | no data | 2080_00004‐2 | no data | no data | Water/Steam | 2" | no data
no data | 02-VHIS850 | no data | no data | no data | IP SATURATED STEAM VENT | NA | no data | 2080_00004‐2 | no data | no data | Water/Steam | 2" | no data
no data | 02-PRV‐HLS997 | no data | no data | no data | LP DRUM PRESSURE RELIEF VALVE 1 | NA | no data | 2080_00003‐1 | no data | no data | Steam | 6" | no data
no data | 02-VHIS851 | no data | no data | no data | IP SATURATED STEAM VENT | NA | no data | 2080_00004‐2 | no data | no data | Water/Steam | 2" | no data
no data | 02-VHIS852 | no data | no data | no data | IP SPARGING STEAM STRAIN DRAIN | NA | no data | 2080_00004‐2 | no data | no data | Water/Steam | 2" | no data
no data | 02-VHIS853 | no data | no data | no data | IP SPARGING STEAM STRAIN DRAIN | NA | no data | 2080_00004‐2 | no data | no data | Water/Steam | 2" | no data
no data | 02-VHIS854 | no data | no data | no data | IP ECONOMIZER OUTLET DRAIN | NA | no data | 2080_00004‐2 | no data | no data | Water | 2" | no data
no data | 02-VHIS855 | no data | no data | no data | IP ECONOMIZER OUTLET DRAIN | NA | no data | 2080_00004‐2 | no data | no data | Water | 2" | no data
no data | 02-VHIS860 | no data | no data | no data | IP SPARGING STEAM DRAIN | NA | no data | 2080_00004‐2 | no data | no data | Water/Steam | 2" | no data
no data | 02-VHIS861 | no data | no data | no data | IP SPARGING STEAM DRAIN | NA | no data | 2080_00004‐2 | no data | no data | Water/Steam | 2" | no data
no data | 02-VHIS914 | no data | no data | no data | IP FEEDWATER PRESSURE INDICATOR ISOLATION | NA | no data | 2080_00004‐2 | no data | no data | Water | 3/4" | no data
no data | 02-VHIS916 | no data | no data | no data | IP FEEDWATER PRESSURE INDICATOR ISOLATION | NA | no data | 2080_00004‐2 | no data | no data | Water | 3/4" | no data
no data | 02-VHIS922 | no data | no data | no data | IP ECONOMIZER OUTLET PRESSURE TRANSMITTER ISOLATION | NA | no data | 2080_00004‐2 | no data | no data | Water | 3/4" | no data
no data | 02-VHIS923 | no data | no data | no data | IP ECONOMIZER OUTLET PRESSURE TRANSMITTER ISOLATION | NA | no data | 2080_00004‐2 | no data | no data | Water | 3/4" | no data
no data | 02-VHIS924 | no data | no data | no data | IP ECONOMIZER OUTLET FLOW TRANSMITTER ISOLATION | NA | no data | 2080_00004‐2 | no data | no data | Water | 3/4" | no data
no data | 02-VHIS925 | no data | no data | no data | IP ECONOMIZER OUTLET FLOW TRANSMITTER ISOLATION | NA | no data | 2080_00004‐2 | no data | no data | Water | 3/4" | no data
no data | 02-VHIS926 | no data | no data | no data | IP ECONOMIZER OUTLET FLOW TRANSMITTER ISOLATION | NA | no data | 2080_00004‐2 | no data | no data | Water | 3/4" | no data
no data | 02-VHIS927 | no data | no data | no data | IP ECONOMIZER OUTLET FLOW TRANSMITTER ISOLATION | NA | no data | 2080_00004‐2 | no data | no data | Water | 3/4" | no data
no data | 02-VHIS928 | no data | no data | no data | IP ECONOMIZER OUTLET FLOW TRANSMITTER ISOLATION | NA | no data | 2080_00004‐2 | no data | no data | Water | 3/4" | no data
no data | 02-VHIS929 | no data | no data | no data | IP ECONOMIZER OUTLET FLOW TRANSMITTER ISOLATION | NA | no data | 2080_00004‐2 | no data | no data | Water | 3/4" | no data
no data | 02-VHIS930 | no data | no data | no data | IP ECONOMIZER OUTLET FLOW TRANSMITTER ISOLATION | NA | no data | 2080_00004‐2 | no data | no data | Water | 3/4" | no data
no data | 02-VHIS931 | no data | no data | no data | IP ECONOMIZER OUTLET FLOW TRANSMITTER ISOLATION | NA | no data | 2080_00004‐2 | no data | no data | Water | 3/4" | no data
no data | 02-VHIS932 | no data | no data | no data | IP ECONOMIZER OUTLET DRAIN | NA | no data | 2080_00004‐2 | no data | no data | Water | 2" | no data
no data | 02-VHIS933 | no data | no data | no data | IP ECONOMIZER OUTLET DRAIN | NA | no data | 2080_00004‐2 | no data | no data | Water | 2" | no data
no data | 02-VHIS936 | no data | no data | no data | IP DRUM LCV BYPASS | NA | no data | 2080_00004‐2 | no data | no data | Water | 2" | no data
no data | 02-VHIS937 | no data | no data | no data | IP ECONOMIZER OUTLET DRAIN (DOWNSTREAM LCV) | NA | no data | 2080_00004‐2 | no data | no data | Water | 2" | no data
no data | 02-VHIS938 | no data | no data | no data | IP ECONOMIZER OUTLET DRAIN (DOWNSTREAM LCV) | NA | no data | 2080_00004‐2 | no data | no data | Water | 2" | no data
no data | 02-VHIS939 | no data | no data | no data | IP DRUM LEVEL GAUGE ISOLATION | NA | no data | 2080_00004‐2 | no data | no data | Water/Steam | 2" | no data
no data | 02-VHIS940 | no data | no data | no data | IP DRUM LEVEL GAUGE ISOLATION | NA | no data | 2080_00004‐2 | no data | no data | Water/Steam | 2" | no data
no data | 02-VHIS941 | no data | no data | no data | IP DRUM LEVEL GAUGE DRAIN | NA | no data | 2080_00004‐2 | no data | no data | Water/Steam | 2" | no data
no data | 02-VHIS942 | no data | no data | no data | IP DRUM LEVEL GAUGE DRAIN | NA | no data | 2080_00004‐2 | no data | no data | Water/Steam | 2" | no data
no data | 02-VHIS943 | no data | no data | no data | IP DRUM LEVEL GAUGE ISOLATION | NA | no data | 2080_00004‐2 | no data | no data | Water/Steam | 2" | no data
no data | 02-VHIS944 | no data | no data | no data | IP DRUM LEVEL GAUGE DRAIN | NA | no data | 2080_00004‐2 | no data | no data | Water/Steam | 2" | no data
no data | 02-VHIS945 | no data | no data | no data | IP DRUM LEVEL GAUGE DRAIN | NA | no data | 2080_00004‐2 | no data | no data | Water/Steam | 2" | no data
no data | 02-VHIS946 | no data | no data | no data | IP DRUM LEVEL GAUGE DRAIN | NA | no data | 2080_00004‐2 | no data | no data | Water/Steam | 2" | no data
no data | 02-VHIS947 | no data | no data | no data | IP DRUM LEVEL GAUGE ISOLATION | NA | no data | 2080_00004‐2 | no data | no data | Water/Steam | 2" | no data
no data | 02-VHIS948 | no data | no data | no data | IP DRUM LEVEL GAUGE ISOLATION | NA | no data | 2080_00004‐2 | no data | no data | Water/Steam | 2" | no data
no data | 02-VHIS949 | no data | no data | no data | IP DRUM LEVEL GAUGE ISOLATION | NA | no data | 2080_00004‐2 | no data | no data | Water/Steam | 2" | no data
no data | 02-VHIS950 | no data | no data | no data | IP DRUM LEVEL TRANSMITTER ISOLATION | NA | no data | 2080_00004‐2 | no data | no data | Water/Steam | 1" | no data
no data | 02-VHIS951 | no data | no data | no data | IP DRUM LEVEL TRANSMITTER ISOLATION | NA | no data | 2080_00004‐2 | no data | no data | Water/Steam | 1" | no data
no data | 02-VHIS952 | no data | no data | no data | IP DRUM LEVEL TRANSMITTER ISOLATION | NA | no data | 2080_00004‐2 | no data | no data | Water/Steam | 1" | no data
no data | 02-VHIS953 | no data | no data | no data | IP DRUM LEVEL TRANSMITTER ISOLATION | NA | no data | 2080_00004‐2 | no data | no data | Water/Steam | 1" | no data
no data | 02-VHIS954 | no data | no data | no data | IP DRUM LEVEL TRANSMITTER ISOLATION | NA | no data | 2080_00004‐2 | no data | no data | Water/Steam | 1" | no data
no data | 02-VHIS955 | no data | no data | no data | IP DRUM LEVEL TRANSMITTER ISOLATION | NA | no data | 2080_00004‐2 | no data | no data | Water/Steam | 1" | no data
no data | 02-VHIS956 | no data | no data | no data | IP DRUM LEVEL TRANSMITTER ISOLATION | NA | no data | 2080_00004‐2 | no data | no data | Water/Steam | 1" | no data
no data | 02-VHIS957 | no data | no data | no data | IP DRUM LEVEL TRANSMITTER ISOLATION | NA | no data | 2080_00004‐2 | no data | no data | Water/Steam | 1" | no data
no data | 02-VHIS958 | no data | no data | no data | IP DRUM LEVEL TRANSMITTER ISOLATION | NA | no data | 2080_00004‐2 | no data | no data | Water/Steam | 1" | no data
no data | 02-VHIS959 | no data | no data | no data | IP DRUM LEVEL TRANSMITTER ISOLATION | NA | no data | 2080_00004‐2 | no data | no data | Water/Steam | 1" | no data
no data | 02-VHIS960 | no data | no data | no data | IP DRUM LEVEL TRANSMITTER ISOLATION | NA | no data | 2080_00004‐2 | no data | no data | Water/Steam | 1" | no data
no data | 02-VHIS961 | no data | no data | no data | IP DRUM LEVEL TRANSMITTER ISOLATION | NA | no data | 2080_00004‐2 | no data | no data | Water/Steam | 1" | no data
no data | 02-VHIS963 | no data | no data | no data | IP DRUM PRESSURE TRANSMITTER ISOLATION | NA | no data | 2080_00004‐2 | no data | no data | Water/Steam | 3/4" | no data
no data | 02-VHIS964 | no data | no data | no data | IP DRUM PRESSURE TRANSMITTER ISOLATION | NA | no data | 2080_00004‐2 | no data | no data | Water/Steam | 3/4" | no data
no data | 02-VHIS965 | no data | no data | no data | IP DRUM PRESSURE TRANSMITTER ISOLATION | NA | no data | 2080_00004‐2 | no data | no data | Water/Steam | 3/4" | no data
no data | 02-VHIS966 | no data | no data | no data | IP DRUM PRESSURE TRANSMITTER ISOLATION | NA | no data | 2080_00004‐2 | no data | no data | Water/Steam | 3/4" | no data
no data | 02-VHIS967 | no data | no data | no data | IP DRUM PRESSURE TRANSMITTER ISOLATION | NA | no data | 2080_00004‐2 | no data | no data | Water/Steam | 3/4" | no data
no data | 02-VHIS968 | no data | no data | no data | IP DRUM PRESSURE TRANSMITTER ISOLATION | NA | no data | 2080_00004‐2 | no data | no data | Water/Steam | 3/4" | no data
no data | 02-VHIS969 | no data | no data | no data | IP DRUM PRESSURE INDICATOR ISOLATION | NA | no data | 2080_00004‐2 | no data | no data | Water/Steam | 3/4" | no data
no data | 02-VHIS970 | no data | no data | no data | IP DRUM PRESSURE INDICATOR ISOLATION | NA | no data | 2080_00004‐2 | no data | no data | Water/Steam | 3/4" | no data
no data | 02-VHIS971 | no data | no data | no data | IP DRUM NITROGEN SUPPLY ISOLATION | NA | no data | 2080_00004‐2 | no data | no data | Water/Steam | 2" | no data
no data | 02-VHIS972 | no data | no data | no data | IP DRUM NITROGEN SUPPLY NRV | NA | no data | 2080_00004‐2 | no data | no data | Water/Steam | 2" | no data
no data | 02-VHIS973 | no data | no data | no data | IP DRUM WATER SAMPLE ISOLATION | NA | no data | 2080_00004‐2 | no data | no data | Water | 3/4" | no data
no data | 02-VHIS974 | no data | no data | no data | IP DRUM WATER SAMPLE ISOLATION | NA | no data | 2080_00004‐2 | no data | no data | Water | 3/4" | no data
no data | 02-VHIS976 | no data | no data | no data | IP SATURATED STEAM VENT | NA | no data | 2080_00004‐2 | no data | no data | Water/Steam | 2" | no data
no data | 02-VHIS977 | no data | no data | no data | IP SATURATED STEAM VENT | NA | no data | 2080_00004‐2 | no data | no data | Water/Steam | 2" | no data
no data | 02-VHIS979 | no data | no data | no data | IP DRUM LEVEL GAUGE ISOLATION | NA | no data | 2080_00004‐2 | no data | no data | Water/Steam | 2" | no data
no data | 02-VHIS991 | no data | no data | no data | IP DRUM INLET CHEMICAL INJECTION CHECK VALVE | NA | no data | 2080_00004‐2 | no data | no data | Water | 1" | no data
no data | 02-VHIS992 | no data | no data | no data | IP DRUM INLET CHEMICAL INJECTION ISOLATION | NA | no data | 2080_00004‐2 | no data | no data | Water | 1" | no data
no data | 02-VHIS993 | no data | no data | no data | IP DRUM LEVEL GAUGE ISOLATION | NA | no data | 2080_00004‐2 | no data | no data | Water/Steam | 2" | no data
no data | 02-VHIS998 | no data | no data | no data | IP TO LP PEGGING STEAM VENT | NA | no data | 2080_00004‐2 | no data | no data | Water/Steam | 2" | no data
no data | 02-VHIS999 | no data | no data | no data | IP TO LP PEGGING STEAM VENT | NA | no data | 2080_00004‐2 | no data | no data | Water/Steam | 2" | no data
no data | 02-VHIS801 | no data | no data | no data | IP SUPERHEATED STEAM DRAIN | NA | no data | 2080_00004‐3 | no data | no data | Steam | 2" | no data
no data | 02-VHIS802 | no data | no data | no data | IP SUPERHEATED STEAM DRAIN | NA | no data | 2080_00004‐3 | no data | no data | Steam | 2" | no data
no data | 02-VHIS856 | no data | no data | no data | IP SUPERHEATER OUTLET DRAIN POT CLEANOUT DRAIN | NA | no data | 2080_00004‐3 | no data | no data | Water/Steam | 1" | no data
no data | 02-PRV‐HLS997 | no data | no data | no data | LP DRUM PRESSURE RELIEF VALVE 1 | NA | no data | 2080_00003‐1 | no data | no data | Steam | 6" | no data
no data | 02-VHIS857 | no data | no data | no data | IP SUPERHEATER OUTLET DRAIN POT CLEANOUT DRAIN | NA | no data | 2080_00004‐3 | no data | no data | Water/Steam | 1" | no data
no data | 02-VHIS858 | no data | no data | no data | IP STEAM OUTLET DRAIN POT CLEANOUT DRAIN | NA | no data | 2080_00004‐3 | no data | no data | Water/Steam | 1" | no data
no data | 02-VHIS859 | no data | no data | no data | IP STEAM OUTLET DRAIN POT CLEANOUT DRAIN | NA | no data | 2080_00004‐3 | no data | no data | Water/Steam | 1" | no data
no data | 02-VHIS864 | no data | no data | no data | IP SUPERHEATED STEAM FLOW INDICATION ISOLATION | NA | no data | 2080_00004‐3 | no data | no data | Steam | 3/4" | no data
no data | 02-VHIS865 | no data | no data | no data | IP SUPERHEATED STEAM FLOW INDICATION ISOLATION | NA | no data | 2080_00004‐3 | no data | no data | Steam | 3/4" | no data
no data | 02-VHIS866 | no data | no data | no data | IP SUPERHEATED STEAM FLOW INDICATION ISOLATION | NA | no data | 2080_00004‐3 | no data | no data | Steam | 3/4" | no data
no data | 02-VHIS867 | no data | no data | no data | IP SUPERHEATED STEAM FLOW INDICATION ISOLATION | NA | no data | 2080_00004‐3 | no data | no data | Steam | 3/4" | no data
no data | 02-VHIS982 | no data | no data | no data | IP SUPERHEATED STEAM SAMPLE ISOLATION | NA | no data | 2080_00004‐3 | no data | no data | Steam | 3/4" | no data
no data | 02-VHIS983 | no data | no data | no data | IP SUPERHEATED STEAM SAMPLE ISOLATION | NA | no data | 2080_00004‐3 | no data | no data | Steam | 3/4" | no data
no data | 02-VHIS985 | no data | no data | no data | IP SUPERHEATED STEAM PRESSURE INDICATION ISOLATION | NA | no data | 2080_00004‐3 | no data | no data | Steam | 3/4" | no data
no data | 02-VHIS986 | no data | no data | no data | IP SUPERHEATED STEAM PRESSURE INDICATION ISOLATION | NA | no data | 2080_00004‐3 | no data | no data | Steam | 3/4" | no data
no data | 02-VHIS987 | no data | no data | no data | IP SUPERHEATED STEAM PRESSURE TRANSMITTER ISOLATION | NA | no data | 2080_00004‐3 | no data | no data | Steam | 3/4" | no data
no data | 02-VHIS988 | no data | no data | no data | IP SUPERHEATED STEAM PRESSURE TRANSMITTER ISOLATION | NA | no data | 2080_00004‐3 | no data | no data | Steam | 3/4" | no data
no data | 02-VHIS994 | no data | no data | no data | IP SUPERHEATED STEAM FLOW INDICATION ISOLATION | NA | no data | 2080_00004‐3 | no data | no data | Steam | 3/4" | no data
no data | 02-VHIS995 | no data | no data | no data | IP SUPERHEATED STEAM FLOW INDICATION ISOLATION | NA | no data | 2080_00004‐3 | no data | no data | Steam | 3/4" | no data
no data | 02-VHIS996 | no data | no data | no data | IP SUPERHEATED STEAM FLOW INDICATION ISOLATION | NA | no data | 2080_00004‐3 | no data | no data | Steam | 3/4" | no data
no data | 02-VHIS997 | no data | no data | no data | IP SUPERHEATED STEAM FLOW INDICATION ISOLATION | NA | no data | 2080_00004‐3 | no data | no data | Steam | 3/4" | no data
no data | 02-VHRS803 | no data | no data | no data | COLD REHEAT RETURN PRESSURE TRANSMITTER ISOLATION | NA | no data | 2080_00004‐4 | no data | no data | Steam | 3/4" | no data
no data | 02-VHRS804 | no data | no data | no data | COLD REHEAT RETURN PRESSURE TRANSMITTER ISOLATION | NA | no data | 2080_00004‐4 | no data | no data | Steam | 3/4" | no data
no data | 02-VHRS805 | no data | no data | no data | COLD REHEAT RETURN PRESSURE INDICATOR ISOLATION | NA | no data | 2080_00004‐4 | no data | no data | Steam | 3/4" | no data
no data | 02-VHRS806 | no data | no data | no data | COLD REHEAT RETURN PRESSURE INDICATOR ISOLATION | NA | no data | 2080_00004‐4 | no data | no data | Steam | 3/4" | no data
no data | 02-VHRS807 | no data | no data | no data | REHEATER INLET VENT | NA | no data | 2080_00004‐4 | no data | no data | Steam | 2" | no data
no data | 02-VHRS808 | no data | no data | no data | REHEATER INLET VENT | NA | no data | 2080_00004‐4 | no data | no data | Steam | 2" | no data
no data | 02-VHRS809 | no data | no data | no data | REHEATER INLET NITROGEN FILL ISOLATION | NA | no data | 2080_00004‐4 | no data | no data | Steam | 2" | no data
no data | 02-VHRS810 | no data | no data | no data | REHEATER INLET NITROGEN FILL CHECK VALVE | NA | no data | 2080_00004‐4 | no data | no data | Steam | 2" | no data
no data | 02-VHRS813 | no data | no data | no data | HOT REHEAT OUTLET PRESSURE TRANSMITTER ISOLATION | NA | no data | 2080_00004‐4 | no data | no data | Steam | 3/4" | no data
no data | 02-VHRS814 | no data | no data | no data | HOT REHEAT OUTLET PRESSURE TRANSMITTER ISOLATION | NA | no data | 2080_00004‐4 | no data | no data | Steam | 3/4" | no data
no data | 02-VHRS820 | no data | no data | no data | REHEAT INTERSTAGE ATTEMPERATOR COOLING WATER FLOW TRANSMITTER ISOLATION | NA | no data | 2080_00004‐4 | no data | no data | Water | 3/4" | no data
no data | 02-VHRS821 | no data | no data | no data | REHEAT INTERSTAGE ATTEMPERATOR COOLING WATER FLOW TRANSMITTER ISOLATION | NA | no data | 2080_00004‐4 | no data | no data | Water | 3/4" | no data
no data | 02-VHRS822 | no data | no data | no data | REHEAT INTERSTAGE ATTEMPERATOR COOLING WATER FLOW TRANSMITTER ISOLATION | NA | no data | 2080_00004‐4 | no data | no data | Water | 3/4" | no data
no data | 02-VHRS823 | no data | no data | no data | REHEAT INTERSTAGE ATTEMPERATOR COOLING WATER FLOW TRANSMITTER ISOLATION | NA | no data | 2080_00004‐4 | no data | no data | Water | 3/4" | no data
no data | 02-VHRS824 | no data | no data | no data | REHEAT INTERSTAGE ATTEMPERATOR COOLING WATER FLOW TRANSMITTER ISOLATION | NA | no data | 2080_00004‐4 | no data | no data | Water | 3/4" | no data
no data | 02-VHRS825 | no data | no data | no data | REHEAT INTERSTAGE ATTEMPERATOR COOLING WATER FLOW TRANSMITTER ISOLATION | NA | no data | 2080_00004‐4 | no data | no data | Water | 3/4" | no data
no data | 02-VHRS826 | no data | no data | no data | REHEAT INTERSTAGE ATTEMPERATOR COOLING WATER DIFFERENTIAL PRESSURE TRANSMITTER ISOLATION | NA | no data | 2080_00004‐4 | no data | no data | Water | 3/4" | no data
no data | 02-VHRS827 | no data | no data | no data | REHEAT INTERSTAGE ATTEMPERATOR COOLING WATER DIFFERENTIAL PRESSURE TRANSMITTER ISOLATION | NA | no data | 2080_00004‐4 | no data | no data | Water | 3/4" | no data
no data | 02-VHRS828 | no data | no data | no data | REHEAT INTERSTAGE ATTEMPERATOR COOLING WATER DIFFERENTIAL PRESSURE TRANSMITTER ISOLATION | NA | no data | 2080_00004‐4 | no data | no data | Water | 3/4" | no data
no data | 02-VHRS829 | no data | no data | no data | REHEAT INTERSTAGE ATTEMPERATOR COOLING WATER DIFFERENTIAL PRESSURE TRANSMITTER ISOLATION | NA | no data | 2080_00004‐4 | no data | no data | Water | 3/4" | no data
no data | 02-VHRS832 | no data | no data | no data | REHEAT FINAL ATTEMPERATOR COOLING WATER FLOW TRANSMITTER ISOLATION | NA | no data | 2080_00004‐4 | no data | no data | Water | 3/4" | no data
no data | 02-VHRS833 | no data | no data | no data | REHEAT FINAL ATTEMPERATOR COOLING WATER FLOW TRANSMITTER ISOLATION | NA | no data | 2080_00004‐4 | no data | no data | Water | 3/4" | no data
no data | 02-VHRS834 | no data | no data | no data | REHEAT FINAL ATTEMPERATOR COOLING WATER FLOW TRANSMITTER ISOLATION | NA | no data | 2080_00004‐4 | no data | no data | Water | 3/4" | no data
no data | 02-VHRS835 | no data | no data | no data | REHEAT FINAL ATTEMPERATOR COOLING WATER FLOW TRANSMITTER ISOLATION | NA | no data | 2080_00004‐4 | no data | no data | Water | 3/4" | no data
no data | 02-VHRS836 | no data | no data | no data | REHEAT FINAL ATTEMPERATOR COOLING WATER FLOW TRANSMITTER ISOLATION | NA | no data | 2080_00004‐4 | no data | no data | Water | 3/4" | no data
no data | 02-VHRS837 | no data | no data | no data | REHEAT FINAL ATTEMPERATOR COOLING WATER FLOW TRANSMITTER ISOLATION | NA | no data | 2080_00004‐4 | no data | no data | Water | 3/4" | no data
no data | 02-VHRS838 | no data | no data | no data | REHEAT FINAL ATTEMPERATOR COOLING WATER FLOW TRANSMITTER ISOLATION | NA | no data | 2080_00004‐4 | no data | no data | Water | 3/4" | no data
no data | 02-VHRS839 | no data | no data | no data | REHEAT FINAL ATTEMPERATOR COOLING WATER FLOW TRANSMITTER ISOLATION | NA | no data | 2080_00004‐4 | no data | no data | Water | 3/4" | no data
no data | 02-VHRS848 | no data | no data | no data | REHEAT INTERSTAGE ATTEMPERATOR COOLING WATER STRAINER DRAIN | NA | no data | 2080_00004‐4 | no data | no data | Water | 2" | no data
no data | 02-VHRS849 | no data | no data | no data | REHEAT INTERSTAGE ATTEMPERATOR STRAINER COOLING WATER DRAIN | NA | no data | 2080_00004‐4 | no data | no data | Water | 2" | no data
no data | 02-VHRS860 | no data | no data | no data | REHEAT INTERSTAGE ATTEMPERATOR COOLING WATER DRAIN | NA | no data | 2080_00004‐4 | no data | no data | Water | 2" | no data
no data | 02-VHRS861 | no data | no data | no data | REHEAT INTERSTAGE ATTEMPERATOR COOLING WATER DRAIN | NA | no data | 2080_00004‐4 | no data | no data | Water | 2" | no data
no data | 02-VHRS862 | no data | no data | no data | REHEAT INTERSTAGE ATTEMPERATOR DRAIN | NA | no data | 2080_00004‐4 | no data | no data | Water | 2" | no data
no data | 02-VHRS863 | no data | no data | no data | REHEAT INTERSTAGE ATTEMPERATOR DRAIN | NA | no data | 2080_00004‐4 | no data | no data | Water | 2" | no data
no data | 02-VHRS901 | no data | no data | no data | HOT REHEAT STEAM SAMPLE ISOLATION | NA | no data | 2080_00004‐4 | no data | no data | Steam | 3/4" | no data
no data | 02-VHRS902 | no data | no data | no data | HOT REHEAT STEAM SAMPLE ISOLATION | NA | no data | 2080_00004‐4 | no data | no data | Steam | 3/4" | no data
no data | 02-VHRS903 | no data | no data | no data | HOT REHEAT OUTLET PRESSURE TRANSMITTER ISOLATION | NA | no data | 2080_00004‐4 | no data | no data | Steam | 3/4" | no data
no data | 02-VHRS904 | no data | no data | no data | HOT REHEAT OUTLET PRESSURE TRANSMITTER ISOLATION | NA | no data | 2080_00004‐4 | no data | no data | Steam | 3/4" | no data
no data | 02-VHRS911 | no data | no data | no data | HOT REHEAT OUTLET PRESSURE INDICATOR ISOLATION | NA | no data | 2080_00004‐4 | no data | no data | Steam | 3/4" | no data
no data | 02-VHRS912 | no data | no data | no data | HOT REHEAT OUTLET PRESSURE INDICATOR ISOLATION | NA | no data | 2080_00004‐4 | no data | no data | Steam | 3/4" | no data
no data | 02-VHRS918 | no data | no data | no data | REHEAT INTERSTAGE ATTEMPERATOR COOLING WATER FLOW TRANSMITTER ISOLATION | NA | no data | 2080_00004‐4 | no data | no data | Water | 3/4" | no data
no data | 02-VHRS919 | no data | no data | no data | REHEAT INTERSTAGE ATTEMPERATOR COOLING WATER FLOW TRANSMITTER ISOLATION | NA | no data | 2080_00004‐4 | no data | no data | Water | 3/4" | no data
no data | 02-VHRS969 | no data | no data | no data | REHEATER INTERSTAGE ATTEMPERATOR DRAIN POT CLEANOUT DRAIN | NA | no data | 2080_00004‐4 | no data | no data | Water/Steam | 1" | no data
no data | 02-PRV‐HLS997 | no data | no data | no data | LP DRUM PRESSURE RELIEF VALVE 1 | NA | no data | 2080_00003‐1 | no data | no data | Steam | 6" | no data
no data | 02-VHRS970 | no data | no data | no data | REHEATER INTERSTAGE ATTEMPERATOR DRAIN POT CLEANOUT DRAIN | NA | no data | 2080_00004‐4 | no data | no data | Water/Steam | 1" | no data
no data | 02-VHHS854 | no data | no data | no data | HP ECONOMIZER INLET PRESSURE INDICATOR ISOLATION | NA | no data | 2080_00005‐1 | no data | no data | Water | 3/4" | no data
no data | 02-VHHS855 | no data | no data | no data | HP ECONOMIZER INLET PRESSURE INDICATOR ISOLATION | NA | no data | 2080_00005‐1 | no data | no data | Water | 3/4" | no data
no data | 02-VHHS856 | no data | no data | no data | HP FEEDWATER INLET DRAIN | NA | no data | 2080_00005‐1 | no data | no data | Water | 2" | no data
no data | 02-VHHS857 | no data | no data | no data | HP FEEDWATER INLET DRAIN | NA | no data | 2080_00005‐1 | no data | no data | Water | 2" | no data
no data | 02-VHHS858 | no data | no data | no data | HP FEEDWATER INLET DRAIN | NA | no data | 2080_00005‐1 | no data | no data | Water | 2" | no data
no data | 02-VHHS859 | no data | no data | no data | HP FEEDWATER INLET DRAIN | NA | no data | 2080_00005‐1 | no data | no data | Water | 2" | no data
no data | 02-VHHS900 | no data | no data | no data | HP ECONOMIZER DRAIN | NA | no data | 2080_00005‐1 | no data | no data | Water | 2" | no data
no data | 02-VHHS905 | no data | no data | no data | HP ECONOMIZER DRAIN | NA | no data | 2080_00005‐1 | no data | no data | Water | 2" | no data
no data | 02-VHHS906 | no data | no data | no data | HP ECONOMIZER DRAIN | NA | no data | 2080_00005‐1 | no data | no data | Water | 2" | no data
no data | 02-VHHS907 | no data | no data | no data | HP DRUM LCV BYPASS | NA | no data | 2080_00005‐1 | no data | no data | Water | 2" | no data
no data | 02-VHHS912 | no data | no data | no data | HP FEEDWATER INLET DRAIN | NA | no data | 2080_00005‐1 | no data | no data | Water | 2" | no data
no data | 02-VHHS913 | no data | no data | no data | HP FEEDWATER INLET DRAIN | NA | no data | 2080_00005‐1 | no data | no data | Water | 2" | no data
no data | 02-VHHS914 | no data | no data | no data | HP ECONOMIZER INLET PRESSURE TRANSMITTER ISOLATION | NA | no data | 2080_00005‐1 | no data | no data | Water | 3/4" | no data
no data | 02-VHHS915 | no data | no data | no data | HP ECONOMIZER INLET PRESSURE TRANSMITTER ISOLATION | NA | no data | 2080_00005‐1 | no data | no data | Water | 3/4" | no data
no data | 02-VHHS916 | no data | no data | no data | HP FEEDWATER INLET PRESSURE TRANSMITTER ISOLATION | NA | no data | 2080_00005‐1 | no data | no data | Water | 3/4" | no data
no data | 02-VHHS917 | no data | no data | no data | HP FEEDWATER INLET PRESSURE TRANSMITTER ISOLATION | NA | no data | 2080_00005‐1 | no data | no data | Water | 3/4" | no data
no data | 02-VHHS918 | no data | no data | no data | HP FEEDWATER INLET FLOW TRANSMITTER ISOLATION | NA | no data | 2080_00005‐1 | no data | no data | Water | 3/4" | no data
no data | 02-VHHS919 | no data | no data | no data | HP FEEDWATER INLET FLOW TRANSMITTER ISOLATION | NA | no data | 2080_00005‐1 | no data | no data | Water | 3/4" | no data
no data | 02-VHHS920 | no data | no data | no data | HP FEEDWATER INLET FLOW TRANSMITTER ISOLATION | NA | no data | 2080_00005‐1 | no data | no data | Water | 3/4" | no data
no data | 02-VHHS921 | no data | no data | no data | HP FEEDWATER INLET FLOW TRANSMITTER ISOLATION | NA | no data | 2080_00005‐1 | no data | no data | Water | 3/4" | no data
no data | 02-VHHS922 | no data | no data | no data | HP FEEDWATER INLET FLOW TRANSMITTER ISOLATION | NA | no data | 2080_00005‐1 | no data | no data | Water | 3/4" | no data
no data | 02-VHHS923 | no data | no data | no data | HP FEEDWATER INLET FLOW TRANSMITTER ISOLATION | NA | no data | 2080_00005‐1 | no data | no data | Water | 3/4" | no data
no data | 02-VHHS924 | no data | no data | no data | HP FEEDWATER INLET FLOW TRANSMITTER ISOLATION | NA | no data | 2080_00005‐1 | no data | no data | Water | 3/4" | no data
no data | 02-VHHS925 | no data | no data | no data | HP FEEDWATER INLET FLOW TRANSMITTER ISOLATION | NA | no data | 2080_00005‐1 | no data | no data | Water | 3/4" | no data
no data | 02-VHHS926 | no data | no data | no data | HP BOILER FILL ISOLATION | NA | no data | 2080_00005‐1 | no data | no data | Water | 2" | no data
no data | 02-VHHS927 | no data | no data | no data | HP BOILER FILL CHECK VALVE | NA | no data | 2080_00005‐1 | no data | no data | Water | 2" | no data
no data | 02-VHHS928 | no data | no data | no data | HP BOILER FILL ISOLATION | NA | no data | 2080_00005‐1 | no data | no data | Water | 2" | no data
no data | 02-VHHS929 | no data | no data | no data | HP ECONOMIZER DRAIN | NA | no data | 2080_00005‐1 | no data | no data | Water | 2" | no data
no data | 02-VHHS930 | no data | no data | no data | HP ECONOMIZER DRAIN | NA | no data | 2080_00005‐1 | no data | no data | Water | 2" | no data
no data | 02-VHHS931 | no data | no data | no data | HP ECONOMIZER DRAIN | NA | no data | 2080_00005‐1 | no data | no data | Water | 2" | no data
no data | 02-VHHS932 | no data | no data | no data | HP ECONOMIZER DRAIN | NA | no data | 2080_00005‐1 | no data | no data | Water | 2" | no data
no data | 02-VHHS933 | no data | no data | no data | HP ECONOMIZER DRAIN | NA | no data | 2080_00005‐1 | no data | no data | Water | 2" | no data
no data | 02-VHHS934 | no data | no data | no data | HP ECONOMIZER DRAIN | NA | no data | 2080_00005‐1 | no data | no data | Water | 2" | no data
no data | 02-VHHS935 | no data | no data | no data | HP ECONOMIZER DRAIN | NA | no data | 2080_00005‐1 | no data | no data | Water | 2" | no data
no data | 02-VHHS936 | no data | no data | no data | HP ECONOMIZER DRAIN | NA | no data | 2080_00005‐1 | no data | no data | Water | 2" | no data
no data | 02-VHHS937 | no data | no data | no data | HP ECONOMIZER DRAIN | NA | no data | 2080_00005‐1 | no data | no data | Water | 2" | no data
no data | 02-VHHS938 | no data | no data | no data | HP ECONOMIZER DRAIN | NA | no data | 2080_00005‐1 | no data | no data | Water | 2" | no data
no data | 02-VHHS939 | no data | no data | no data | HP ECONOMIZER VENT | NA | no data | 2080_00005‐1 | no data | no data | Water | 2" | no data
no data | 02-VHHS940 | no data | no data | no data | HP ECONOMIZER VENT | NA | no data | 2080_00005‐1 | no data | no data | Water | 2" | no data
no data | 02-VHHS941 | no data | no data | no data | HP ECONOMIZER VENT | NA | no data | 2080_00005‐1 | no data | no data | Water | 2" | no data
no data | 02-VHHS942 | no data | no data | no data | HP ECONOMIZER VENT | NA | no data | 2080_00005‐1 | no data | no data | Water | 2" | no data
no data | 02-VHHS943 | no data | no data | no data | HP ECONOMIZER VENT | NA | no data | 2080_00005‐1 | no data | no data | Water | 2" | no data
no data | 02-VHHS944 | no data | no data | no data | HP ECONOMIZER VENT | NA | no data | 2080_00005‐1 | no data | no data | Water | 2" | no data
no data | 02-VHHS945 | no data | no data | no data | HP ECONOMIZER VENT | NA | no data | 2080_00005‐1 | no data | no data | Water | 2" | no data
no data | 02-VHHS946 | no data | no data | no data | HP ECONOMIZER VENT | NA | no data | 2080_00005‐1 | no data | no data | Water | 2" | no data
no data | 02-VHHS947 | no data | no data | no data | HP ECONOMIZER VENT | NA | no data | 2080_00005‐1 | no data | no data | Water | 2" | no data
no data | 02-VHHS961 | no data | no data | no data | HP ECONOMIZER DRAIN | NA | no data | 2080_00005‐1 | no data | no data | Water | 2" | no data
no data | 02-VHHS801 | no data | no data | no data | HP SATURATED STEAM VENT | NA | no data | 2080_00005‐2 | no data | no data | Water/Steam | 1" | no data
no data | 02-VHHS802 | no data | no data | no data | HP SATURATED STEAM VENT | NA | no data | 2080_00005‐2 | no data | no data | Water/Steam | 1" | no data
no data | 02-VHHS950 | no data | no data | no data | HP DRUM PRESSURE TRANSMITTER ISOLATION | NA | no data | 2080_00005‐2 | no data | no data | Water/Steam | 3/4" | no data
no data | 02-VHHS951 | no data | no data | no data | HP DRUM PRESSURE TRANSMITTER ISOLATION | NA | no data | 2080_00005‐2 | no data | no data | Water/Steam | 3/4" | no data
no data | 02-VHHS952 | no data | no data | no data | HP DRUM PRESSURE TRANSMITTER ISOLATION | NA | no data | 2080_00005‐2 | no data | no data | Water/Steam | 3/4" | no data
no data | 02-VHHS953 | no data | no data | no data | HP DRUM PRESSURE TRANSMITTER ISOLATION | NA | no data | 2080_00005‐2 | no data | no data | Water/Steam | 3/4" | no data
no data | 02-VHHS954 | no data | no data | no data | HP DRUM PRESSURE INDICATOR ISOLATION | NA | no data | 2080_00005‐2 | no data | no data | Water/Steam | 3/4" | no data
no data | 02-VHHS955 | no data | no data | no data | HP DRUM PRESSURE INDICATOR ISOLATION | NA | no data | 2080_00005‐2 | no data | no data | Water/Steam | 3/4" | no data
no data | 02-VHHS956 | no data | no data | no data | HP DRUM PRESSURE TRANSMITTER ISOLATION | NA | no data | 2080_00005‐2 | no data | no data | Water/Steam | 3/4" | no data
no data | 02-VHHS957 | no data | no data | no data | HP DRUM PRESSURE TRANSMITTER ISOLATION | NA | no data | 2080_00005‐2 | no data | no data | Water/Steam | 3/4" | no data
no data | 02-VHHS958 | no data | no data | no data | HP DRUM NITROGEN SUPPLY NRV | NA | no data | 2080_00005‐2 | no data | no data | Water/Steam | 2" | no data
no data | 02-VHHS959 | no data | no data | no data | HP DRUM NITROGEN SUPPLY ISOLATION | NA | no data | 2080_00005‐2 | no data | no data | Water/Steam | 2" | no data
no data | 02-VHHS963 | no data | no data | no data | HP DRUM LEVEL GAUGE ISOLATION | NA | no data | 2080_00005‐2 | no data | no data | Water/Steam | 2" | no data
no data | 02-VHHS964 | no data | no data | no data | HP DRUM LEVEL GAUGE ISOLATION | NA | no data | 2080_00005‐2 | no data | no data | Water/Steam | 2" | no data
no data | 02-VHHS965 | no data | no data | no data | HP DRUM LEVEL GAUGE DRAIN | NA | no data | 2080_00005‐2 | no data | no data | Water/Steam | 2" | no data
no data | 02-VHHS966 | no data | no data | no data | HP DRUM LEVEL GAUGE DRAIN | NA | no data | 2080_00005‐2 | no data | no data | Water/Steam | 2" | no data
no data | 02-VHHS967 | no data | no data | no data | HP DRUM LEVEL TRANSMITTER ISOLATION | NA | no data | 2080_00005‐2 | no data | no data | Water/Steam | 1" | no data
no data | 02-VHHS968 | no data | no data | no data | HP DRUM LEVEL TRANSMITTER ISOLATION | NA | no data | 2080_00005‐2 | no data | no data | Water/Steam | 1" | no data
no data | 02-VHHS969 | no data | no data | no data | HP DRUM LEVEL TRANSMITTER ISOLATION | NA | no data | 2080_00005‐2 | no data | no data | Water/Steam | 1" | no data
no data | 02-VHHS970 | no data | no data | no data | HP DRUM LEVEL TRANSMITTER ISOLATION | NA | no data | 2080_00005‐2 | no data | no data | Water/Steam | 1" | no data
no data | 02-VHHS971 | no data | no data | no data | HP DRUM LEVEL GAUGE ISOLATION | NA | no data | 2080_00005‐2 | no data | no data | Water/Steam | 2" | no data
no data | 02-PRV‐HLS997 | no data | no data | no data | LP DRUM PRESSURE RELIEF VALVE 1 | NA | no data | 2080_00003‐1 | no data | no data | Steam | 6" | no data
no data | 02-VHHS972 | no data | no data | no data | HP DRUM LEVEL GAUGE DRAIN | NA | no data | 2080_00005‐2 | no data | no data | Water/Steam | 2" | no data
no data | 02-VHHS973 | no data | no data | no data | HP DRUM LEVEL GAUGE DRAIN | NA | no data | 2080_00005‐2 | no data | no data | Water/Steam | 2" | no data
no data | 02-VHHS974 | no data | no data | no data | HP DRUM LEVEL GAUGE DRAIN | NA | no data | 2080_00005‐2 | no data | no data | Water/Steam | 2" | no data
no data | 02-VHHS975 | no data | no data | no data | HP DRUM LEVEL TRANSMITTER ISOLATION | NA | no data | 2080_00005‐2 | no data | no data | Water/Steam | 1" | no data
no data | 02-VHHS976 | no data | no data | no data | HP DRUM LEVEL TRANSMITTER ISOLATION | NA | no data | 2080_00005‐2 | no data | no data | Water/Steam | 1" | no data
no data | 02-VHHS977 | no data | no data | no data | HP DRUM LEVEL TRANSMITTER ISOLATION | NA | no data | 2080_00005‐2 | no data | no data | Water/Steam | 1" | no data
no data | 02-VHHS978 | no data | no data | no data | HP DRUM LEVEL TRANSMITTER ISOLATION | NA | no data | 2080_00005‐2 | no data | no data | Water/Steam | 1" | no data
no data | 02-VHHS979 | no data | no data | no data | HP DRUM LEVEL TRANSMITTER ISOLATION | NA | no data | 2080_00005‐2 | no data | no data | Water/Steam | 1" | no data
no data | 02-VHHS980 | no data | no data | no data | HP DRUM LEVEL TRANSMITTER ISOLATION | NA | no data | 2080_00005‐2 | no data | no data | Water/Steam | 1" | no data
no data | 02-VHHS981 | no data | no data | no data | HP DRUM LEVEL TRANSMITTER ISOLATION | NA | no data | 2080_00005‐2 | no data | no data | Water/Steam | 1" | no data
no data | 02-VHHS982 | no data | no data | no data | HP DRUM LEVEL TRANSMITTER ISOLATION | NA | no data | 2080_00005‐2 | no data | no data | Water/Steam | 1" | no data
no data | 02-VHHS983 | no data | no data | no data | HP DRUM LEVEL GAUGE ISOLATION | NA | no data | 2080_00005‐2 | no data | no data | Water/Steam | 2" | no data
no data | 02-VHHS984 | no data | no data | no data | HP DRUM LEVEL GAUGE ISOLATION | NA | no data | 2080_00005‐2 | no data | no data | Water/Steam | 2" | no data
no data | 02-VHHS985 | no data | no data | no data | HP DRUM LEVEL GAUGE ISOLATION | NA | no data | 2080_00005‐2 | no data | no data | Water/Steam | 2" | no data
no data | 02-VHHS986 | no data | no data | no data | HP DRUM LEVEL GAUGE ISOLATION | NA | no data | 2080_00005‐2 | no data | no data | Water/Steam | 2" | no data
no data | 02-VHHS987 | no data | no data | no data | HP DRUM LEVEL GAUGE ISOLATION | NA | no data | 2080_00005‐2 | no data | no data | Water/Steam | 2" | no data
no data | 02-VHHS988 | no data | no data | no data | HP DRUM INLET CHEMICAL INJECTION ISOLATION | NA | no data | 2080_00005‐2 | no data | no data | Water | 1" | no data
no data | 02-VHHS989 | no data | no data | no data | HP DRUM INLET CHEMICAL INJECTION CHECK VALVE | NA | no data | 2080_00005‐2 | no data | no data | Water | 1" | no data
no data | 02-VHHS991 | no data | no data | no data | HP DRUM WATER SAMPLE ISOLATION | NA | no data | 2080_00005‐2 | no data | no data | Water | 3/4" | no data
no data | 02-VHHS992 | no data | no data | no data | HP DRUM WATER SAMPLE ISOLATION | NA | no data | 2080_00005‐2 | no data | no data | Water | 3/4" | no data
no data | 02-VHHS994 | no data | no data | no data | HP SPARGING STEAM DRAIN | NA | no data | 2080_00005‐2 | no data | no data | Water/Steam | 2" | no data
no data | 02-VHHS995 | no data | no data | no data | HP SPARGING STEAM DRAIN | NA | no data | 2080_00005‐2 | no data | no data | Water/Steam | 2" | no data
no data | 02-VHHS996 | no data | no data | no data | HP SPARGING STEAM STRAINER DRAIN | NA | no data | 2080_00005‐2 | no data | no data | Water/Steam | 2" | no data
no data | 02-VHHS997 | no data | no data | no data | HP SPARGING STEAM STRAINER DRAIN | NA | no data | 2080_00005‐2 | no data | no data | Water/Steam | 2" | no data
no data | 02-VHHS998 | no data | no data | no data | HP SATURATED STEAM SAMPLE ISOLATION | NA | no data | 2080_00005‐2 | no data | no data | Water/Steam | 3/4" | no data
no data | 02-VHHS999 | no data | no data | no data | HP SATURATED STEAM SAMPLE ISOLATION | NA | no data | 2080_00005‐2 | no data | no data | Water/Steam | 3/4" | no data
no data | 02-VHHS803 | no data | no data | no data | HP SUPERHEATER 1 INLET DRAIN POT LEVEL SWITCH ISOLATION | NA | no data | 2080_00005‐3 | no data | no data | Water/Steam | 3/4" | no data
no data | 02-VHHS804 | no data | no data | no data | HP SUPERHEATER 1 INLET DRAIN POT LEVEL SWITCH ISOLATION | NA | no data | 2080_00005‐3 | no data | no data | Water/Steam | 3/4" | no data
no data | 02-VHHS805 | no data | no data | no data | HP SUPERHEATER 1 INLET DRAIN POT LEVEL SWITCH ISOLATION | NA | no data | 2080_00005‐3 | no data | no data | Water/Steam | 3/4" | no data
no data | 02-VHHS806 | no data | no data | no data | HP SUPERHEATER 1 INLET DRAIN POT LEVEL SWITCH ISOLATION | NA | no data | 2080_00005‐3 | no data | no data | Water/Steam | 3/4" | no data
no data | 02-VHHS807 | no data | no data | no data | HP SUPERHEATER 1 INLET DRAIN POT LEVEL SWITCH ISOLATION | NA | no data | 2080_00005‐3 | no data | no data | Water/Steam | 3/4" | no data
no data | 02-VHHS808 | no data | no data | no data | HP SUPERHEATER 1 INLET DRAIN POT LEVEL SWITCH ISOLATION | NA | no data | 2080_00005‐3 | no data | no data | Water/Steam | 3/4" | no data
no data | 02-VHHS809 | no data | no data | no data | HP SUPERHEATER 1 INLET DRAIN POT LEVEL SWITCH ISOLATION | NA | no data | 2080_00005‐3 | no data | no data | Water/Steam | 3/4" | no data
no data | 02-VHHS810 | no data | no data | no data | HP SUPERHEATER 1 INLET DRAIN POT LEVEL SWITCH ISOLATION | NA | no data | 2080_00005‐3 | no data | no data | Water/Steam | 3/4" | no data
no data | 02-VHHS811 | no data | no data | no data | HP SUPERHEATER 1 TO 2 CROSSOVER VENT | NA | no data | 2080_00005‐3 | no data | no data | Steam | 2" | no data
no data | 02-VHHS812 | no data | no data | no data | HP SUPERHEATER 1 TO 2 CROSSOVER VENT | NA | no data | 2080_00005‐3 | no data | no data | Steam | 2" | no data
no data | 02-VHHS813 | no data | no data | no data | HP SUPERHEATER OUTLET PRESSURE TRANSMITTER ISOLATION | NA | no data | 2080_00005‐3 | no data | no data | Steam | 3/4" | no data
no data | 02-VHHS814 | no data | no data | no data | HP SUPERHEATER OUTLET PRESSURE TRANSMITTER ISOLATION | NA | no data | 2080_00005‐3 | no data | no data | Steam | 3/4" | no data
no data | 02-VHHS815 | no data | no data | no data | HP SUPERHEATER OUTLET PRESSURE INDICATOR ISOLATION | NA | no data | 2080_00005‐3 | no data | no data | Steam | 3/4" | no data
no data | 02-VHHS816 | no data | no data | no data | HP SUPERHEATER OUTLET PRESSURE INDICATOR ISOLATION | NA | no data | 2080_00005‐3 | no data | no data | Steam | 3/4" | no data
no data | 02-VHHS818 | no data | no data | no data | HP SUPERHEATER OUTLET DRAIN | NA | no data | 2080_00005‐3 | no data | no data | Water/Steam | 2" | no data
no data | 02-VHHS819 | no data | no data | no data | HP SUPERHEATER OUTLET DRAIN | NA | no data | 2080_00005‐3 | no data | no data | Water/Steam | 2" | no data
no data | 02-VHHS820 | no data | no data | no data | HP SUPERHEATER OUTLET FLOW TRANSMITTER ISOLATION | NA | no data | 2080_00005‐3 | no data | no data | Steam | 3/4" | no data
no data | 02-VHHS821 | no data | no data | no data | HP SUPERHEATER OUTLET FLOW TRANSMITTER ISOLATION | NA | no data | 2080_00005‐3 | no data | no data | Steam | 3/4" | no data
no data | 02-VHHS822 | no data | no data | no data | HP SUPERHEATER OUTLET FLOW TRANSMITTER ISOLATION | NA | no data | 2080_00005‐3 | no data | no data | Steam | 3/4" | no data
no data | 02-VHHS823 | no data | no data | no data | HP SUPERHEATER OUTLET FLOW TRANSMITTER ISOLATION | NA | no data | 2080_00005‐3 | no data | no data | Steam | 3/4" | no data
no data | 02-VHHS824 | no data | no data | no data | HP SUPERHEATER OUTLET FLOW TRANSMITTER ISOLATION | NA | no data | 2080_00005‐3 | no data | no data | Steam | 3/4" | no data
no data | 02-VHHS825 | no data | no data | no data | HP SUPERHEATER OUTLET FLOW TRANSMITTER ISOLATION | NA | no data | 2080_00005‐3 | no data | no data | Steam | 3/4" | no data
no data | 02-VHHS826 | no data | no data | no data | HP SUPERHEATER OUTLET FLOW TRANSMITTER ISOLATION | NA | no data | 2080_00005‐3 | no data | no data | Steam | 3/4" | no data
no data | 02-VHHS827 | no data | no data | no data | HP SUPERHEATER OUTLET FLOW TRANSMITTER ISOLATION | NA | no data | 2080_00005‐3 | no data | no data | Steam | 3/4" | no data
no data | 02-VHHS828 | no data | no data | no data | HP SUPERHEATED STEAM SAMPLE ISOLATION | NA | no data | 2080_00005‐3 | no data | no data | Steam | 3/4" | no data
no data | 02-VHHS829 | no data | no data | no data | HP SUPERHEATED STEAM SAMPLE ISOLATION | NA | no data | 2080_00005‐3 | no data | no data | Steam | 3/4" | no data
no data | 02-VHHS830 | no data | no data | no data | HP INTERSTAGE ATTEMPERATOR COOLING WATER FLOW TRANSMITTER ISOLATION | NA | no data | 2080_00005‐3 | no data | no data | Water | 3/4" | no data
no data | 02-VHHS831 | no data | no data | no data | HP INTERSTAGE ATTEMPERATOR COOLING WATER FLOW TRANSMITTER ISOLATION | NA | no data | 2080_00005‐3 | no data | no data | Water | 3/4" | no data
no data | 02-VHHS832 | no data | no data | no data | HP INTERSTAGE ATTEMPERATOR COOLING WATER FLOW TRANSMITTER ISOLATION | NA | no data | 2080_00005‐3 | no data | no data | Water | 3/4" | no data
no data | 02-VHHS833 | no data | no data | no data | HP INTERSTAGE ATTEMPERATOR COOLING WATER FLOW TRANSMITTER ISOLATION | NA | no data | 2080_00005‐3 | no data | no data | Water | 3/4" | no data
no data | 02-VHHS834 | no data | no data | no data | HP INTERSTAGE ATTEMPERATOR COOLING WATER FLOW TRANSMITTER ISOLATION | NA | no data | 2080_00005‐3 | no data | no data | Water | 3/4" | no data
no data | 02-VHHS835 | no data | no data | no data | HP INTERSTAGE ATTEMPERATOR COOLING WATER FLOW TRANSMITTER ISOLATION | NA | no data | 2080_00005‐3 | no data | no data | Water | 3/4" | no data
no data | 02-VHHS836 | no data | no data | no data | HP INTERSTAGE ATTEMPERATOR COOLING WATER FLOW TRANSMITTER ISOLATION | NA | no data | 2080_00005‐3 | no data | no data | Water | 3/4" | no data
no data | 02-VHHS837 | no data | no data | no data | HP INTERSTAGE ATTEMPERATOR COOLING WATER FLOW TRANSMITTER ISOLATION | NA | no data | 2080_00005‐3 | no data | no data | Water | 3/4" | no data
no data | 02-VHHS838 | no data | no data | no data | HP INTERSTAGE ATTEMPERATOR COOLING WATER DIFFERENTIAL PRESSURE TRANSMITTER ISOLATION | NA | no data | 2080_00005‐3 | no data | no data | Water | 3/4" | no data
no data | 02-VHHS839 | no data | no data | no data | HP INTERSTAGE ATTEMPERATOR COOLING WATER DIFFERENTIAL PRESSURE TRANSMITTER ISOLATION | NA | no data | 2080_00005‐3 | no data | no data | Water | 3/4" | no data
no data | 02-PRV‐HLS997 | no data | no data | no data | LP DRUM PRESSURE RELIEF VALVE 1 | NA | no data | 2080_00003‐1 | no data | no data | Steam | 6" | no data
no data | 02-VHHS840 | no data | no data | no data | HP INTERSTAGE ATTEMPERATOR COOLING WATER DIFFERENTIAL PRESSURE TRANSMITTER ISOLATION | NA | no data | 2080_00005‐3 | no data | no data | Water | 3/4" | no data
no data | 02-VHHS841 | no data | no data | no data | HP INTERSTAGE ATTEMPERATOR COOLING WATER DIFFERENTIAL PRESSURE TRANSMITTER ISOLATION | NA | no data | 2080_00005‐3 | no data | no data | Water | 3/4" | no data
no data | 02-VHHS842 | no data | no data | no data | HP INTERSTAGE ATTEMPERATOR COOLING WATER STRAINER DRAIN | NA | no data | 2080_00005‐3 | no data | no data | Water | 2" | no data
no data | 02-VHHS843 | no data | no data | no data | HP INTERSTAGE ATTEMPERATOR COOLING WATER STRAINER DRAIN | NA | no data | 2080_00005‐3 | no data | no data | Water | 2" | no data
no data | 02-VHHS846 | no data | no data | no data | HP FINAL ATTEMPERATOR COOLING WATER FLOW TRANSMITTER ISOLATION | NA | no data | 2080_00005‐3 | no data | no data | Water | 3/4" | no data
no data | 02-VHHS847 | no data | no data | no data | HP FINAL ATTEMPERATOR COOLING WATER FLOW TRANSMITTER ISOLATION | NA | no data | 2080_00005‐3 | no data | no data | Water | 3/4" | no data
no data | 02-VHHS848 | no data | no data | no data | HP FINAL ATTEMPERATOR COOLING WATER FLOW TRANSMITTER ISOLATION | NA | no data | 2080_00005‐3 | no data | no data | Water | 3/4" | no data
no data | 02-VHHS849 | no data | no data | no data | HP FINAL ATTEMPERATOR COOLING WATER FLOW TRANSMITTER ISOLATION | NA | no data | 2080_00005‐3 | no data | no data | Water | 3/4" | no data
no data | 02-VHHS850 | no data | no data | no data | HP FINAL ATTEMPERATOR COOLING WATER FLOW TRANSMITTER ISOLATION | NA | no data | 2080_00005‐3 | no data | no data | Water | 3/4" | no data
no data | 02-VHHS851 | no data | no data | no data | HP FINAL ATTEMPERATOR COOLING WATER FLOW TRANSMITTER ISOLATION | NA | no data | 2080_00005‐3 | no data | no data | Water | 3/4" | no data
no data | 02-VHHS852 | no data | no data | no data | HP FINAL ATTEMPERATOR COOLING WATER FLOW TRANSMITTER ISOLATION | NA | no data | 2080_00005‐3 | no data | no data | Water | 3/4" | no data
no data | 02-VHHS853 | no data | no data | no data | HP FINAL ATTEMPERATOR COOLING WATER FLOW TRANSMITTER ISOLATION | NA | no data | 2080_00005‐3 | no data | no data | Water | 3/4" | no data
no data | 02-VHHS863 | no data | no data | no data | HP INTERSTAGE ATTEMPERATOR COOLING WATER DRAIN | NA | no data | 2080_00005‐3 | no data | no data | Water | 2" | no data
no data | 02-VHHS864 | no data | no data | no data | HP INTERSTAGE ATTEMPERATOR COOLING WATER DRAIN | NA | no data | 2080_00005‐3 | no data | no data | Water | 2" | no data
no data | 02-VHHS865 | no data | no data | no data | HP INTERSTAGE ATTEMPERATOR COOLING WATER VENT | NA | no data | 2080_00005‐3 | no data | no data | Water | 2" | no data
no data | 02-VHHS866 | no data | no data | no data | HP INTERSTAGE ATTEMPERATOR COOLING WATER VENT | NA | no data | 2080_00005‐3 | no data | no data | Water | 2" | no data
no data | 02-VHHS867 | no data | no data | no data | HP SUPERHEATER 1 INLET DRAIN POT CLEANOUT DRAIN | NA | no data | 2080_00005‐3 | no data | no data | Water/Steam | 1" | no data
no data | 02-VHHS868 | no data | no data | no data | HP SUPERHEATER 1 INLET DRAIN POT CLEANOUT DRAIN | NA | no data | 2080_00005‐3 | no data | no data | Water/Steam | 1" | no data
no data | 02-VHHS871 | no data | no data | no data | HP SUPERHEATER OUTLET PRESSURE TRANSMITTER ISOLATION | NA | no data | 2080_00005‐3 | no data | no data | Steam | 3/4" | no data
no data | 02-VHHS872 | no data | no data | no data | HP SUPERHEATER OUTLET PRESSURE TRANSMITTER ISOLATION | NA | no data | 2080_00005‐3 | no data | no data | Steam | 3/4" | no data
no data | 02-VHHS873 | no data | no data | no data | HP SUPERHEATER OUTLET PRESSURE TRANSMITTER ISOLATION | NA | no data | 2080_00005‐3 | no data | no data | Steam | 3/4" | no data
no data | 02-VHHS874 | no data | no data | no data | HP SUPERHEATER OUTLET PRESSURE TRANSMITTER ISOLATION | NA | no data | 2080_00005‐3 | no data | no data | Steam | 3/4" | no data
no data | 02-VHHS909 | no data | no data | no data | HP INTERSTAGE ATTEMPERATOR DRAIN POT CLEANOUT DRAIN | NA | no data | 2080_00005‐3 | no data | no data | Water/Steam | 1" | no data
no data | 02-VHHS910 | no data | no data | no data | HP INTERSTAGE ATTEMPERATOR DRAIN POT CLEANOUT DRAIN | NA | no data | 2080_00005‐3 | no data | no data | Water/Steam | 1" | no data
no data | 02-VHLS801 | no data | no data | no data | PREHEATER DRAIN | NA | no data | 2080_00006‐1 | no data | no data | Water | 2" | no data
no data | 02-VHLS802 | no data | no data | no data | PREHEATER DRAIN | NA | no data | 2080_00006‐1 | no data | no data | Water | 2" | no data
no data | 02-VHLS803 | no data | no data | no data | LP FEEDWATER INLET PRESSURE TRANSMITTER ISOLATION | NA | no data | 2080_00006‐1 | no data | no data | Water | 3/4" | no data
no data | 02-VHLS804 | no data | no data | no data | LP FEEDWATER INLET PRESSURE TRANSMITTER ISOLATION | NA | no data | 2080_00006‐1 | no data | no data | Water | 3/4" | no data
no data | 02-VHLS807 | no data | no data | no data | PREHEATER DRAIN | NA | no data | 2080_00006‐1 | no data | no data | Water | 2" | no data
no data | 02-VHLS810 | no data | no data | no data | PREHEATER DRAIN | NA | no data | 2080_00006‐1 | no data | no data | Water | 2" | no data
no data | 02-VHLS823 | no data | no data | no data | PREHEATER DRAIN | NA | no data | 2080_00006‐1 | no data | no data | Water | 2" | no data
no data | 02-VHLS824 | no data | no data | no data | PREHEATER DRAIN | NA | no data | 2080_00006‐1 | no data | no data | Water | 2" | no data
no data | 02-VHLS829 | no data | no data | no data | PREHEATER DRAIN | NA | no data | 2080_00006‐1 | no data | no data | Water | 2" | no data
no data | 02-VHLS830 | no data | no data | no data | PREHEATER DRAIN | NA | no data | 2080_00006‐1 | no data | no data | Water | 2" | no data
no data | 02-VHLS851 | no data | no data | no data | PREHEATER INLET VENT | NA | no data | 2080_00006‐1 | no data | no data | Water | 2" | no data
no data | 02-VHLS852 | no data | no data | no data | PREHEATER INLET VENT | NA | no data | 2080_00006‐1 | no data | no data | Water | 2" | no data
no data | 02-VHLS902 | no data | no data | no data | PREHEATER DRAIN | NA | no data | 2080_00006‐1 | no data | no data | Water | 2" | no data
no data | 02-VHLS903 | no data | no data | no data | PREHEATER DRAIN | NA | no data | 2080_00006‐1 | no data | no data | Water | 2" | no data
no data | 02-VHLS906 | no data | no data | no data | PREHEATER VENT | NA | no data | 2080_00006‐1 | no data | no data | Water | 2" | no data
no data | 02-VHLS910 | no data | no data | no data | PREHEATER VENT | NA | no data | 2080_00006‐1 | no data | no data | Water | 2" | no data
no data | 02-VHLS911 | no data | no data | no data | PREHEATER DRAIN | NA | no data | 2080_00006‐1 | no data | no data | Water | 2" | no data
no data | 02-VHLS912 | no data | no data | no data | PREHEATER DRAIN | NA | no data | 2080_00006‐1 | no data | no data | Water | 2" | no data
no data | 02-VHLS913 | no data | no data | no data | PREHEATER DRAIN | NA | no data | 2080_00006‐1 | no data | no data | Water | 2" | no data
no data | 02-VHLS914 | no data | no data | no data | PREHEATER VENT | NA | no data | 2080_00006‐1 | no data | no data | Water | 2" | no data
no data | 02-VHLS915 | no data | no data | no data | PREHEATER VENT | NA | no data | 2080_00006‐1 | no data | no data | Water | 2" | no data
no data | 02-VHLS916 | no data | no data | no data | PREHEATER DRAIN | NA | no data | 2080_00006‐1 | no data | no data | Water | 2" | no data
no data | 02-VHLS917 | no data | no data | no data | PREHEATER VENT | NA | no data | 2080_00006‐1 | no data | no data | Water | 2" | no data
no data | 02-VHLS918 | no data | no data | no data | PREHEATER DRAIN | NA | no data | 2080_00006‐1 | no data | no data | Water | 2" | no data
no data | 02-VHLS919 | no data | no data | no data | PREHEATER VENT | NA | no data | 2080_00006‐1 | no data | no data | Water | 2" | no data
no data | 02-VHLS920 | no data | no data | no data | PREHEATER DRAIN | NA | no data | 2080_00006‐1 | no data | no data | Water | 2" | no data
no data | 02-VHLS921 | no data | no data | no data | PREHEATER DRAIN | NA | no data | 2080_00006‐1 | no data | no data | Water | 2" | no data
no data | 02-VHLS922 | no data | no data | no data | PREHEATER VENT | NA | no data | 2080_00006‐1 | no data | no data | Water | 2" | no data
no data | 02-VHLS984 | no data | no data | no data | PREHEATER VENT | NA | no data | 2080_00006‐1 | no data | no data | Water | 2" | no data
no data | 02-VHBD801 | no data | no data | no data | BLOWDOWN TANK PRESSURE INDICATOR ISOLATION | NA | no data | 2080_00007‐1 | no data | no data | Steam | 3/4" | no data
no data | 02-VHBD802 | no data | no data | no data | BLOWDOWN TANK PRESSURE TRANSMITTER ISOLATION | NA | no data | 2080_00007‐1 | no data | no data | Steam | 3/4" | no data
no data | 02-VHBD803 | no data | no data | no data | BLOWDOWN TANK LEVEL GAUGE ISOLATION | NA | no data | 2080_00007‐1 | no data | no data | Water/Steam | 3/4" | no data
no data | 02-VHBD804 | no data | no data | no data | BLOWDOWN TANK LEVEL GAUGE ISOLATION | NA | no data | 2080_00007‐1 | no data | no data | Water/Steam | 3/4" | no data
no data | 02-VHBD805 | no data | no data | no data | BLOWDOWN TANK LEVEL TRANSMITTER ISOLATION | NA | no data | 2080_00007‐1 | no data | no data | Water/Steam | 3/4" | no data
no data | 02-VHBD806 | no data | no data | no data | BLOWDOWN TANK LEVEL TRANSMITTER ISOLATION | NA | no data | 2080_00007‐1 | no data | no data | Water/Steam | 3/4" | no data
no data | 02-VHBD901 | no data | no data | no data | BLOWDOWN TANK LOW POINT DRAIN | NA | no data | 2080_00007‐1 | no data | no data | Water | 2" | no data
no data | 02-VHBD902 | no data | no data | no data | BLOWDOWN TANK LEVEL GAUGE DRAIN | NA | no data | 2080_00007‐1 | no data | no data | Water | 2" | no data
no data | 02-VHBD903 | no data | no data | no data | BLOWDOWN TANK LEVEL GAUGE DRAIN | NA | no data | 2080_00007‐1 | no data | no data | Water | 2" | no data
no data | 02-VHBD907 | no data | no data | no data | BLOWDOWN QUENCH WATER DRAIN | NA | no data | 2080_00007‐1 | no data | no data | Water/Steam | 2" | no data
no data | 02-VHBD908 | no data | no data | no data | BLOWDOWN QUENCH WATER DRAIN | NA | no data | 2080_00007‐1 | no data | no data | Water/Steam | 2" | no data
no data | 02-PRV‐HLS997 | no data | no data | no data | LP DRUM PRESSURE RELIEF VALVE 1 | NA | no data | 2080_00003‐1 | no data | no data | Steam | 6" | no data
no data | 02-VHBD909 | no data | no data | no data | BLOWDOWN QUENCH WATER BYPASS | NA | no data | 2080_00007‐1 | no data | no data | Water/Steam | 2" | no data
no data | 02-VHHS861 | no data | no data | no data | HP INTERMITTENT BLOWDOWN LOW POINT DRAIN | NA | no data | 2080_00007‐1 | no data | no data | Water | 2" | no data
no data | 02-VHHS862 | no data | no data | no data | HP INTERMITTENT BLOWDOWN LOW POINT DRAIN | NA | no data | 2080_00007‐1 | no data | no data | Water | 2" | no data
no data | 02-VHHS960 | no data | no data | no data | HP EVAPORATOR DRAIN | NA | no data | 2080_00007‐1 | no data | no data | Water | 2" | no data
no data | 02-VHIS908 | no data | no data | no data | IP INTERMITTENT BLOWDOWN LOW POINT DRAIN | NA | no data | 2080_00007‐1 | no data | no data | Water | 2" | no data
no data | 02-VHIS909 | no data | no data | no data | IP INTERMITTENT BLOWDOWN LOW POINT DRAIN | NA | no data | 2080_00007‐1 | no data | no data | Water | 2" | no data
no data | 02-VHLS928 | no data | no data | no data | LP INTERMITTENT BLOWDOWN LOW POINT DRAIN | NA | no data | 2080_00007‐1 | no data | no data | Water | 2" | no data
no data | 02-VHLS929 | no data | no data | no data | LP INTERMITTENT BLOWDOWN LOW POINT DRAIN | NA | no data | 2080_00007‐1 | no data | no data | Water | 2" | no data
no data | 02-MOV‐HLS904 | no data | no data | no data | LP STEAM SPARGING | MOVDIG | no data | 2080_00003‐1 | no data | no data | Steam | 3" | no data
no data | 02-MOV‐HLS905 | no data | no data | no data | LP STEAM STARTUP VENT STOP | MOVDIG | no data | 2080_00003‐2 | no data | no data | Steam | 2" | no data
no data | 02-MOV‐HLS906 | no data | no data | no data | LP STEAM OUTLET STOP | MOVDIG | no data | 2080_00003‐2 | no data | no data | Steam | 14" | no data
no data | 02-MOV‐HIS901 | no data | no data | no data | IP FEEDWATER INLET STOP VALVE | MOVDIG | no data | 2080_00004‐1 | no data | no data | Water | 6" | no data
no data | 02-MOV‐HIS903 | no data | no data | no data | IP ECONOMIZER VENT STOP | MOVDIG | no data | 2080_00004‐1 | no data | no data | Water | 2" | no data
no data | 02-MOV‐HIS904 | no data | no data | no data | IP FEEDWATER FGH STOP VALVE | MOVDIG | no data | 2080_00004‐1 | no data | no data | Water | 4" | no data
no data | 02-MOV‐HIS909 | no data | no data | no data | IP SPARGING STEAM STOP | MOVDIG | no data | 2080_00004‐2 | no data | no data | Steam | 3" | no data
no data | 02-MOV‐HIS910 | no data | no data | no data | IP TO DA PEGGING | MOVDIG | no data | 2080_00004‐2 | no data | no data | Steam | 3" | no data
no data | 02-MOV‐HIS906 | no data | no data | no data | IP SUPERHEATER OUTLET VENT | MOVDIG | no data | 2080_00004‐3 | no data | no data | Steam | 2" | no data
no data | 02-MOV‐HIS908 | no data | no data | no data | IP STEAM STOP | MOVDIG | no data | 2080_00004‐3 | no data | no data | Steam | 8" | no data
no data | 02-PRV‐HLS997 | no data | no data | no data | LP DRUM PRESSURE RELIEF VALVE 1 | NA | no data | 2080_00003‐1 | no data | no data | Steam | 6" | no data
no data | 02-MOV‐HRS904 | no data | no data | no data | REHEAT OUTLET STARTUP VENT STOP | MOVDIG | no data | 2080_00004‐4 | no data | no data | Steam | 4" | no data
no data | 02-MOV‐HRS912 | no data | no data | no data | RHT ATTEMPERATOR SPRAY WATER STOP | MOVDIG | no data | 2080_00004‐4 | no data | no data | Water | 2 1/2" | no data
no data | 02-MOV‐HHS901 | no data | no data | no data | HP FEEDWATER STOP | MOVDIG | no data | 2080_00005‐1 | no data | no data | Water | 12" | no data
no data | 02-MOV‐HHS902 | no data | no data | no data | HP ECONOMIZER VENT | MOVDIG | no data | 2080_00005‐1 | no data | no data | Water | 2" | no data
no data | 02-MOV‐HHS904 | no data | no data | no data | HP SPARGING STEAM | MOVDIG | no data | 2080_00005‐2 | no data | no data | Steam | 4" | no data
no data | 02-MOV‐HHS906 | no data | no data | no data | HP STEAM OUTLET STOP | MOVDIG | no data | 2080_00005‐3 | no data | no data | Steam | 16" | no data
no data | 02-MOV‐HHS907 | no data | no data | no data | HP STEAM OUTLET STOP VALVE BYPASS | MOVDIG | no data | 2080_00005‐3 | no data | no data | Steam | 12" | no data
no data | 02-MOV‐HHS908 | no data | no data | no data | HP ATTEMPERATOR SPRAY WATER STOP | MOVDIG | no data | 2080_00005‐3 | no data | no data | Water | 2" | no data
no data | 02-MOV‐HHS913 | no data | no data | no data | HP SUPERHEATER OUTLET VENT | MOVDIG | no data | 2080_00005‐3 | no data | no data | Steam | 2" | no data
no data | 02-MOV‐HLS901 | no data | no data | no data | LP FEEDWATER INLET STOP | MOVDIG | no data | 2080_00006‐1 | no data | no data | Water | 10" | no data
no data | 02-MOV‐HLS907 | no data | no data | no data | LP ECONOMIZER VENT | MOVDIG | no data | 2080_00006‐1 | no data | no data | Water | 2" | no data
no data | 02-YCV‐HHS902 | no data | no data | no data | HP SH #1 DRAIN POT | POVPOS | no data | 2080_00007‐1 | no data | no data | Water | 2" | no data
no data | 02-PRV‐HLS997 | no data | no data | no data | LP DRUM PRESSURE RELIEF VALVE 1 | NA | no data | 2080_00003‐1 | no data | no data | Steam | 6" | no data
no data | 02-YCV‐HHS903 | no data | no data | no data | HP ATTEMPERATOR LOOP DRAIN POT | POVPOS | no data | 2080_00007‐1 | no data | no data | Water | 2" | no data
no data | 02-YCV‐HIS905 | no data | no data | no data | IP STEAM OUTLET DRAIN POT | POVPOS | no data | 2080_00007‐1 | no data | no data | Steam | 2" | no data
no data | 02-YCV‐HIS906 | no data | no data | no data | IP STEAM OUTLET DRAIN POT | POVPOS | no data | 2080_00007‐1 | no data | no data | Steam | 2" | no data
no data | 02-YCV‐HLS909 | no data | no data | no data | LP SUPERHEATER OUTLET DRAIN POT DRAIN | POVPOS | no data | 2080_00007‐1 | no data | no data | Water | 2" | no data
no data | 02-YCV‐HLS910 | no data | no data | no data | LP SUPERHEATER OUTLET DRAIN | POVPOS | no data | 2080_00007‐1 | no data | no data | Water | 2" | no data
no data | 02-YCV‐HRS905 | no data | no data | no data | REHEAT ATTEMPERATOR LOOP DRAIN POT | POVPOS | no data | 2080_00007‐1 | no data | no data | Water | 2 1/2" | no data
no data | 02-YTS‐HLS995 | no data | no data | no data | LP SPARGING STEAM STRAINER | NA | no data | 2080_00003‐1 | no data | no data | Steam | 3" | no data
no data | 02-YTS‐HIS995 | no data | no data | no data | IP SPARGING STEAM STRAINER | NA | no data | 2080_00004‐2 | no data | no data | Steam | 3" | no data
no data | 02-YTS‐HRS901 | no data | no data | no data | RHT ATTEMPERATOR SPRAY WATER STRAINER | NA | no data | 2080_00004‐4 | no data | no data | Water | 2 1/2" | no data
no data | 02-YTS‐HHS995 | no data | no data | no data | HP SPARGING STEAM STRAINER | NA | no data | 2080_00005‐2 | no data | no data | Steam | 4" | no data
no data | 02-YTS‐HHS901 | no data | no data | no data | HP ATTEMPERATOR SPRAY WATER STRAINER | NA | no data | 2080_00005‐3 | no data | no data | Water | 2 1/2" | no data
no data | 02-MOV‐HLS902 | no data | no data | no data | LP SUPERHEATER OUTLET VENT | MOVDIG | no data | 2080_00003‐2 | no data | no data | Steam | 2" | no data
no data | 02-MOV‐HIS902 | no data | no data | no data | IP SUPERHEATER OUTLET VENT | MOVDIG | no data | 2080_00004‐3 | no data | no data | Steam | 2" | no data
no data | 02-MOV‐HRS911 | no data | no data | no data | REHEAT VENT | MOVDIG | no data | 2080_00004‐4 | no data | no data | Steam | 4" | no data
no data | 02-MOV‐HHS903 | no data | no data | no data | HP CASCADING BLOW DOWN ISOLATION | MOVDIG | no data | 2080_00005‐2 | no data | no data | Water | 2 1/2" | no data
no data | 02-PRV‐HLS997 | no data | no data | no data | LP DRUM PRESSURE RELIEF VALVE 1 | NA | no data | 2080_00003‐1 | no data | no data | Steam | 6" | no data
no data | 02-MOV‐HHS905 | no data | no data | no data | HP SUPERHEATER OUTLET VENT | MOVDIG | no data | 2080_00005‐3 | no data | no data | Steam | 2" | no data
no data | 02-MOV‐HBD901 | no data | no data | no data | HP BD MANIFOLD DRAIN | MOVDIG | no data | 2080_00007‐1 | no data | no data | Water | 2" | no data
no data | 02-MOV‐HBD902 | no data | no data | no data | IP BD MANIFOLD DRAIN | MOVDIG | no data | 2080_00007‐1 | no data | no data | Water | 2" | no data
no data | 02-MOV‐HBD903 | no data | no data | no data | LP BD MANIFOLD DRAIN | MOVDIG | no data | 2080_00007‐1 | no data | no data | Water | 2" | no data
no data | 02-MOV‐HHS909 | no data | no data | no data | HP INTERMITTENT BLOWDOWN STOP | MOVDIG | no data | 2080_00007‐1 | no data | no data | Water | 2 1/2" | no data
no data | 02-MOV‐HHS910 | no data | no data | no data | HP SH #1 DRAIN POT STOP | MOVDIG | no data | 2080_00007‐1 | no data | no data | Water | 2" | no data
no data | 02-MOV‐HHS911 | no data | no data | no data | HP ATTEMPERATOR DRAIN POT STOP | MOVDIG | no data | 2080_00007‐1 | no data | no data | Water | 2" | no data
no data | 02-MOV‐HHS912 | no data | no data | no data | HP INTERMITTENT BLOWDOWN STOP | MOVDIG | no data | 2080_00007‐1 | no data | no data | Water | 2 1/2" | no data
no data | 02-MOV‐HIS905 | no data | no data | no data | IP CONTINUOUS BLOWDOWN STOP | MOVDIG | no data | 2080_00007‐1 | no data | no data | Water | 2" | no data
no data | 02-MOV‐HIS915 | no data | no data | no data | IP DRAIN POT STOP | MOVDIG | no data | 2080_00007‐1 | no data | no data | Water | 2" | no data
no data | 02-PRV‐HLS997 | no data | no data | no data | LP DRUM PRESSURE RELIEF VALVE 1 | NA | no data | 2080_00003‐1 | no data | no data | Steam | 6" | no data
no data | 02-MOV‐HIS916 | no data | no data | no data | IP INTERMITTENT BLOWDOWN STOP | MOVDIG | no data | 2080_00007‐1 | no data | no data | Water | 2 1/2" | no data
no data | 02-MOV‐HIS917 | no data | no data | no data | IP INTERMITTENT BLOWDOWN STOP | MOVDIG | no data | 2080_00007‐1 | no data | no data | Water | 2 1/2" | no data
no data | 02-MOV‐HIS918 | no data | no data | no data | IP OUTLET DRAIN POT STOP | MOVDIG | no data | 2080_00007‐1 | no data | no data | Water | 2" | no data
no data | 02-MOV‐HLS908 | no data | no data | no data | LP INTERMITTENT BLOWDOWN STOP | MOVDIG | no data | 2080_00007‐1 | no data | no data | Water | 2 1/2" | no data
no data | 02-MOV‐HRS914 | no data | no data | no data | REHEAT ATTEMPERATOR LOOP DRAIN POT | MOVDIG | no data | 2080_00007‐1 | no data | no data | Water | 2 1/2" | no data
no data | 02-VHLS995 | no data | no data | no data | LP DRAIN POT STOP | NA | no data | 2080_00007‐1 | no data | no data | Water | 2" | no data
no data | 02-VHLS996 | no data | no data | no data | LP DRAIN POT STOP | NA | no data | 2080_00007‐1 | no data | no data | Water | 2" | no data
no data | 02-PRV‐HLS997 | no data | no data | no data | LP DRUM PRESSURE RELIEF VALVE 1 | NA | no data | 2080_00003‐1 | no data | no data | Steam | 6" | no data
no data | 02-YV-SCR-801A | no data | no data | no data | EXHAUST GAS SCR-HTR-01A INLET | DAMPER-PAV | SCR | D0010101 SH1 | no data | no data | flue gas | 16 | no data
no data | 02-YV-SCR-801B | no data | no data | no data | EXHAUST GAS SCR-HTR-01B INLET | DAMPER-PAV | SCR | D0010101 SH1 | no data | no data | flue gas | 16 | no data
no data | 02-YV-SCR-803A | no data | no data | no data | EXHAUST GAS SCR-HTR-01A OUTLET | DAMPER-PAV | SCR | D0010101 SH1 | no data | no data | flue gas | 16 | no data
no data | 02-YV-SCR-803B | no data | no data | no data | EXHAUST GAS SCR-HTR-01B OUTLET | DAMPER-PAV | SCR | D0010101 SH1 | no data | no data | flue gas | 16 | no data
no data | 02-YV-SCR-805A | no data | no data | no data | EXHAUST GAS SCR-BLW-01A INLET | DAMPER-PAV | SCR | D0010101 SH1 | no data | no data | flue gas | 16 | no data
no data | 02-YV-SCR-805B | no data | no data | no data | EXHAUST GAS SCR-BLW-01B INLET | DAMPER-PAV | SCR | D0010101 SH1 | no data | no data | flue gas | 16 | no data
no data | 02-YV-SCR-806A | no data | no data | no data | EXHAUST GAS SCR-BLW-01A OUTLET | BUTTERFLY-PAV | SCR | D0010101 SH1 | no data | no data | flue gas | 16 | no data
no data | 02-YV-SCR-806B | no data | no data | no data | EXHAUST GAS SCR-BLW-01B OUTLET | BUTTERFLY-PAV | SCR | D0010101 SH1 | no data | no data | flue gas | 16 | no data
no data | 02-VSCR01A | no data | no data | no data | EXHAUST GAS SCR-BLW-01A DRAIN VALVE | BALL-MAN | SCR | D0010101 SH1 | no data | no data | flue gas | 1 1/2" | no data
no data | 02-VSCR01B | no data | no data | no data | EXHAUST GAS SCR-BLW-01B DRAIN VALVE | BALL-MAN | SCR | D0010101 SH1 | no data | no data | flue gas | 1 1/2" | no data
no data | 02-VSCR804 | no data | no data | no data | EXHAUST GS 0X-16"-SCR8003-4"H DRAIN VALVE | BALL-MAN | SCR | D0010101 SH1 | no data | no data | flue gas | 1/2" | no data
no data | 02-VSCR802 | no data | no data | no data | PI-SCR101 BLOCK VALVE | GATE-MAN | SCR | D0010101 SH1 | no data | no data | flue gas | 1/2" | no data
no data | 02-SP-102 | no data | no data | no data | 2 VALVE MANIFOLD | 2 VALVE-MAN | SCR | D0010101 SH1 | no data | no data | no data | 1/2 | no data
no data | 02-PRV-AQA-807 | no data | no data | no data | AMMONIA LINE PRESSURE REDUCING VALVE | PRV-MAN | SCR | D0010101 SH2 | no data | no data | Ammonia | 1/2 | no data
no data | 02-VAQA800 | no data | no data | no data | AMMONIA LINE ISOLATION VALVE | BALL-MAN | SCR | D0010101 SH2 | no data | no data | Ammonia | 1/2 | no data
no data | 02-VAQA801 | no data | no data | no data | AMMONIA LINE Y STRAINER ISOLATION VALVE | BALL-MAN | SCR | D0010101 SH2 | no data | no data | Ammonia | 1/2 | no data
no data | 02-VAQA802 | no data | no data | no data | AMMONIA LINE Y-STRAINER DRAIN VALVE | BALL-MAN | SCR | D0010101 SH2 | no data | no data | Ammonia | 1/2 | no data
no data | 02-VAQA803 | no data | no data | no data | AMMONIA LINE Y STRAINER ISOLATION VALVE | BALL-MAN | SCR | D0010101 SH2 | no data | no data | Ammonia | 1/2 | no data
no data | 02-VAQA804 | no data | no data | no data | AMMONIA LINE Y STRAINER ISOLATION VALVE | BALL-MAN | SCR | D0010101 SH2 | no data | no data | Ammonia | 1/2 | no data
no data | 02-VAQA805 | no data | no data | no data | AMMONIA LINE Y-STRAINER DRAIN VALVE | BALL-MAN | SCR | D0010101 SH2 | no data | no data | Ammonia | 1/2 | no data
no data | 02-VAQA806 | no data | no data | no data | AMMONIA LINE Y STRAINER ISOLATION VALVE | BALL-MAN | SCR | D0010101 SH2 | no data | no data | Ammonia | 1/2 | no data
no data | 02-VAQA807 | no data | no data | no data | AMMONIA LINE PDI ISOLATION VALVE | BALL-MAN | SCR | D0010101 SH2 | no data | no data | Ammonia | 1/2 | no data
no data | 02-VAQA808 | no data | no data | no data | AMMONIA LINE DRAIN BYPASS | BALL-MAN | SCR | D0010101 SH2 | no data | no data | Ammonia | 1/2 | no data
no data | 02-SP-100 | no data | no data | no data | PDI-AQA-800 3 VALVE MANIFOLD | 3 VALVE MANIFOLD | SCR | D0010101 SH2 | no data | no data | Ammonia | 1/2 | no data
no data | 02-VAQA809 | no data | no data | no data | AMMONIA LINE DRAIN BYPASS | BALL-MAN | SCR | D0010101 SH2 | no data | no data | Ammonia | 1/2 | no data
no data | 02-VAQA810 | no data | no data | no data | AMMONIA LINE PDI ISOLATION VALVE | BALL-MAN | SCR | D0010101 SH2 | no data | no data | Ammonia | 1/2 | no data
no data | 02-VAQA811 | no data | no data | no data | PDI VALVE BLOCK VALVE | BALL-MAN | SCR | D0010101 SH2 | no data | no data | Ammonia | 1/2 | no data
no data | 02-SP-102 | no data | no data | no data | 2 VLAVE MANIFOLD | 2 VALVE-MAN | SCR | D0010101 SH2 | no data | no data | Ammonia | 1/2 | no data
no data | 02-VAQA812 | no data | no data | no data | AMMONIA LINE FCV-AQA-803 ISOLATION VALVE | BALL-MAN | SCR | D0010101 SH2 | no data | no data | Ammonia | 1/2 | no data
no data | 02-VAQA813 | no data | no data | no data | AMMONIA FCV-AQA-803 DOUBLE BLOCK VALVE DRAIN | BALL-MAN | SCR | D0010101 SH2 | no data | no data | Ammonia | 1/2 | no data
no data | 02-FCV-AQA-803 | no data | no data | no data | AMMONIA LINE FLOW CONTROL VALVE # 1 | CONTROL-PAV | SCR | D0010101 SH2 | no data | no data | Ammonia | 1/2 | no data
no data | 02-VAQA814 | no data | no data | no data | AMMONIA FCV-AQA-803 DOUBLE BLOCK VALVE DRAIN | BALL-MAN | SCR | D0010101 SH2 | no data | no data | Ammonia | 1/2 | no data
no data | 02-VAQA815 | no data | no data | no data | AMMONIA LINE BYPASS BLOCK VALVE | BALL-MAN | SCR | D0010101 SH2 | no data | no data | Ammonia | 1/2 | no data
no data | 02-VAQA816 | no data | no data | no data | AMMONIA MANUAL FLOW GLOBE VALVE | GLOBE-MAN | SCR | D0010101 SH2 | no data | no data | Ammonia | 1/2 | no data
no data | 02-VAQA817 | no data | no data | no data | AMMONIA LINE BYPASS BLOCK VALVE | BALL-MAN | SCR | D0010101 SH2 | no data | no data | Ammonia | 1/2 | no data
no data | 02-YV-AQA-804 | no data | no data | no data | AMMONIA LINE BLOCK VALVE | BALL-PAV | SCR | D0010101 SH2 | no data | no data | Ammonia | 1/2 | no data
no data | 02-YV-AQA-805 | no data | no data | no data | AMMONIA LINE BLOCK VALVE | BALL-PAV | SCR | D0010101 SH2 | no data | no data | Ammonia | 1/2 | no data
no data | 02-VAQA818 | no data | no data | no data | AMMONIA INJECTOR ISOLATION VALVE | BALL-MAN | SCR | D0010101 SH2 | no data | no data | Ammonia | 1/2 | no data
no data | 02-VAQA819 | no data | no data | no data | AMMONIA LINE TO INJ-101 ISOLATION VALVE | BALL-MAN | SCR | D0010101 SH2 | no data | no data | Ammonia | 1/2 | no data
no data | 02-VAQA820 | no data | no data | no data | AMMONIA LINE TO INJ-102 ISOLATION VALVE | BALL-MAN | SCR | D0010101 SH2 | no data | no data | Ammonia | 1/2 | no data
no data | 02-VAQA821 | no data | no data | no data | AMMONIA LINE TO INJ-103 ISOLATION VALVE | BALL-MAN | SCR | D0010101 SH2 | no data | no data | Ammonia | 1/2 | no data
no data | 02-VAQA822 | no data | no data | no data | AMMONIA LINE TO INJ-104 ISOLATION VALVE | BALL-MAN | SCR | D0010101 SH2 | no data | no data | Ammonia | 1/2 | no data
no data | 02-VAQA823 | no data | no data | no data | AMMONIA LINE TO INJ-105 ISOLATION VALVE | BALL-MAN | SCR | D0010101 SH2 | no data | no data | Ammonia | 1/2 | no data
no data | 02-VSCR803 | no data | no data | no data | MANIFOLD DRAIN VALVE | BALL-MAN | SCR | D0010102 SH1 & SH2 | no data | no data | Ammonia | 1 | no data
no data | 02-VSCR804 | no data | no data | no data | MANIFOLD PI ISOLATION VALVE | GATE-MAN | SCR | D0010102 SH1 & SH2 | no data | no data | Ammonia | 1/2 | no data
no data | 02-SP-804 | no data | no data | no data | 2 VALVE MANIFOLD | 2 VALVE-MAN | SCR | D0010102 SH1 & SH2 | no data | no data | Ammonia | 1/2 | no data
no data | 02-FE-SCR801 THRU FE- SCR836 | no data | no data | no data | PROCESS GAS ORIFICE PLATE | ORIFICE | SCR | D0010102 SH1 & SH2 | no data | no data | Ammonia | 3 | no data
no data | 02-SP-801 THRU SP-836 | no data | no data | no data | PROCESS GAS 3 VALVE MANIFOLD PDI-SCR801 THRU PDI-SCR- 836 DPI | 3 VALVE-MAN | SCR | D0010102 SH1 & SH2 | no data | no data | Ammonia | 1/2 | no data
no data | 02-VSCR805 THRU VSCR 840 | no data | no data | no data | TAKE OFF BALANCING BUTTERFLY VALVE | BUTTERFLY-MAN | SCR | D0010102 SH1 & SH2 | no data | no data | Ammonia | 3 | no data
no data | 02-VINA800 | no data | no data | no data | SVA-806 ISOLATION BALL VALVE | BALL-MAN | SCR | D0010101 SH2 | no data | no data | Ammonia | 1/2 | no data
no data | 02-YV-SVA-803 | no data | no data | no data | PLANT AIR LINE BLOCK VALVE | BALL-PAV | SCR | D0010101 SH2 | no data | no data | Ammonia | 1" | no data
no data | 02-VINA801 | no data | no data | no data | 0X-1"-INA-8006 DRAIN BALL VALVE | BALL-MAN | SCR | D0010101 SH2 | no data | no data | Ammonia | 1/2 | no data
no data | 02-PRV-SVA-800 | no data | no data | no data | PRESSURE REGULATING VALVE | REGULATING PAV | SCR | D0010101 SH2 | no data | no data | Ammonia | 1" | no data
no data | 02-VINA802 | no data | no data | no data | INJ-101 ISOLATION BALL VALVE | BALL-MAN | SCR | D0010101 SH2 | no data | no data | Ammonia | 1/2 | no data
no data | 02-VINA818 | no data | no data | no data | INJ-101-IA FLOW CONTROL VALVE | ANGLE SEAT-MAN | SCR | D0010101 SH2 | no data | no data | Ammonia | 1/2 | no data
no data | 02-VINA803 | no data | no data | no data | INJ-102 ISOLATION BALL VALVE | BALL-MAN | SCR | D0010101 SH2 | no data | no data | Ammonia | 1/2 | no data
no data | 02-VINA819 | no data | no data | no data | INJ-101-IA FLOW CONTROL VALVE | ANGLE SEAT-MAN | SCR | D0010101 SH2 | no data | no data | Ammonia | 1/2 | no data
no data | 02-VINA804 | no data | no data | no data | INJ-103 ISOLATION BALL VALVE | BALL-MAN | SCR | D0010101 SH2 | no data | no data | Ammonia | 1/2 | no data
no data | 02-VINA820 | no data | no data | no data | INJ-101-IA FLOW CONTROL VALVE | ANGLE SEAT-MAN | SCR | D0010101 SH2 | no data | no data | Ammonia | 1/2 | no data
no data | 02-VINA805 | no data | no data | no data | INJ-104 ISOLATION BALL VALVE | BALL-MAN | SCR | D0010101 SH2 | no data | no data | Ammonia | 1/2 | no data
no data | 02-VINA821 | no data | no data | no data | INJ-101-IA FLOW CONTROL VALVE | ANGLE SEAT-MAN | SCR | D0010101 SH2 | no data | no data | Ammonia | 1/2 | no data
no data | 02-VINA806 | no data | no data | no data | INJ-105 ISOLATION BALL VALVE | BALL-MAN | SCR | D0010101 SH2 | no data | no data | Ammonia | 1/2 | no data
no data | 02-VINA822 | no data | no data | no data | INJ-101-IA FLOW CONTROL VALVE | ANGLE SEAT-MAN | SCR | D0010101 SH2 | no data | no data | Ammonia | 1/2 | no data
no data | 02-VINA807 | no data | no data | no data | SOV-AQA-805 ISOLATION BALL VALVE | BALL-MAN | SCR | D0010101 SH2 | no data | no data | Ammonia | 1/2 | no data
no data | 02-VINA808 | no data | no data | no data | SOV-AQA-804 ISOLATION BALL VALVE | BALL-MAN | SCR | D0010101 SH2 | no data | no data | Ammonia | 1/2 | no data
no data | 02-VINA809 | no data | no data | no data | FCV-AQA-803 ISOLATION BALL VALVE | BALL-MAN | SCR | D0010101 SH2 | no data | no data | Ammonia | 1/2 | no data
no data | 02-VINA810 | no data | no data | no data | SOV-SCR-801A ISOLATION BALL VALVE | BALL-MAN | SCR | D0010101 SH2 | no data | no data | Ammonia | 1/2 | no data
no data | 02-VINA811 | no data | no data | no data | SOV-SCR-801B ISOLATION BALL VALVE | BALL-MAN | SCR | D0010101 SH2 | no data | no data | Ammonia | 1/2 | no data
no data | 02-VINA812 | no data | no data | no data | SOV-SCR-804A ISOLATION BALL VALVE | BALL-MAN | SCR | D0010101 SH2 | no data | no data | Ammonia | 1/2 | no data
no data | 02-VINA813 | no data | no data | no data | SOV-SCR-804B ISOLATION BALL VALVE | BALL-MAN | SCR | D0010101 SH2 | no data | no data | Ammonia | 1/2 | no data
no data | 02-VINA814 | no data | no data | no data | SOV-SCR-805A ISOLATION BALL VALVE | BALL-MAN | SCR | D0010101 SH2 | no data | no data | Ammonia | 1/2 | no data
no data | 02-VINA815 | no data | no data | no data | SOV-SCR-805B ISOLATION BALL VALVE | BALL-MAN | SCR | D0010101 SH2 | no data | no data | Ammonia | 1/2 | no data
no data | 02-VINA816 | no data | no data | no data | SOV-SCR-806A ISOLATION BALL VALVE | BALL-MAN | SCR | D0010101 SH2 | no data | no data | Ammonia | 1/2 | no data
no data | 02-VINA817 | no data | no data | no data | SOV-SCR-806B ISOLATION BALL VALVE | BALL-MAN | SCR | D0010101 SH2 | no data | no data | Ammonia | 1/2 | no data
no data | 02-VINA823 | no data | no data | no data | INJ-101 IA CHECK VALVE | CHECK-MAN | SCR | D0010101 SH2 | no data | no data | Ammonia | 1/2 | no data
no data | 02-VINA824 | no data | no data | no data | INJ-102 IA CHECK VALVE | CHECK-MAN | SCR | D0010101 SH2 | no data | no data | Ammonia | 1/2 | no data
no data | 02-VINA825 | no data | no data | no data | INJ-103 IA CHECK VALVE | CHECK-MAN | SCR | D0010101 SH2 | no data | no data | Ammonia | 1/2 | no data
no data | 02-VINA826 | no data | no data | no data | INJ-104 IA CHECK VALVE | CHECK-MAN | SCR | D0010101 SH2 | no data | no data | Ammonia | 1/2 | no data
no data | 02-VINA827 | no data | no data | no data | INJ-105 IA CHECK VALVE | CHECK-MAN | SCR | D0010101 SH2 | no data | no data | Ammonia | 1/2 | no data
no data | 01-YV-SCR-801A | no data | no data | no data | EXHAUST GAS SCR-HTR-01A INLET | DAMPER-PAV | SCR | D0010101 SH1 | no data | no data | flue gas | 16 | no data
no data | 01-YV-SCR-801B | no data | no data | no data | EXHAUST GAS SCR-HTR-01B INLET | DAMPER-PAV | SCR | D0010101 SH1 | no data | no data | flue gas | 16 | no data
no data | 01-YV-SCR-803A | no data | no data | no data | EXHAUST GAS SCR-HTR-01A OUTLET | DAMPER-PAV | SCR | D0010101 SH1 | no data | no data | flue gas | 16 | no data
no data | 01-YV-SCR-803B | no data | no data | no data | EXHAUST GAS SCR-HTR-01B OUTLET | DAMPER-PAV | SCR | D0010101 SH1 | no data | no data | flue gas | 16 | no data
no data | 01-YV-SCR-805A | no data | no data | no data | EXHAUST GAS SCR-BLW-01A INLET | DAMPER-PAV | SCR | D0010101 SH1 | no data | no data | flue gas | 16 | no data
no data | 01-YV-SCR-805B | no data | no data | no data | EXHAUST GAS SCR-BLW-01B INLET | DAMPER-PAV | SCR | D0010101 SH1 | no data | no data | flue gas | 16 | no data
no data | 01-YV-SCR-806A | no data | no data | no data | EXHAUST GAS SCR-BLW-01A OUTLET | BUTTERFLY-PAV | SCR | D0010101 SH1 | no data | no data | flue gas | 16 | no data
no data | 01-YV-SCR-806B | no data | no data | no data | EXHAUST GAS SCR-BLW-01B OUTLET | BUTTERFLY-PAV | SCR | D0010101 SH1 | no data | no data | flue gas | 16 | no data
no data | 01-VSCR01A | no data | no data | no data | EXHAUST GAS SCR-BLW-01A DRAIN VALVE | BALL-MAN | SCR | D0010101 SH1 | no data | no data | flue gas | 1 1/2" | no data
no data | 01-VSCR01B | no data | no data | no data | EXHAUST GAS SCR-BLW-01B DRAIN VALVE | BALL-MAN | SCR | D0010101 SH1 | no data | no data | flue gas | 1 1/2" | no data
no data | 01-VSCR804 | no data | no data | no data | EXHAUST GS 0X-16"-SCR8003-4"H DRAIN VALVE | BALL-MAN | SCR | D0010101 SH1 | no data | no data | flue gas | 1/2" | no data
no data | 01-VSCR802 | no data | no data | no data | PI-SCR101 BLOCK VALVE | GATE-MAN | SCR | D0010101 SH1 | no data | no data | flue gas | 1/2" | no data
no data | 01-SP-102 | no data | no data | no data | 2 VALVE MANIFOLD | 2 VALVE-MAN | SCR | D0010101 SH1 | no data | no data | no data | 1/2 | no data
no data | 01-PRV-AQA-807 | no data | no data | no data | AMMONIA LINE PRESSURE REDUCING VALVE | PRV-MAN | SCR | D0010101 SH2 | no data | no data | Ammonia | 1/2 | no data
no data | 01-VAQA800 | no data | no data | no data | AMMONIA LINE ISOLATION VALVE | BALL-MAN | SCR | D0010101 SH2 | no data | no data | Ammonia | 1/2 | no data
no data | 01-VAQA801 | no data | no data | no data | AMMONIA LINE Y STRAINER ISOLATION VALVE | BALL-MAN | SCR | D0010101 SH2 | no data | no data | Ammonia | 1/2 | no data
no data | 01-VAQA802 | no data | no data | no data | AMMONIA LINE Y-STRAINER DRAIN VALVE | BALL-MAN | SCR | D0010101 SH2 | no data | no data | Ammonia | 1/2 | no data
no data | 01-VAQA803 | no data | no data | no data | AMMONIA LINE Y STRAINER ISOLATION VALVE | BALL-MAN | SCR | D0010101 SH2 | no data | no data | Ammonia | 1/2 | no data
no data | 01-VAQA804 | no data | no data | no data | AMMONIA LINE Y STRAINER ISOLATION VALVE | BALL-MAN | SCR | D0010101 SH2 | no data | no data | Ammonia | 1/2 | no data
no data | 01-VAQA805 | no data | no data | no data | AMMONIA LINE Y-STRAINER DRAIN VALVE | BALL-MAN | SCR | D0010101 SH2 | no data | no data | Ammonia | 1/2 | no data
no data | 01-VAQA806 | no data | no data | no data | AMMONIA LINE Y STRAINER ISOLATION VALVE | BALL-MAN | SCR | D0010101 SH2 | no data | no data | Ammonia | 1/2 | no data
no data | 01-VAQA807 | no data | no data | no data | AMMONIA LINE PDI ISOLATION VALVE | BALL-MAN | SCR | D0010101 SH2 | no data | no data | Ammonia | 1/2 | no data
no data | 01-VAQA808 | no data | no data | no data | AMMONIA LINE DRAIN BYPASS | BALL-MAN | SCR | D0010101 SH2 | no data | no data | Ammonia | 1/2 | no data
no data | 01-SP-100 | no data | no data | no data | PDI-AQA-800 3 VALVE MANIFOLD | 3 VALVE MANIFOLD | SCR | D0010101 SH2 | no data | no data | Ammonia | 1/2 | no data
no data | 01-VAQA809 | no data | no data | no data | AMMONIA LINE DRAIN BYPASS | BALL-MAN | SCR | D0010101 SH2 | no data | no data | Ammonia | 1/2 | no data
no data | 01-VAQA810 | no data | no data | no data | AMMONIA LINE PDI ISOLATION VALVE | BALL-MAN | SCR | D0010101 SH2 | no data | no data | Ammonia | 1/2 | no data
no data | 01-VAQA811 | no data | no data | no data | PDI VALVE BLOCK VALVE | BALL-MAN | SCR | D0010101 SH2 | no data | no data | Ammonia | 1/2 | no data
no data | 01-SP-102 | no data | no data | no data | 2 VLAVE MANIFOLD | 2 VALVE-MAN | SCR | D0010101 SH2 | no data | no data | Ammonia | 1/2 | no data
no data | 01-VAQA812 | no data | no data | no data | AMMONIA LINE FCV-AQA-803 ISOLATION VALVE | BALL-MAN | SCR | D0010101 SH2 | no data | no data | Ammonia | 1/2 | no data
no data | 01-VAQA813 | no data | no data | no data | AMMONIA FCV-AQA-803 DOUBLE BLOCK VALVE DRAIN | BALL-MAN | SCR | D0010101 SH2 | no data | no data | Ammonia | 1/2 | no data
no data | 01-FCV-AQA-803 | no data | no data | no data | AMMONIA LINE FLOW CONTROL VALVE # 1 | CONTROL-PAV | SCR | D0010101 SH2 | no data | no data | Ammonia | 1/2 | no data
no data | 01-VAQA814 | no data | no data | no data | AMMONIA FCV-AQA-803 DOUBLE BLOCK VALVE DRAIN | BALL-MAN | SCR | D0010101 SH2 | no data | no data | Ammonia | 1/2 | no data
no data | 01-VAQA815 | no data | no data | no data | AMMONIA LINE BYPASS BLOCK VALVE | BALL-MAN | SCR | D0010101 SH2 | no data | no data | Ammonia | 1/2 | no data
no data | 01-VAQA816 | no data | no data | no data | AMMONIA MANUAL FLOW GLOBE VALVE | GLOBE-MAN | SCR | D0010101 SH2 | no data | no data | Ammonia | 1/2 | no data
no data | 01-VAQA817 | no data | no data | no data | AMMONIA LINE BYPASS BLOCK VALVE | BALL-MAN | SCR | D0010101 SH2 | no data | no data | Ammonia | 1/2 | no data
no data | 01-YV-AQA-804 | no data | no data | no data | AMMONIA LINE BLOCK VALVE | BALL-PAV | SCR | D0010101 SH2 | no data | no data | Ammonia | 1/2 | no data
no data | 01-YV-AQA-805 | no data | no data | no data | AMMONIA LINE BLOCK VALVE | BALL-PAV | SCR | D0010101 SH2 | no data | no data | Ammonia | 1/2 | no data
no data | 01-VAQA818 | no data | no data | no data | AMMONIA INJECTOR ISOLATION VALVE | BALL-MAN | SCR | D0010101 SH2 | no data | no data | Ammonia | 1/2 | no data
no data | 01-VAQA819 | no data | no data | no data | AMMONIA LINE TO INJ-101 ISOLATION VALVE | BALL-MAN | SCR | D0010101 SH2 | no data | no data | Ammonia | 1/2 | no data
no data | 01-VAQA820 | no data | no data | no data | AMMONIA LINE TO INJ-102 ISOLATION VALVE | BALL-MAN | SCR | D0010101 SH2 | no data | no data | Ammonia | 1/2 | no data
no data | 01-VAQA821 | no data | no data | no data | AMMONIA LINE TO INJ-103 ISOLATION VALVE | BALL-MAN | SCR | D0010101 SH2 | no data | no data | Ammonia | 1/2 | no data
no data | 01-VAQA822 | no data | no data | no data | AMMONIA LINE TO INJ-104 ISOLATION VALVE | BALL-MAN | SCR | D0010101 SH2 | no data | no data | Ammonia | 1/2 | no data
no data | 01-VAQA823 | no data | no data | no data | AMMONIA LINE TO INJ-105 ISOLATION VALVE | BALL-MAN | SCR | D0010101 SH2 | no data | no data | Ammonia | 1/2 | no data
no data | 01-VSCR803 | no data | no data | no data | MANIFOLD DRAIN VALVE | BALL-MAN | SCR | D0010102 SH1 & SH2 | no data | no data | Ammonia | 1 | no data
no data | 01-VSCR804 | no data | no data | no data | MANIFOLD PI ISOLATION VALVE | GATE-MAN | SCR | D0010102 SH1 & SH2 | no data | no data | Ammonia | 1/2 | no data
no data | 01-SP-804 | no data | no data | no data | 2 VALVE MANIFOLD | 2 VALVE-MAN | SCR | D0010102 SH1 & SH2 | no data | no data | Ammonia | 1/2 | no data
no data | 01-FE-SCR801 THRU FE- SCR836 | no data | no data | no data | PROCESS GAS ORIFICE PLATE | ORIFICE | SCR | D0010102 SH1 & SH2 | no data | no data | Ammonia | 3 | no data
no data | 01-SP-801 THRU SP-836 | no data | no data | no data | PROCESS GAS 3 VALVE MANIFOLD PDI-SCR801 THRU PDI-SCR- 836 DPI | 3 VALVE-MAN | SCR | D0010102 SH1 & SH2 | no data | no data | Ammonia | 1/2 | no data
no data | 01-VSCR805 THRU VSCR 840 | no data | no data | no data | TAKE OFF BALANCING BUTTERFLY VALVE | BUTTERFLY-MAN | SCR | D0010102 SH1 & SH2 | no data | no data | Ammonia | 3 | no data
no data | 01-VINA800 | no data | no data | no data | SVA-806 ISOLATION BALL VALVE | BALL-MAN | SCR | D0010101 SH2 | no data | no data | Ammonia | 1/2 | no data
no data | 01-YV-SVA-803 | no data | no data | no data | PLANT AIR LINE BLOCK VALVE | BALL-PAV | SCR | D0010101 SH2 | no data | no data | Ammonia | 1" | no data
no data | 01-VINA801 | no data | no data | no data | 0X-1"-INA-8006 DRAIN BALL VALVE | BALL-MAN | SCR | D0010101 SH2 | no data | no data | Ammonia | 1/2 | no data
no data | 01-PRV-SVA-800 | no data | no data | no data | PRESSURE REGULATING VALVE | REGULATING PAV | SCR | D0010101 SH2 | no data | no data | Ammonia | 1" | no data
no data | 01-VINA802 | no data | no data | no data | INJ-101 ISOLATION BALL VALVE | BALL-MAN | SCR | D0010101 SH2 | no data | no data | Ammonia | 1/2 | no data
no data | 01-VINA818 | no data | no data | no data | INJ-101-IA FLOW CONTROL VALVE | ANGLE SEAT-MAN | SCR | D0010101 SH2 | no data | no data | Ammonia | 1/2 | no data
no data | 01-VINA803 | no data | no data | no data | INJ-102 ISOLATION BALL VALVE | BALL-MAN | SCR | D0010101 SH2 | no data | no data | Ammonia | 1/2 | no data
no data | 01-VINA819 | no data | no data | no data | INJ-101-IA FLOW CONTROL VALVE | ANGLE SEAT-MAN | SCR | D0010101 SH2 | no data | no data | Ammonia | 1/2 | no data
no data | 01-VINA804 | no data | no data | no data | INJ-103 ISOLATION BALL VALVE | BALL-MAN | SCR | D0010101 SH2 | no data | no data | Ammonia | 1/2 | no data
no data | 01-VINA820 | no data | no data | no data | INJ-101-IA FLOW CONTROL VALVE | ANGLE SEAT-MAN | SCR | D0010101 SH2 | no data | no data | Ammonia | 1/2 | no data
no data | 01-VINA805 | no data | no data | no data | INJ-104 ISOLATION BALL VALVE | BALL-MAN | SCR | D0010101 SH2 | no data | no data | Ammonia | 1/2 | no data
no data | 01-VINA821 | no data | no data | no data | INJ-101-IA FLOW CONTROL VALVE | ANGLE SEAT-MAN | SCR | D0010101 SH2 | no data | no data | Ammonia | 1/2 | no data
no data | 01-VINA806 | no data | no data | no data | INJ-105 ISOLATION BALL VALVE | BALL-MAN | SCR | D0010101 SH2 | no data | no data | Ammonia | 1/2 | no data
no data | 01-VINA822 | no data | no data | no data | INJ-101-IA FLOW CONTROL VALVE | ANGLE SEAT-MAN | SCR | D0010101 SH2 | no data | no data | Ammonia | 1/2 | no data
no data | 01-VINA807 | no data | no data | no data | SOV-AQA-805 ISOLATION BALL VALVE | BALL-MAN | SCR | D0010101 SH2 | no data | no data | Ammonia | 1/2 | no data
no data | 01-VINA808 | no data | no data | no data | SOV-AQA-804 ISOLATION BALL VALVE | BALL-MAN | SCR | D0010101 SH2 | no data | no data | Ammonia | 1/2 | no data
no data | 01-VINA809 | no data | no data | no data | FCV-AQA-803 ISOLATION BALL VALVE | BALL-MAN | SCR | D0010101 SH2 | no data | no data | Ammonia | 1/2 | no data
no data | 01-VINA810 | no data | no data | no data | SOV-SCR-801A ISOLATION BALL VALVE | BALL-MAN | SCR | D0010101 SH2 | no data | no data | Ammonia | 1/2 | no data
no data | 01-VINA811 | no data | no data | no data | SOV-SCR-801B ISOLATION BALL VALVE | BALL-MAN | SCR | D0010101 SH2 | no data | no data | Ammonia | 1/2 | no data
no data | 01-VINA812 | no data | no data | no data | SOV-SCR-804A ISOLATION BALL VALVE | BALL-MAN | SCR | D0010101 SH2 | no data | no data | Ammonia | 1/2 | no data
no data | 01-VINA813 | no data | no data | no data | SOV-SCR-804B ISOLATION BALL VALVE | BALL-MAN | SCR | D0010101 SH2 | no data | no data | Ammonia | 1/2 | no data
no data | 01-VINA814 | no data | no data | no data | SOV-SCR-805A ISOLATION BALL VALVE | BALL-MAN | SCR | D0010101 SH2 | no data | no data | Ammonia | 1/2 | no data
no data | 01-VINA815 | no data | no data | no data | SOV-SCR-805B ISOLATION BALL VALVE | BALL-MAN | SCR | D0010101 SH2 | no data | no data | Ammonia | 1/2 | no data
no data | 01-VINA816 | no data | no data | no data | SOV-SCR-806A ISOLATION BALL VALVE | BALL-MAN | SCR | D0010101 SH2 | no data | no data | Ammonia | 1/2 | no data
no data | 01-VINA817 | no data | no data | no data | SOV-SCR-806B ISOLATION BALL VALVE | BALL-MAN | SCR | D0010101 SH2 | no data | no data | Ammonia | 1/2 | no data
no data | 01-VINA823 | no data | no data | no data | INJ-101 IA CHECK VALVE | CHECK-MAN | SCR | D0010101 SH2 | no data | no data | Ammonia | 1/2 | no data
no data | 01-VINA824 | no data | no data | no data | INJ-102 IA CHECK VALVE | CHECK-MAN | SCR | D0010101 SH2 | no data | no data | Ammonia | 1/2 | no data
no data | 01-VINA825 | no data | no data | no data | INJ-103 IA CHECK VALVE | CHECK-MAN | SCR | D0010101 SH2 | no data | no data | Ammonia | 1/2 | no data
no data | 01-VINA826 | no data | no data | no data | INJ-104 IA CHECK VALVE | CHECK-MAN | SCR | D0010101 SH2 | no data | no data | Ammonia | 1/2 | no data
no data | 01-VINA827 | no data | no data | no data | INJ-105 IA CHECK VALVE | CHECK-MAN | SCR | D0010101 SH2 | no data | no data | Ammonia | 1/2 | no data
no data | 00-PCV-AXS999 | no data | no data | no data | Observation Port Air Regulator | no data | Aux Boiler | 627-02455-7 | no data | no data | Air | 1/4" | no data
no data | 00-MFD-AXS900 | no data | no data | no data | Boiler Exit Flue Gas Pressure Transmitter 2-Valve Manifold | no data | Aux Boiler | 627-02455-7 | no data | no data | Flue Gas | 1/2" | no data
no data | 00-VAXS870 | no data | no data | no data | Boiler Exit Flue Gas Pressure Transmitter Root Valve | no data | Aux Boiler | 627-02455-7 | no data | no data | Flue Gas | 3/4" | no data
no data | 00-MFD-AXS901 | no data | no data | no data | 5-Valve Manifold for Feedwater Flow Transmitter | no data | Aux Boiler | 627-02455-3 | no data | no data | Feedwater | 1/2" | no data
no data | 00-VAXS900 | no data | no data | no data | Feedwater Flow Transmitter Root Valve | no data | Aux Boiler | 627-02455-3 | no data | no data | Feedwater | 1/2" | no data
no data | 00-VAXS901 | no data | no data | no data | Feedwater Flow Transmitter Root Valve | no data | Aux Boiler | 627-02455-3 | no data | no data | Feedwater | 1/2" | no data
no data | 00-MOV-AXS900 | no data | no data | no data | FWCV Isolation Motor Operated Valve | Motor | Aux Boiler | 627-02455-3 | no data | no data | Feedwater | 3" | no data
no data | 00-VAXS902 | no data | no data | no data | FWCV Isolation | no data | Aux Boiler | 627-02455-3 | no data | no data | Feedwater | 3" | no data
no data | 00-VAXS903 | no data | no data | no data | FWCV Piping Drain | no data | Aux Boiler | 627-02455-3 | no data | no data | Feedwater | 3/4" | no data
no data | 00-FCV-AXS900 | no data | no data | no data | Feedwater Control Valve (FWCV) | Pneumatic | Aux Boiler | 627-02455-3 | no data | no data | Feedwater | 3" | no data
no data | 00-VAXS904 | no data | no data | no data | FWCV Piping Drain | no data | Aux Boiler | 627-02455-3 | no data | no data | Feedwater | 3/4" | no data
no data | 00-VAXS905 | no data | no data | no data | FWCV Isolation | no data | Aux Boiler | 627-02455-3 | no data | no data | Feedwater | 3" | no data
no data | 00-VAXS906 | no data | no data | no data | FWCV Bypass | no data | Aux Boiler | 627-02455-3 | no data | no data | Feedwater | 1.5" | no data
no data | 00-VAXS907 | no data | no data | no data | Feedwater Check Valve | no data | Aux Boiler | 627-02455-3 | no data | no data | Feedwater | 3" | no data
no data | 00-VAXS908 | no data | no data | no data | Feedwater Stop Valve | no data | Aux Boiler | 627-02455-3 | no data | no data | Feedwater | 3" | no data
no data | 00-VAXS954 | no data | no data | no data | Economizer Inlet Header Drain Valve | no data | Aux Boiler | 627-02455-3 | no data | no data | Feedwater | 3/4" | no data
no data | 00-VAXS909 | no data | no data | no data | Economizer Outlet Header Vent Valve | no data | Aux Boiler | 627-02455-3 | no data | no data | Feedwater | 3/4" | no data
no data | 00-VAXS910 | no data | no data | no data | Economizer Lower Header Drain Valve | no data | Aux Boiler | 627-02455-3 | no data | no data | Feedwater | 3/4" | no data
no data | 00-VAXS911 | no data | no data | no data | Feedwater Drain Valve | no data | Aux Boiler | 627-02455-3 | no data | no data | Feedwater | 3/4" | no data
no data | 00-VAXS912 | no data | no data | no data | Nitrogen purge Stop Valve | no data | Aux Boiler | 627-02455-3 | no data | no data | Nitrogen | 1/2" | no data
no data | 00-VAXS913 | no data | no data | no data | Nitrogen Purge Check Valve | no data | Aux Boiler | 627-02455-3 | no data | no data | Nitrogen | 1/2" | no data
no data | 00-PSV-AXS900 | no data | no data | no data | Drum Safety #1 | no data | Aux Boiler | 627-02455-3 | no data | no data | Sat. Steam | 3 x 4 | no data
no data | 00-PSV-AXS901 | no data | no data | no data | Drum Safety #2 | no data | Aux Boiler | 627-02455-3 | no data | no data | Sat. Steam | 2.5 x 4 | no data
no data | 00-VAXS914 | no data | no data | no data | Drum Vent | no data | Aux Boiler | 627-02455-3 | no data | no data | Sat. Steam | 1" | no data
no data | 00-MFD-AXS902 | no data | no data | no data | Drum Pressure Transmitter 2-Valve Manifold | no data | Aux Boiler | 627-02455-3 | no data | no data | Sat. Steam / Water | 1/2" | no data
no data | 00-VAXS915 | no data | no data | no data | Drum Pressure Transmitter Isolation Valve | no data | Aux Boiler | 627-02455-3 | no data | no data | Sat. Steam / Water | 1/2" | no data
no data | 00-MFD-AXS903 | no data | no data | no data | Drum Pressure Transmitter 2-Valve Manifold | no data | Aux Boiler | 627-02455-3 | no data | no data | Sat. Steam / Water | 1/2" | no data
no data | 00-VAXS916 | no data | no data | no data | Drum Pressure Transmitter Isolation Valve | no data | Aux Boiler | 627-02455-3 | no data | no data | Sat. Steam / Water | 1/2" | no data
no data | 00-MFD-AXS904 | no data | no data | no data | Drum Pressure Gauge 2-Valve Manifold | no data | Aux Boiler | 627-02455-3 | no data | no data | Sat. Steam / Water | 1/2" | no data
no data | 00-VAXS917 | no data | no data | no data | Drum Pressure Test Valve | no data | Aux Boiler | 627-02455-3 | no data | no data | Sat. Steam / Water | 1/2" | no data
no data | 00-VAXS918 | no data | no data | no data | Capacitive Probe Column Drain Valve | no data | Aux Boiler | 627-02455-3 | no data | no data | Sat. Steam / Water | 3/4" | no data
no data | 00-VAXS919 | no data | no data | no data | Capacitive Probe Column Drain Valve | no data | Aux Boiler | 627-02455-3 | no data | no data | Sat. Steam / Water | 3/4" | no data
no data | 00-VAXS920 | no data | no data | no data | Gage Glass Isolation Valve | no data | Aux Boiler | 627-02455-3 | no data | no data | Sat. Steam / Water | 3/4" | no data
no data | 00-VAXS921 | no data | no data | no data | Gage Glass Isolation Valve | no data | Aux Boiler | 627-02455-3 | no data | no data | Sat. Steam / Water | 3/4" | no data
no data | 00-VAXS922 | no data | no data | no data | Gage Glass Drain Valve | no data | Aux Boiler | 627-02455-3 | no data | no data | Sat. Steam / Water | 3/4" | no data
no data | 00-VAXS923 | no data | no data | no data | Gage Glass Drain Valve | no data | Aux Boiler | 627-02455-3 | no data | no data | Sat. Steam / Water | 3/4" | no data
no data | 00-VAXS924 | no data | no data | no data | Drum Level Transmitter Isolation Valve | no data | Aux Boiler | 627-02455-3 | no data | no data | Sat. Steam / Water | 3/4" | no data
no data | 00-VAXS925 | no data | no data | no data | Drum Level Transmitter Isolation Valve | no data | Aux Boiler | 627-02455-3 | no data | no data | Sat. Steam / Water | 3/4" | no data
no data | 00-MFD-AXS905 | no data | no data | no data | Drum Level Transmitter 5-Valve Manifold | no data | Aux Boiler | 627-02455-3 | no data | no data | Sat. Steam / Water | 1/2" | no data
no data | 00-VAXS926 | no data | no data | no data | Drum Level Transmitter Isolation Valve | no data | Aux Boiler | 627-02455-3 | no data | no data | Sat. Steam / Water | 3/4" | no data
no data | 00-VAXS927 | no data | no data | no data | Drum Level Transmitter Isolation Valve | no data | Aux Boiler | 627-02455-3 | no data | no data | Sat. Steam / Water | 3/4" | no data
no data | 00-MFD-AXS906 | no data | no data | no data | Drum Level Transmitter 5-Valve Manifold | no data | Aux Boiler | 627-02455-3 | no data | no data | Sat. Steam / Water | 1/2" | no data
no data | 00-VAXS928 | no data | no data | no data | Drum Level Transmitter Isolation Valve | no data | Aux Boiler | 627-02455-3 | no data | no data | Sat. Steam / Water | 3/4" | no data
no data | 00-VAXS929 | no data | no data | no data | Drum Level Transmitter Isolation Valve | no data | Aux Boiler | 627-02455-3 | no data | no data | Sat. Steam / Water | 3/4" | no data
no data | 00-MFD-AXS907 | no data | no data | no data | Drum Level Transmitter 5-Valve Manifold | no data | Aux Boiler | 627-02455-3 | no data | no data | Sat. Steam / Water | 1/2" | no data
no data | 00-VAXS930 | no data | no data | no data | Drum Level Transmitter Isolation Valve | no data | Aux Boiler | 627-02455-3 | no data | no data | Sat. Steam / Water | 3/4" | no data
no data | 00-VAXS931 | no data | no data | no data | Drum Level Transmitter Isolation Valve | no data | Aux Boiler | 627-02455-3 | no data | no data | Sat. Steam / Water | 3/4" | no data
no data | 00-MFD-AXS908 | no data | no data | no data | Drum Level Transmitter 5-Valve Manifold | no data | Aux Boiler | 627-02455-3 | no data | no data | Sat. Steam / Water | 1/2" | no data
no data | 00-VAXS932 | no data | no data | no data | Continuous Blowdown Stop Valve | no data | Aux Boiler | 627-02455-3 | no data | no data | Sat. Water | 1" | no data
no data | 00-VAXS933 | no data | no data | no data | Continuous Blowdown Conductivity Station Block Valve | no data | Aux Boiler | 627-02455-3 | no data | no data | Sat. Water | 1" | no data
no data | 00-VAXS934 | no data | no data | no data | Continuous Blowdown Conductivity Shutoff Valve | no data | Aux Boiler | 627-02455-5 | no data | no data | Sat. Water | 1/2" | no data
no data | 00-FCV-AXS901 | no data | no data | no data | Continuous Blowdown Conductivity Automated Control Valve | no data | Aux Boiler | 627-02455-5 | no data | no data | Sat. Water | 1/2" | no data
no data | 00-VAXS935 | no data | no data | no data | Continuous Blowdown Conductivity Shutoff Valve | no data | Aux Boiler | 627-02455-5 | no data | no data | Sat. Water | 1/2" | no data
no data | 00-VAXS936 | no data | no data | no data | Continuous Blowdown Conductivity Control Bypass Valve | no data | Aux Boiler | 627-02455-5 | no data | no data | Sat. Water | 1/2" | no data
no data | 00-VAXS937 | no data | no data | no data | Continuous Blowdown Drain Valve | no data | Aux Boiler | 627-02455-5 | no data | no data | Sat. Water | 3/4" | no data
no data | 00-VAXS938 | no data | no data | no data | Bottom Blowdown Valve | no data | Aux Boiler | 627-02455-3 | no data | no data | Sat. Water | 1.5" | no data
no data | 00-FCV-AXS938 | no data | no data | no data | Bottom Blowdown Control Valve | Pneumatic | Aux Boiler | 627-02455-3 | no data | no data | Sat. Water | 1.5" | no data
no data | 00-VAXS939 | no data | no data | no data | Bottom Blowdown Valve | no data | Aux Boiler | 627-02455-3 | no data | no data | Sat. Water | 1.5" | no data
no data | 00-FCV-AXS939 | no data | no data | no data | Bottom Blowdown Control Valve | Pneumatic | Aux Boiler | 627-02455-3 | no data | no data | Sat. Water | 1.5" | no data
no data | 00-VAXS940 | no data | no data | no data | Bottom Blowdown Drain Valve | no data | Aux Boiler | 627-02455-3 | no data | no data | Sat. Water | 1" | no data
no data | 00-MFD-AXS916 | no data | no data | no data | Blowdown Tank Pressure Transmitter 2-Valve Manifold | no data | Aux Boiler | 627-02455-5 | no data | no data | Sat. Water | 1/2" | no data
no data | 00-VAXS941 | no data | no data | no data | Blowdown Tank Pressure Gauge Isolation Valve | no data | Aux Boiler | 627-02455-5 | no data | no data | Sat. Water | - | no data
no data | 00-VAXS942 | no data | no data | no data | Blowdown Tank Level Gauge Isolation Valve | no data | Aux Boiler | 627-02455-5 | no data | no data | Sat. Water | - | no data
no data | 00-VAXS943 | no data | no data | no data | Blowdown Tank Level Gauge Isolation Valve | no data | Aux Boiler | 627-02455-5 | no data | no data | Sat. Water | - | no data
no data | 00-VAXS944 | no data | no data | no data | Blowdown Tank Drain | no data | Aux Boiler | 627-02455-5 | no data | no data | Sat. Water | 2" | no data
no data | 00-VAXS945 | no data | no data | no data | Cooling Water Inlet Isolation Valve | no data | Aux Boiler | 627-02455-5 | no data | no data | Cooling Water | 2.5" | no data
no data | 00-VAXS882 | no data | no data | no data | Cooling Water Inlet Strainer Drain Valve | no data | Aux Boiler | 627-02455-5 | no data | no data | Cooling Water | 1" | no data
no data | 00-TCV-AXS906 | no data | no data | no data | Cooling Water Temperature Control Valve | Pneumatic | Aux Boiler | 627-02455-5 | no data | no data | Cooling Water | 2" | no data
no data | 00-VAXS946 | no data | no data | no data | Cooling Water Outlet Isolation Valve | no data | Aux Boiler | 627-02455-5 | no data | no data | Cooling Water | 2.5" | no data
no data | 00-VAXS947 | no data | no data | no data | Cooling Water Outlet Bypass Valve | no data | Aux Boiler | 627-02455-5 | no data | no data | Cooling Water | 2" | no data
no data | 00-VAXS948 | no data | no data | no data | Main Steam Non-Return Valve | no data | Aux Boiler | 627-02455-4 | no data | no data | Sat. Steam | 8" | no data
no data | 00-VAXS949 | no data | no data | no data | Main Steam Spool Piece Drain Valve | no data | Aux Boiler | 627-02455-4 | no data | no data | Sat. Steam | 3/4" | no data
no data | 00-MOV-AXS901 | no data | no data | no data | Main Steam Stop Valve | Motor | Aux Boiler | 627-02455-4 | no data | no data | Sat. Steam | 8" | no data
no data | 00-MFD-AXS823 | no data | no data | no data | Main Steam Flow Transmitter 5-Valve Manifold | no data | Aux Boiler | 627-02455-4 | no data | no data | Sat. Steam | 1/2" | no data
no data | 00-VAXS823A | no data | no data | no data | Steam Flow Transmitter Root Valve | no data | Aux Boiler | 627-02455-4 | no data | no data | Sat. Steam | 1/2" | no data
no data | 00-VAXS823B | no data | no data | no data | Steam Flow Transmitter Root Valve | no data | Aux Boiler | 627-02455-4 | no data | no data | Sat. Steam | 1/2" | no data
no data | 00-MFD-AXS824 | no data | no data | no data | Main Steam Header Pressure Transmitter 2-Valve Manifold | no data | Aux Boiler | 627-02455-4 | no data | no data | Sat. Steam | 1/2" | no data
no data | 00-VAXS824 | no data | no data | no data | Main Steam Header Pressure Transmitter Root Valve | no data | Aux Boiler | 627-02455-4 | no data | no data | Sat. Steam | 1/2" | no data
no data | 00-VAXS953 | no data | no data | no data | Boiler Start Up Vent Isolation Valve | no data | Aux Boiler | 627-02455-4 | no data | no data | Sat. Steam | 3" | no data
no data | 00-SOV-AXS902 | no data | no data | no data | Boiler Start up Vent Automated Isolation Valve | Pneumatic | Aux Boiler | 627-02455-4 | no data | no data | Sat. Steam | 3" | no data
no data | 00-FCV-AXS903 | no data | no data | no data | Boiler Start Up Vent Control Valve | Pneumatic | Aux Boiler | 627-02455-4 | no data | no data | Sat. Steam | 6" | no data
no data | 00-VAXS956 | no data | no data | no data | DA Vent Valve | no data | Aux Boiler | 627-02455-6 | no data | no data | Sat. Steam / Water | 2" | no data
no data | 00-MFD-AXS911 | no data | no data | no data | DA Vessel Pressure Transmitter 2-Valve Manifold | no data | Aux Boiler | 627-02455-6 | no data | no data | Sat. Steam / Water | 1/2" | no data
no data | 00-VAXS957 | no data | no data | no data | DA Vessel Pressure Transmitter Root Valve | no data | Aux Boiler | 627-02455-6 | no data | no data | Sat. Steam / Water | 1/2" | no data
no data | 00-VAXS958 | no data | no data | no data | DA Vessel Pressure Test Valve | no data | Aux Boiler | 627-02455-6 | no data | no data | Sat. Steam / Water | 1/2" | no data
no data | 00-MFD-AXS912 | no data | no data | no data | DA Vessel Pressure Gauge 2-Valve Manifold | no data | Aux Boiler | 627-02455-6 | no data | no data | Sat. Steam / Water | 1/2" | no data
no data | 00-PSV-AXS902 | no data | no data | no data | DA Safety Valve #1 | no data | Aux Boiler | 627-02455-6 | no data | no data | Sat. Steam / Water | 3" | no data
no data | 00-PSV-AXS903 | no data | no data | no data | DA Safety Valve #2 | no data | Aux Boiler | 627-02455-6 | no data | no data | Sat. Steam / Water | 3" | no data
no data | 00-VAXS959 | no data | no data | no data | DA Vessel Drain Valve | no data | Aux Boiler | 627-02455-6 | no data | no data | Sat. Steam / Water | 2" | no data
no data | 00-VAXS960 | no data | no data | no data | Gauge Glass "A" Isolation Valve | no data | Aux Boiler | 627-02455-6 | no data | no data | Sat. Steam / Water | 3/4" | no data
no data | 00-VAXS961 | no data | no data | no data | Gauge Glass "A" Isolation Valve | no data | Aux Boiler | 627-02455-6 | no data | no data | Sat. Steam / Water | 3/4" | no data
no data | 00-VAXS962 | no data | no data | no data | Gauge Glass "A" Drain Valve | no data | Aux Boiler | 627-02455-6 | no data | no data | Sat. Steam / Water | 1/4" | no data
no data | 00-VAXS963 | no data | no data | no data | Gauge Glass "B" Isolation Valve | no data | Aux Boiler | 627-02455-6 | no data | no data | Sat. Steam / Water | 3/4" | no data
no data | 00-VAXS964 | no data | no data | no data | Gauge Glass "B" Isolation Valve | no data | Aux Boiler | 627-02455-6 | no data | no data | Sat. Steam / Water | 3/4" | no data
no data | 00-VAXS965 | no data | no data | no data | Gauge Glass "B" Drain Valve | no data | Aux Boiler | 627-02455-6 | no data | no data | Sat. Steam / Water | 1/4" | no data
no data | 00-VAXS966 | no data | no data | no data | Gauge Glass "C" Isolation Valve | no data | Aux Boiler | 627-02455-6 | no data | no data | Sat. Steam / Water | 3/4" | no data
no data | 00-VAXS967 | no data | no data | no data | Gauge Glass "C" Isolation Valve | no data | Aux Boiler | 627-02455-6 | no data | no data | Sat. Steam / Water | 3/4" | no data
no data | 00-VAXS968 | no data | no data | no data | Gauge Glass "C" Drain Valve | no data | Aux Boiler | 627-02455-6 | no data | no data | Sat. Steam / Water | 1/4" | no data
no data | 00-VAXS969 | no data | no data | no data | DA Vessel Level Transmitter Isolation Valve | no data | Aux Boiler | 627-02455-6 | no data | no data | Sat. Steam / Water | 1/2" | no data
no data | 00-VAXS970 | no data | no data | no data | DA Vessel Level Transmitter Isolation Valve | no data | Aux Boiler | 627-02455-6 | no data | no data | Sat. Steam / Water | 1/2" | no data
no data | 00-MFD-AXS913 | no data | no data | no data | DA Vessel Level Transmitter 3-Valve Manifold | no data | Aux Boiler | 627-02455-6 | no data | no data | Sat. Steam / Water | 1/2" | no data
no data | 00-V-CCF900 | no data | no data | no data | Chemical Feed Check Valve | no data | Aux Boiler | 627-02455-6 | no data | no data | Aqueous Ammonia | 1/2" | no data
no data | 00-V-CCF901 | no data | no data | no data | Chemical Feed Stop Valve | no data | Aux Boiler | 627-02455-6 | no data | no data | Aqueous Ammonia | 1/2" | no data
no data | 00-V-CCF902 | no data | no data | no data | Chemical Feed Vent Valve | no data | Aux Boiler | 627-02455-6 | no data | no data | Aqueous Ammonia | 1/2" | no data
no data | 00-VAXS975 | no data | no data | no data | Makeup Water LCV Inlet Isolation Valve | no data | Aux Boiler | 627-02455-6 | no data | no data | Water | 2.5" | no data
no data | 00-VAXS976 | no data | no data | no data | Makeup Water LCV Strainer Drain Valve | no data | Aux Boiler | 627-02455-6 | no data | no data | Water | 1" | no data
no data | 00-VAXS977 | no data | no data | no data | Makeup Water LCV Inlet Drain Valve | no data | Aux Boiler | 627-02455-6 | no data | no data | Water | 3/4" | no data
no data | 00-FCV-AXS905 | no data | no data | no data | Makeup Water Level Control Valve | Pneumatic | Aux Boiler | 627-02455-6 | no data | no data | Water | 1.5" | no data
no data | 00-PCV-AXS905 | no data | no data | no data | Makeup Water Level Control Valve - Air Regulator | no data | Aux Boiler | 627-02455-6 | no data | no data | Water | - | no data
no data | 00-VAXS978 | no data | no data | no data | Makeup Water LCV Outlet Isolation Valve | no data | Aux Boiler | 627-02455-6 | no data | no data | Water | 2.5" | no data
no data | 00-VAXS979 | no data | no data | no data | Makeup Water LCV Bypass Valve | no data | Aux Boiler | 627-02455-6 | no data | no data | Water | 2" | no data
no data | 00-VAXS980 | no data | no data | no data | Makeup Water LCV Outlet Drain Valve | no data | Aux Boiler | 627-02455-6 | no data | no data | Water | 3/4" | no data
no data | 00-VAXS981 | no data | no data | no data | Makeup Water Check Valve | no data | Aux Boiler | 627-02455-6 | no data | no data | Water | 2.5" | no data
no data | 00-VAXS982 | no data | no data | no data | Pump "A" Suction Isolation Valve | no data | Aux Boiler | 627-02455-6 | no data | no data | Sat. Water | 4" | no data
no data | 00-VAXS971 | no data | no data | no data | Pump "A" Suction Strainer Drain Valve | no data | Aux Boiler | 627-02455-6 | no data | no data | Sat. Water | 1/2" | no data
no data | 00-VAXS983 | no data | no data | no data | Pump "A" Suction Pressure Gauge Isolation Valve | no data | Aux Boiler | 627-02455-6 | no data | no data | Sat. Water | 1/2" | no data
no data | 00-VAXS984 | no data | no data | no data | Pump "A" Suction Pressure Switch High Isolation Valve | no data | Aux Boiler | 627-02455-6 | no data | no data | Sat. Water | 1/2" | no data
no data | 00-VAXS985 | no data | no data | no data | Pump "A" Suction DP Gauge Isolation Valve | no data | Aux Boiler | 627-02455-6 | no data | no data | Sat. Water | 1/2" | no data
no data | 00-VAXS986 | no data | no data | no data | Pump "A" Suction DP Gauge Isolation Valve | no data | Aux Boiler | 627-02455-6 | no data | no data | Sat. Water | 1/2" | no data
no data | 00-VAXS987 | no data | no data | no data | Pump "B" Suction Isolation Valve | no data | Aux Boiler | 627-02455-6 | no data | no data | Sat. Water | 4" | no data
no data | 00-VAXS972 | no data | no data | no data | Pump "B" Suction Strainer Drain Valve | no data | Aux Boiler | 627-02455-6 | no data | no data | Sat. Water | 1/2" | no data
no data | 00-VAXS988 | no data | no data | no data | Pump "B" Suction Pressure Gauge Isolation Valve | no data | Aux Boiler | 627-02455-6 | no data | no data | Sat. Water | 1/2" | no data
no data | 00-VAXS989 | no data | no data | no data | Pump "B" Suction Pressure Switch High Isolation Valve | no data | Aux Boiler | 627-02455-6 | no data | no data | Sat. Water | 1/2" | no data
no data | 00-VAXS990 | no data | no data | no data | Pump "B" Suction DP Gauge Isolation Valve | no data | Aux Boiler | 627-02455-6 | no data | no data | Sat. Water | 1/2" | no data
no data | 00-VAXS991 | no data | no data | no data | Pump "B" Suction DP Gauge Isolation Valve | no data | Aux Boiler | 627-02455-6 | no data | no data | Sat. Water | 1/2" | no data
no data | 00-VAXS992 | no data | no data | no data | Pump "A" Discharge Drain Valve | no data | Aux Boiler | 627-02455-6 | no data | no data | Sat. Water | 1/2" | no data
no data | 00-VAXS993 | no data | no data | no data | Pump "A" Discharge Pressure Gauge Isolation Valve | no data | Aux Boiler | 627-02455-6 | no data | no data | Sat. Water | 1/2" | no data
no data | 00-VAXS994 | no data | no data | no data | Pump "A" Discharge Check Valve | no data | Aux Boiler | 627-02455-6 | no data | no data | Sat. Water | 3" | no data
no data | 00-VAXS995 | no data | no data | no data | Pump "A" Discharge Isolation Valve | no data | Aux Boiler | 627-02455-6 | no data | no data | Sat. Water | 3" | no data
no data | 00-VAXS996 | no data | no data | no data | Pump "B" Discharge Drain Valve | no data | Aux Boiler | 627-02455-6 | no data | no data | Sat. Water | 1/2" | no data
no data | 00-VAXS997 | no data | no data | no data | Pump "B" Discharge Pressure Gauge Isolation Valve | no data | Aux Boiler | 627-02455-6 | no data | no data | Sat. Water | 1/2" | no data
no data | 00-VAXS998 | no data | no data | no data | Pump "B" Discharge Check Valve | no data | Aux Boiler | 627-02455-6 | no data | no data | Sat. Water | 3" | no data
no data | 00-VAXS999 | no data | no data | no data | Pump "B" Discharge Isolation Valve | no data | Aux Boiler | 627-02455-6 | no data | no data | Sat. Water | 3" | no data
no data | 00-VAXS899 | no data | no data | no data | Pump Discharge Test Pressure Gauge Isolation Valve | no data | Aux Boiler | 627-02455-6 | no data | no data | Sat. Water | 1/2" | no data
no data | 00-MFD-AXS914 | no data | no data | no data | Pump Discharge Pressure Gauge 2-Valve Manifold | no data | Aux Boiler | 627-02455-6 | no data | no data | Sat. Water | 1/2" | no data
no data | 00-VAXS898 | no data | no data | no data | Feedwater Sample Stop Valve | no data | Aux Boiler | 627-02455-6 | no data | no data | Sat. Water | 3/4" | no data
no data | 00-VAXS897 | no data | no data | no data | Recirculation Isolation Valve "A" | no data | Aux Boiler | 627-02455-6 | no data | no data | Sat. Water | 1.5" | no data
no data | 00-MOV-AXS904 | no data | no data | no data | Recirculation Isolation Valve MOV "A" | Motor | Aux Boiler | 627-02455-6 | no data | no data | Sat. Water | 1.5" | no data
no data | 00-VAXS896 | no data | no data | no data | Recirculation Isolation Valve "B" | no data | Aux Boiler | 627-02455-6 | no data | no data | Sat. Water | 1.5" | no data
no data | 00-MOV-AXS905 | no data | no data | no data | Recirculation Isolation Valve MOV "B" | Motor | Aux Boiler | 627-02455-6 | no data | no data | Sat. Water | 1.5" | no data
no data | 00-VAXS895 | no data | no data | no data | Pegging Steam Isolation Stop Valve | no data | Aux Boiler | 627-02455-6 | no data | no data | Sat. Steam | 3" | no data
no data | 00-VAXS894 | no data | no data | no data | Pegging Steam Line Vent Valve | no data | Aux Boiler | 627-02455-6 | no data | no data | Sat. Steam | 3/4" | no data
no data | 00-VAXS861 | no data | no data | no data | Pegging Steam Line Sample Valve | no data | Aux Boiler | 627-02455-6 | no data | no data | Sat. Steam | 3/4" | no data
no data | 00-MFD-AXS915 | no data | no data | no data | Pegging Steam Flow Transmitter 5-Valve Manifold | no data | Aux Boiler | 627-02455-6 | no data | no data | Sat. Steam | 1/2" | no data
no data | 00-VAXS893 | no data | no data | no data | Pegging Steam Flow Transmitter Root Valve | no data | Aux Boiler | 627-02455-6 | no data | no data | Sat. Steam | 1/2" | no data
no data | 00-VAXS892 | no data | no data | no data | Pegging Steam Flow Transmitter Root Valve | no data | Aux Boiler | 627-02455-6 | no data | no data | Sat. Steam | 1/2" | no data
no data | 00-VAXS891 | no data | no data | no data | Pegging Steam Trap Isolation Valve Intlet | no data | Aux Boiler | 627-02455-6 | no data | no data | Sat. Steam | 3/4" | no data
no data | 00-VAXS890 | no data | no data | no data | Pegging Steam Trap Isolation Valve Outlet | no data | Aux Boiler | 627-02455-6 | no data | no data | Sat. Steam | 3/4" | no data
no data | 00-VAXS889 | no data | no data | no data | Pegging Steam Trap Bypass Valve | no data | Aux Boiler | 627-02455-6 | no data | no data | Sat. Steam | 3/4" | no data
no data | 00-VAXS888 | no data | no data | no data | Pegging Steam FCV Inlet Isolation Valve | no data | Aux Boiler | 627-02455-6 | no data | no data | Sat. Steam | 3" | no data
no data | 00-FCV-AXS904 | no data | no data | no data | Pressure Reducing Valve | Pneumatic | Aux Boiler | 627-02455-6 | no data | no data | Sat. Steam | 2" | no data
no data | 00-VAXS887 | no data | no data | no data | Pegging Steam PCV Inlet Drain Inlet Drain Valve | no data | Aux Boiler | 627-02455-6 | no data | no data | Sat. Steam | 3/4" | no data
no data | 00-VAXS886 | no data | no data | no data | Pegging Steam PCV Outlet Drain Valve | no data | Aux Boiler | 627-02455-6 | no data | no data | Sat. Steam | 3/4" | no data
no data | 00-VAXS879 | no data | no data | no data | Pegging Steam PCV Bypass Valve | no data | Aux Boiler | 627-02455-6 | no data | no data | Sat. Steam | 2.5" | no data
no data | 00-VAXS878 | no data | no data | no data | Pegging Steam PCV Outlet Isolation Valve | no data | Aux Boiler | 627-02455-6 | no data | no data | Sat. Steam | 3" | no data
no data | 00-VAXS877 | no data | no data | no data | Pegging Steam Trap Isolation Valve Intlet | no data | Aux Boiler | 627-02455-6 | no data | no data | Sat. Steam | 3/4" | no data
no data | 00-VAXS882 | no data | no data | no data | Pegging Steam Trap Isolation Valve Outlet | no data | Aux Boiler | 627-02455-6 | no data | no data | Sat. Steam | 3/4" | no data
no data | 00-VAXS876 | no data | no data | no data | Pegging Steam Trap Bypass Valve | no data | Aux Boiler | 627-02455-6 | no data | no data | Sat. Steam | 3/4" | no data
no data | 00-VAXS873 | no data | no data | no data | Pegging Steam Line Drain Valve | no data | Aux Boiler | 627-02455-6 | no data | no data | Sat. Steam | 3/4" | no data
no data | 00-VAXS830 | no data | no data | no data | Pilot Line Manual Valve | no data | Aux Boiler | PI-1001 | no data | no data | Natural Gas | 3/4" | no data
no data | 00-VAXS831 | no data | no data | no data | Pilot Line Manual Root Valve | no data | Aux Boiler | PI-1001 | no data | no data | Natural Gas | 3/4" | no data
no data | 00-VAXS833 | no data | no data | no data | Pilot Line Test Point Manual Valve | no data | Aux Boiler | PI-1001 | no data | no data | Natural Gas | 3/4" | no data
no data | 00-PCV-AXS834 | no data | no data | no data | Pilot Line Pressure Regulator | no data | Aux Boiler | PI-1001 | no data | no data | Natural Gas | 3/4" | no data
no data | 00-VAXS835 | no data | no data | no data | Pilot Line Manual Root Valve | no data | Aux Boiler | PI-1001 | no data | no data | Natural Gas | 3/4" | no data
no data | 00-VAXS836 | no data | no data | no data | Pilot Line Pressure Gauge Manifold | no data | Aux Boiler | PI-1001 | no data | no data | Natural Gas | 1/2" | no data
no data | 00-YV-AXS837 | no data | no data | no data | Pilot Line Upstream Safety Shutoff Valve | no data | Aux Boiler | PI-1001 | no data | no data | Natural Gas | 3/4" | no data
no data | 00-YV-AXS838 | no data | no data | no data | Pilot Line Vent Valve | no data | Aux Boiler | PI-1001 | no data | no data | Natural Gas | 3/4" | no data
no data | 00-YV-AXS839 | no data | no data | no data | Pilot Line Downstream Safety Shutoff Valve | no data | Aux Boiler | PI-1001 | no data | no data | Natural Gas | 3/4" | no data
no data | 00-VAXS832 | no data | no data | no data | Pilot Line Pressure Gauge Manifold | no data | Aux Boiler | PI-1001 | no data | no data | Natural Gas | 1/2" | no data
no data | 00-VAXS800 | no data | no data | no data | Natural Gas Main Line Manual Valve | no data | Aux Boiler | PI-1001 | no data | no data | Natural Gas | 4" | no data
no data | 00-VAXS801 | no data | no data | no data | Natural Gas Main Line Root Manual Valve | no data | Aux Boiler | PI-1001 | no data | no data | Natural Gas | 3/4" | no data
no data | 00-VAXS802 | no data | no data | no data | Natural Gas Main Line Pressure Gauge Manifold | no data | Aux Boiler | PI-1001 | no data | no data | Natural Gas | 1/2" | no data
no data | 00-VAXS803 | no data | no data | no data | Natural Gas Main Line Test Point Manual Valve | no data | Aux Boiler | PI-1001 | no data | no data | Natural Gas | 3/4" | no data
no data | 00-VAXS808 | no data | no data | no data | Natural Gas Main Line Manual Drain Valve | no data | Aux Boiler | PI-1001 | no data | no data | Natural Gas | 3/4" | no data
no data | 00-PCV-AXS804 | no data | no data | no data | Natural Gas Main Line Pressure Regulator | no data | Aux Boiler | PI-1001 | no data | no data | Natural Gas | 3" | no data
no data | 00-VAXS804 | no data | no data | no data | Natural Gas Main Line Drain Valve | no data | Aux Boiler | PI-1001 | no data | no data | Natural Gas | 3/4" | no data
no data | 00-VAXS806 | no data | no data | no data | Natural Gas Main Line Root Manual Valve | no data | Aux Boiler | PI-1001 | no data | no data | Natural Gas | 3/4" | no data
no data | 00-VAXS807 | no data | no data | no data | Natural Gas Main Line Root Manual Valve | no data | Aux Boiler | PI-1001 | no data | no data | Natural Gas | 3/4" | no data
no data | 00-VAXS805 | no data | no data | no data | Natural Gas Main Line Flow Transmitter Manifold | no data | Aux Boiler | PI-1001 | no data | no data | Natural Gas | 1/2" | no data
no data | 00-VAXS809 | no data | no data | no data | Natural Gas Main Line Root Manual Valve | no data | Aux Boiler | PI-1001 | no data | no data | Natural Gas | 3/4" | no data
no data | 00-VAXS810 | no data | no data | no data | Natural Gas Main Line Pressure Gauge Manifold | no data | Aux Boiler | PI-1001 | no data | no data | Natural Gas | 1/2" | no data
no data | 00-VAXS811 | no data | no data | no data | Natural Gas Main Line Root Manual Valve | no data | Aux Boiler | PI-1001 | no data | no data | Natural Gas | 3/4" | no data
no data | 00-YV-AXS815 | no data | no data | no data | Natural Gas Main Line Upstream Safety Shutoff Valve | no data | Aux Boiler | PI-1001 | no data | no data | Natural Gas | 4" | no data
no data | 00-VAXS815 | no data | no data | no data | Natural Gas Main Line Leak Test Valve | no data | Aux Boiler | PI-1001 | no data | no data | Natural Gas | 3/4" | no data
no data | 00-VAXS816 | no data | no data | no data | Natural Gas Vent Leak Test Valve | no data | Aux Boiler | PI-1001 | no data | no data | Natural Gas | 2" | no data
no data | 00-YV-AXS816 | no data | no data | no data | Natural Gas Vent Valve | no data | Aux Boiler | PI-1001 | no data | no data | Natural Gas | 2" | no data
no data | 00-YV-AXS817 | no data | no data | no data | Natural Gas Main Line downstream Safety Shutoff Valve | no data | Aux Boiler | PI-1001 | no data | no data | Natural Gas | 4" | no data
no data | 00-VAXS817 | no data | no data | no data | Natural Gas Main Line Leak Test Valve | no data | Aux Boiler | PI-1001 | no data | no data | Natural Gas | 3/4" | no data
no data | 00-VAXS818 | no data | no data | no data | Natural Gas Main Line Root Manual Valve | no data | Aux Boiler | PI-1001 | no data | no data | Natural Gas | 3/4" | no data
no data | 00-FCV-AXS820 | no data | no data | no data | Natural Gas Main Line Flow Control Valve | no data | Aux Boiler | PI-1001 | no data | no data | Natural Gas | 3" | no data
no data | 00-VAXS821 | no data | no data | no data | Natural Gas Main Line Test Firing Manual Valve | no data | Aux Boiler | PI-1001 | no data | no data | Natural Gas | 4" | no data
no data | 00-VAXS822 | no data | no data | no data | Natural Gas Main Line Root Manual Valve | no data | Aux Boiler | PI-1001 | no data | no data | Natural Gas | 3/4" | no data
no data | 00-VAXS823 | no data | no data | no data | Natural Gas Main Line Pressure Gauge Manifold | no data | Aux Boiler | PI-1001 | no data | no data | Natural Gas | 1/2" | no data
no data | 00-VAXSXXX | no data | no data | no data | Natural Gas Stab Line Interconnecting Piping Drain Valve | no data | Aux Boiler | PI-1001 | no data | no data | Natural Gas | 3/4" | no data
no data | 00-VAXS824 | no data | no data | no data | Stabilizing Gas Line Test Point Manual Valve | no data | Aux Boiler | PI-1001 | no data | no data | Natural Gas | 3/4" | no data
no data | 00-VAXS825 | no data | no data | no data | Stabilizing Gas Line Manual Control Valve | no data | Aux Boiler | PI-1001 | no data | no data | Natural Gas | 2-1/2" | no data
no data | 00-VAXS826 | no data | no data | no data | Stabilizing Gas Line Manual Control Valve | no data | Aux Boiler | PI-1001 | no data | no data | Natural Gas | 2-1/2" | no data
no data | 00-VAXS827 | no data | no data | no data | Stabilizing Gas Line Check Valve | no data | Aux Boiler | PI-1001 | no data | no data | Natural Gas | 2-1/2" | no data
no data | 00-VAXS828 | no data | no data | no data | Stabilizing Gas Line Test Point Manual Valve | no data | Aux Boiler | PI-1001 | no data | no data | Natural Gas | 3/4" | no data
no data | 00-VAXS841 | no data | no data | no data | Instrument Air Manual Valve | no data | Aux Boiler | PI-1001 | no data | no data | Instrument Air | 3/4" | no data
no data | 00-VAXS842 | no data | no data | no data | Instrument Air Test Point Manual Valve | no data | Aux Boiler | PI-1001 | no data | no data | Instrument Air | 3/4" | no data
no data | 00-PCV-AXS843 | no data | no data | no data | Instrument Air Pressure Regulator | no data | Aux Boiler | PI-1001 | no data | no data | Instrument Air | 3/4" | no data
no data | 00-PSV-AXS843 | no data | no data | no data | Instrument Air Pressure Relief Valve | no data | Aux Boiler | PI-1001 | no data | no data | Instrument Air | 1"X1" | no data
no data | 00-VAXS844 | no data | no data | no data | Instrument Air Root Valve | no data | Aux Boiler | PI-1001 | no data | no data | Instrument Air | 3/4" | no data
no data | 00-VAXS845 | no data | no data | no data | Instrument Air Pressure Gauge Manifold | no data | Aux Boiler | PI-1001 | no data | no data | Instrument Air | 1/2" | no data
no data | 00-VAXS846 | no data | no data | no data | Instrument Air Drain Valve | no data | Aux Boiler | PI-1001 | no data | no data | Instrument Air | 3/4" | no data
no data | 00-VAXS855 | no data | no data | no data | Instrument Air Root Valve | no data | Aux Boiler | PI-1001 | no data | no data | Instrument Air | 3/4" | no data
no data | 00-VAXS847 | no data | no data | no data | Instrument Air Manual Valve | no data | Aux Boiler | PI-1001 | no data | no data | Instrument Air | 1/2" | no data
no data | 00-VAXS848 | no data | no data | no data | Instrument Air Manual Valve | no data | Aux Boiler | PI-1001 | no data | no data | Instrument Air | 1/2" | no data
no data | 00-VAXS849 | no data | no data | no data | Instrument Air Manual Valve | no data | Aux Boiler | PI-1001 | no data | no data | Instrument Air | 1/2" | no data
no data | 00-VAXS850 | no data | no data | no data | Instrument Air Manual Valve | no data | Aux Boiler | PI-1001 | no data | no data | Instrument Air | 1/2" | no data
no data | 00-VAXS851 | no data | no data | no data | Instrument Air Manual Valve | no data | Aux Boiler | PI-1001 | no data | no data | Instrument Air | 1/2" | no data
no data | 00-VAXS852 | no data | no data | no data | Instrument Air Manual Valve | no data | Aux Boiler | PI-1001 | no data | no data | Instrument Air | 1/2" | no data
no data | 00-VAXS853 | no data | no data | no data | Instrument Air Manual Valve | no data | Aux Boiler | PI-1001 | no data | no data | Instrument Air | 1/2" | no data
no data | 00-VAXS854 | no data | no data | no data | Instrument Air Drain Valve | no data | Aux Boiler | PI-1001 | no data | no data | Instrument Air | 3/4" | no data
no data | 00-VAXS856 | no data | no data | no data | Instrument Air Manual Valve | no data | Aux Boiler | PI-1001 | no data | no data | Instrument Air | 1/2" | no data
no data | 00-VAXS857 | no data | no data | no data | Instrument Air Manual Valve | no data | Aux Boiler | PI-1001 | no data | no data | Instrument Air | 1/2" | no data
no data | 00-VAXS863 | no data | no data | no data | APH Steam Line Root Valve | no data | Aux Boiler | PI-1002 | no data | no data | Saturated Steam | 3/4" | no data
no data | 00-VAXS864 | no data | no data | no data | APH Steam Line Pressure Gauge Manifold | no data | Aux Boiler | PI-1002 | no data | no data | Saturated Steam | 1/2" | no data
no data | 00-VAXS862 | no data | no data | no data | APH Steam Line Drain Valve | no data | Aux Boiler | PI-1002 | no data | no data | Saturated Steam | 3/4" | no data
no data | 00-VAXS865 | no data | no data | no data | APH Steam Line Inlet Manual Valve | no data | Aux Boiler | PI-1002 | no data | no data | Saturated Steam | 1-1/2" | no data
no data | 00-VAXS866 | no data | no data | no data | APH Steam Line Bypass Valve | no data | Aux Boiler | PI-1002 | no data | no data | Saturated Steam | 1-1/2 " | no data
no data | 00-VAXS867 | no data | no data | no data | APH Steam Line Drain Valve | no data | Aux Boiler | PI-1002 | no data | no data | Saturated Steam | 3/4" | no data
no data | 00-VAXS868 | no data | no data | no data | APH Steam Line Drain Valve | no data | Aux Boiler | PI-1002 | no data | no data | Saturated Steam | 3/4" | no data
no data | 00-VAXS869 | no data | no data | no data | APH Steam Line Outlet Manual Valve | no data | Aux Boiler | PI-1002 | no data | no data | Saturated Steam | 1 1/2" | no data
no data | 00-TCV-AXS870 | no data | no data | no data | APH Steam Line Temperature Control Valve | no data | Aux Boiler | PI-1002 | no data | no data | Saturated Steam | 1 " | no data
no data | 00-VAXS871 | no data | no data | no data | APH Steam Line Drain Valve | no data | Aux Boiler | PI-1002 | no data | no data | Saturated Steam | 1/2" | no data
no data | 00-VAXS872 | no data | no data | no data | APH Steam Trap Inlet Manual Valve | no data | Aux Boiler | PI-1002 | no data | no data | Saturated Steam | 1/2" | no data
no data | 00-VAXS874 | no data | no data | no data | APH Steam Trap Outlet Manual Valve | no data | Aux Boiler | PI-1002 | no data | no data | Saturated Steam | 1/2" | no data
no data | 00-VAXS875 | no data | no data | no data | APH Steam Trap Bypass Manual Hand Control Valve | no data | Aux Boiler | PI-1002 | no data | no data | Saturated Steam | 1/2" | no data
no data | 00-VAXS880 | no data | no data | no data | APH Steam Trap Drain Valve | no data | Aux Boiler | PI-1002 | no data | no data | Saturated Steam | 1/2" | no data
no data | 00-VAXS881 | no data | no data | no data | APH Steam Trap Inlet Manual Valve | no data | Aux Boiler | PI-1002 | no data | no data | Saturated Steam | 1/2" | no data
no data | 00-VAXS883 | no data | no data | no data | APH Steam Trap Outlet Manual Valve | no data | Aux Boiler | PI-1002 | no data | no data | Saturated Steam | 1/2" | no data
no data | 00-VAXS884 | no data | no data | no data | APH Steam Trap Bypass Manual Hand Control Valve | no data | Aux Boiler | PI-1002 | no data | no data | Saturated Steam | 1/2" | no data
no data | 00-VAXS885 | no data | no data | no data | APH Steam Trap Check Valve | no data | Aux Boiler | PI-1002 | no data | no data | Saturated Steam | 1/2" | no data
no data | 00-VAXS887 | no data | no data | no data | Combustion Air Flow Transmitter Root Valve | no data | Aux Boiler | 627-02455-7 | no data | no data | Combustion Air | 3/4" | no data
no data | 00-VAXS888 | no data | no data | no data | Combustion Air Flow Transmitter Root Valve | no data | Aux Boiler | 627-02455-7 | no data | no data | Combustion Air | 3/4" | no data
no data | 00-VAXS890 | no data | no data | no data | Combustion Air Isolation Valve | no data | Aux Boiler | 627-02455-7 | no data | no data | Combustion Air | 1/2" | no data
no data | 00-VAXS897 | no data | no data | no data | FGR Flow Transmitter Root Valve | no data | Aux Boiler | 627-02455-7 | no data | no data | Combustion Air | 3/4" | no data
no data | 00-VAXS896 | no data | no data | no data | FGR Flow Transmitter Root Valve | no data | Aux Boiler | 627-02455-7 | no data | no data | Combustion Air | 3/4" | no data
no data | 00-VAXS895 | no data | no data | no data | FGR Isolation Valve | no data | Aux Boiler | 627-02455-7 | no data | no data | Combustion Air | 1/2" | no data
no data | 00‐PRV‐FGS412 | no data | no data | no data | Nitrogen Seal Pressure Regulator | no data | FGC | no data | no data | no data | Fuel Gas | 3/4" | no data
no data | 00‐PSV‐FGS432 | no data | no data | no data | Lube Oil Supply Back Pressure Control Valve | no data | FGC | no data | no data | no data | Fuel Gas | 1" | no data
no data | 00‐PSV‐FGS431 | no data | no data | no data | Lube Oil Supply Pressure Relief Valve | no data | FGC | no data | no data | no data | Fuel Gas | 2.5" | no data
no data | 00‐PRV‐INA436 | no data | no data | no data | Lueb Oil Reservoir Vacuum Pressure Regulator | no data | FGC | no data | no data | no data | Fuel Gas | 1/2" | no data
no data | 00‐TCV‐FGS435 | no data | no data | no data | Lube Oil Temperature Control Valve | no data | FGC | no data | no data | no data | Fuel Gas | 2" | no data
no data | 00‐SOV‐INA488 | no data | no data | no data | Inlet Block Valve Solenoid Valve | no data | FGC | no data | no data | no data | Fuel Gas | 1/2" | no data
no data | 00‐YV‐FGS477 | no data | no data | no data | Inlet Block Valve | no data | FGC | no data | no data | no data | Fuel Gas | 10" | no data
no data | 00‐VFGS476 | no data | no data | no data | Manual Inlet Isolation Valve | no data | FGC | no data | no data | no data | Fuel Gas | 10" | no data
no data | 00‐PCV‐FGS472 | no data | no data | no data | Inlet Throttle Valve | no data | FGC | no data | no data | no data | Fuel Gas | 10" | no data
no data | 00‐SOV‐INA489 | no data | no data | no data | Purge Valve Solenoid Valve | no data | FGC | no data | no data | no data | Fuel Gas | 1/2" | no data
no data | 00‐PCV‐FGS471 | no data | no data | no data | Startup Purge Valve | no data | FGC | no data | no data | no data | Fuel Gas | 1/2" | no data
no data | 00‐YV‐FGS478 | no data | no data | no data | Discharge Block Valve | no data | FGC | no data | no data | no data | Fuel Gas | 8" | no data
no data | 00‐SOV‐INA500 | no data | no data | no data | Discharge Block Valve Solenoid Valve | no data | FGC | no data | no data | no data | Fuel Gas | 8" | no data
no data | 00‐VFGS469 | no data | no data | no data | Discharge Check Valve | no data | FGC | no data | no data | no data | Fuel Gas | 8" | no data
no data | 00‐VFGS479 | no data | no data | no data | Manual Discharge Isolation Valve | no data | FGC | no data | no data | no data | Fuel Gas | 8" | no data
no data | 00‐PCV‐FGS474 | no data | no data | no data | Recycle Valve | no data | FGC | no data | no data | no data | Fuel Gas | 4" | no data
no data | 00‐PCV‐FGS475 | no data | no data | no data | System Vent Valve | no data | FGC | no data | no data | no data | Fuel Gas | 2" | no data
no data | 00‐PSV‐FGS480 | no data | no data | no data | Pressure Safety Valve | no data | FGC | no data | no data | no data | Fuel Gas | 3" x 4" | no data
no data | 00‐PRV‐FGS512 | no data | no data | no data | Nitrogen Seal Pressure Regulator | no data | FGC | no data | no data | no data | Fuel Gas | 3/4" | no data
no data | 00‐PSV‐FGS532 | no data | no data | no data | Lube Oil Supply Back Pressure Control Valve | no data | FGC | no data | no data | no data | Fuel Gas | 1" | no data
no data | 00‐PSV‐FGS531 | no data | no data | no data | Lube Oil Supply Pressure Relief Valve | no data | FGC | no data | no data | no data | Fuel Gas | 2.5" | no data
no data | 00‐PRV‐INA536 | no data | no data | no data | Lueb Oil Reservoir Vacuum Pressure Regulator | no data | FGC | no data | no data | no data | Fuel Gas | 1/2" | no data
no data | 00‐TCV‐FGS535 | no data | no data | no data | Lube Oil Temperature Control Valve | no data | FGC | no data | no data | no data | Fuel Gas | 2" | no data
no data | 00‐SOV‐INA588 | no data | no data | no data | Inlet Block Valve Solenoid Valve | no data | FGC | no data | no data | no data | Fuel Gas | 1/2" | no data
no data | 00‐YV‐FGS577 | no data | no data | no data | Inlet Block Valve | no data | FGC | no data | no data | no data | Fuel Gas | 10" | no data
no data | 00‐VFGS576 | no data | no data | no data | Manual Inlet Isolation Valve | no data | FGC | no data | no data | no data | Fuel Gas | 10" | no data
no data | 00‐PCV‐FGS572 | no data | no data | no data | Inlet Throttle Valve | no data | FGC | no data | no data | no data | Fuel Gas | 10" | no data
no data | 00‐SOV‐INA589 | no data | no data | no data | Purge Valve Solenoid Valve | no data | FGC | no data | no data | no data | Fuel Gas | 1/2" | no data
no data | 00‐PCV‐FGS571 | no data | no data | no data | Startup Purge Valve | no data | FGC | no data | no data | no data | Fuel Gas | 1/2" | no data
no data | 00‐YV‐FGS578 | no data | no data | no data | Discharge Block Valve | no data | FGC | no data | no data | no data | Fuel Gas | 8" | no data
no data | 00‐SOV‐INA501 | no data | no data | no data | Discharge Block Valve Solenoid Valve | no data | FGC | no data | no data | no data | Fuel Gas | 8" | no data
no data | 00‐VFGS569 | no data | no data | no data | Discharge Check Valve | no data | FGC | no data | no data | no data | Fuel Gas | 8" | no data
no data | 00‐VFGS579 | no data | no data | no data | Manual Discharge Isolation Valve | no data | FGC | no data | no data | no data | Fuel Gas | 8" | no data
no data | 00‐PCV‐FGS574 | no data | no data | no data | Recycle Valve | no data | FGC | no data | no data | no data | Fuel Gas | 4" | no data
no data | 00‐PCV‐FGS575 | no data | no data | no data | System Vent Valve | no data | FGC | no data | no data | no data | Fuel Gas | 2" | no data
no data | 00‐PSV‐FGS580 | no data | no data | no data | Pressure Safety Valve | no data | FGC | no data | no data | no data | Fuel Gas | 3" x 4" | no data
no data | 00‐PRV‐FGS612 | no data | no data | no data | Nitrogen Seal Pressure Regulator | no data | FGC | no data | no data | no data | Fuel Gas | 3/4" | no data
no data | 00‐PSV‐FGS632 | no data | no data | no data | Lube Oil Supply Back Pressure Control Valve | no data | FGC | no data | no data | no data | Fuel Gas | 1" | no data
no data | 00‐PSV‐FGS631 | no data | no data | no data | Lube Oil Supply Pressure Relief Valve | no data | FGC | no data | no data | no data | Fuel Gas | 2.5" | no data
no data | 00‐PRV‐INA636 | no data | no data | no data | Lueb Oil Reservoir Vacuum Pressure Regulator | no data | FGC | no data | no data | no data | Fuel Gas | 1/2" | no data
no data | 00‐TCV‐FGS635 | no data | no data | no data | Lube Oil Temperature Control Valve | no data | FGC | no data | no data | no data | Fuel Gas | 2" | no data
no data | 00‐SOV‐INA688 | no data | no data | no data | Inlet Block Valve Solenoid Valve | no data | FGC | no data | no data | no data | Fuel Gas | 1/2" | no data
no data | 00‐YV‐FGS677 | no data | no data | no data | Inlet Block Valve | no data | FGC | no data | no data | no data | Fuel Gas | 10" | no data
no data | 00‐VFGS676 | no data | no data | no data | Manual Inlet Isolation Valve | no data | FGC | no data | no data | no data | Fuel Gas | 10" | no data
no data | 00‐PCV‐FGS672 | no data | no data | no data | Inlet Throttle Valve | no data | FGC | no data | no data | no data | Fuel Gas | 10" | no data
no data | 00‐SOV‐INA689 | no data | no data | no data | Purge Valve Solenoid Valve | no data | FGC | no data | no data | no data | Fuel Gas | 1/2" | no data
no data | 00‐PCV‐FGS671 | no data | no data | no data | Startup Purge Valve | no data | FGC | no data | no data | no data | Fuel Gas | 1/2" | no data
no data | 00‐YV‐FGS678 | no data | no data | no data | Discharge Block Valve | no data | FGC | no data | no data | no data | Fuel Gas | 8" | no data
no data | 00‐SOV‐INA502 | no data | no data | no data | Discharge Block Valve Solenoid Valve | no data | FGC | no data | no data | no data | Fuel Gas | 8" | no data
no data | 00‐VFGS669 | no data | no data | no data | Discharge Check Valve | no data | FGC | no data | no data | no data | Fuel Gas | 8" | no data
no data | 00‐VFGS679 | no data | no data | no data | Manual Discharge Isolation Valve | no data | FGC | no data | no data | no data | Fuel Gas | 8" | no data
no data | 00‐PCV‐FGS674 | no data | no data | no data | Recycle Valve | no data | FGC | no data | no data | no data | Fuel Gas | 4" | no data
no data | 00‐PCV‐FGS675 | no data | no data | no data | System Vent Valve | no data | FGC | no data | no data | no data | Fuel Gas | 2" | no data
no data | 00‐PSV‐FGS680 | no data | no data | no data | Pressure Safety Valve | no data | FGC | no data | no data | no data | Fuel Gas | 3" x 4" | no data
no data | 00-VFP853 | no data | no data | no data | Hose Header Valve | Handwheel | FireSystem | QZ0386‐P&ID | no data | no data | Water | 2.5 | no data
no data | 00-VFP854 | no data | no data | no data | Jockey Pump Discharge shut-off | Handwheel | FireSystem | QZ0386‐P&ID | no data | no data | Water | 2.5 | no data
no data | 00-VFP855 | no data | no data | no data | Hose Header Valve | Handwheel | FireSystem | QZ0386‐P&ID | no data | no data | Water | 2.5 | no data
no data | 00-VFP856 | no data | no data | no data | Hose Header Valve | Handwheel | FireSystem | QZ0386‐P&ID | no data | no data | Water | 2.5 | no data
no data | 00-VFP857 | no data | no data | no data | Electric pump discharge gauge valve | Handwheel | FireSystem | QZ0386‐P&ID | no data | no data | Water | 2.5 | no data
no data | 00-VFP858 | no data | no data | no data | Hose Header Valve | Handwheel | FireSystem | QZ0386‐P&ID | no data | no data | Water | 2.5 | no data
no data | 00-VFP859 | no data | no data | no data | Hose Header Valve | Handwheel | FireSystem | QZ0386‐P&ID | no data | no data | Water | 2.5 | no data
no data | 00-VFP860 | no data | no data | no data | Hose Header Valve | Handwheel | FireSystem | QZ0386‐P&ID | no data | no data | Water | 2.5 | no data
no data | 00-VFP861 | no data | no data | no data | Hose Header Valve | Handwheel | FireSystem | QZ0386‐P&ID | no data | no data | Water | 2.5 | no data
no data | 00-VFP862 | no data | no data | no data | Hose Header Valve | Handwheel | FireSystem | QZ0386‐P&ID | no data | no data | Water | 2.5 | no data
no data | 00-VFPS809 | no data | no data | no data | Jockey Pump Suction shut-off | Handwheel | FireSystem | QZ0386‐P&ID | no data | no data | Water | 1.25 | no data
no data | 00-VFP810 | no data | no data | no data | Jockey Pump Discharge shut-off | Handwheel | FireSystem | QZ0386‐P&ID | no data | no data | Water | 1.25 | no data
no data | 00-VFP866 | no data | no data | no data | Cooling loop pressure gauge shut-off | Locking | FireSystem | QZ0386‐P&ID | no data | no data | Water | 0.25 | no data
no data | 00-VFP815 | no data | no data | no data | Electric pump suction gauge valve | Locking | FireSystem | QZ0386‐P&ID | no data | no data | Water | 0.25 | no data
no data | 00-VFP816 | no data | no data | no data | Electric pump discharge gauge valve | Locking | FireSystem | QZ0386‐P&ID | no data | no data | Water | 0.25 | no data
no data | 00-VFP817 | no data | no data | no data | Diesel pump suction gauge valve | Locking | FireSystem | QZ0386‐P&ID | no data | no data | Water | 0.25 | no data
no data | 00-VFP818 | no data | no data | no data | diesel pump discharge gauge valve | Locking | FireSystem | QZ0386‐P&ID | no data | no data | Water | 0.25 | no data
no data | 00-VFP819 | no data | no data | no data | Diesel fuel tank drain | Locking | FireSystem | QZ0386‐P&ID | no data | no data | Water | 1 | no data
no data | 00-VFP820 | no data | no data | no data | Diesel fuel shut-off | Locking | FireSystem | QZ0386‐P&ID | no data | no data | Water | 0.5 | no data
no data | 00-VFP821 | no data | no data | no data | Sprinkler Shutoff Valve | Handwheel | FireSystem | QZ0386‐P&ID | no data | no data | Water | 2 | no data
no data | 00-VFP822 | no data | no data | no data | Sprinkler Check Valve | N/A | FireSystem | QZ0386‐P&ID | no data | no data | Water | 2 | no data
no data | 00-VFP823 | no data | no data | no data | Jockey Sensing Line Shut-off | Handwheel | FireSystem | QZ0386‐P&ID | no data | no data | Water | 0.5 | no data
no data | 00-VFP824 | no data | no data | no data | Jockey Sensing Line Shut-off | Handwheel | FireSystem | QZ0386‐P&ID | no data | no data | Water | 0.5 | no data
no data | 00-VFP825 | no data | no data | no data | Electric Pump Sensing Line shut-off | Handwheel | FireSystem | QZ0386‐P&ID | no data | no data | Water | 0.5 | no data
no data | 00-VFP826 | no data | no data | no data | Electric Pump Sensing Line shut-off | Handwheel | FireSystem | QZ0386‐P&ID | no data | no data | Water | 0.5 | no data
no data | 00-VFP827 | no data | no data | no data | Engine Pump Sensing Line shut-off | Handwheel | FireSystem | QZ0386‐P&ID | no data | no data | Water | 0.5 | no data
no data | 00-VFP828 | no data | no data | no data | Engine Pump Sensing Line shut-off | Handwheel | FireSystem | QZ0386‐P&ID | no data | no data | Water | 0.5 | no data
no data | 00-VFP829 | no data | no data | no data | Hose Header ball drip valve | N/A | FireSystem | QZ0386‐P&ID | no data | no data | Water | 0.75 | no data
no data | 00-VFP830 | no data | no data | no data | FDC Ball Drip valve | N/A | FireSystem | QZ0386‐P&ID | no data | no data | Water | 0.75 | no data
no data | 00-VFP805 | no data | no data | no data | Test connection Electric | Handwheel | FireSystem | QZ0386‐P&ID | no data | no data | Water | 10 | no data
no data | 00-VFP806 | no data | no data | no data | Test connection Diesel | Handwheel | FireSystem | QZ0386‐P&ID | no data | no data | Water | 10 | no data
no data | 00-VFP807 | no data | no data | no data | Hose Header shut-off valve | Handwheel | FireSystem | QZ0386‐P&ID | no data | no data | Water | 10 | no data
no data | 00-VFP808 | no data | no data | no data | Flowmeter Throttling BF Valve | Handwheel | FireSystem | QZ0386‐P&ID | no data | no data | Water | 8 | no data
no data | 00-VFP811 | no data | no data | no data | Jockey Check Valve | N/A | FireSystem | QZ0386‐P&ID | no data | no data | Water | 1.25 | no data
no data | 00-VFP812 | no data | no data | no data | Electric Pump Check valve | N/A | FireSystem | QZ0386‐P&ID | no data | no data | Water | 12 | no data
no data | 00-VFP813 | no data | no data | no data | Engine Pump Check valve | N/A | FireSystem | QZ0386‐P&ID | no data | no data | Water | 12 | no data
no data | 00-VFP814 | no data | no data | no data | Fire Dept Connection Check valve | N/A | FireSystem | QZ0386‐P&ID | no data | no data | Water | 4 | no data
no data | 00-VFP801 | no data | no data | no data | Electric Pump Suction Valve | Handwheel | FireSystem | QZ0386‐P&ID | no data | no data | Water | 12 | no data
no data | 00-VFP802 | no data | no data | no data | Electric Pump Discharge valve | Handwheel | FireSystem | QZ0386‐P&ID | no data | no data | Water | 12 | no data
no data | 00-VFP803 | no data | no data | no data | Engine Pump Suction Valve | Handwheel | FireSystem | QZ0386‐P&ID | no data | no data | Water | 12 | no data
no data | 00-VFP804 | no data | no data | no data | Engine Pump Discharge Valve | Handwheel | FireSystem | QZ0386‐P&ID | no data | no data | Water | 12 | no data
no data | 00-PSV-FPS802 | no data | no data | no data | Jockey Pump Pressure Relief Valve | N/A | FireSystem | QZ0386‐P&ID | no data | no data | Water | 0.75 | no data
no data | 00-PSV-FPS803 | no data | no data | no data | Electric Pump casing relief valve | N/A | FireSystem | QZ0386‐P&ID | no data | no data | Water | 1 | no data
no data | 00-PSV-FPS801 | no data | no data | no data | Main Relief valve | N/A | FireSystem | QZ0386‐P&ID | no data | no data | Water | 8 | no data
no data | 00-SOV-FPS801 | no data | no data | no data | Solenoid Valve | N/A | FireSystem | QZ0386‐P&ID | no data | no data | Water | 1 | no data
no data | 00-PRV-FPS801 | no data | no data | no data | Pressure regulating valve Engine Cooli | N/A | FireSystem | QZ0386‐P&ID | no data | no data | Water | 1 | no data
no data | 00-PRV-FPS802 | no data | no data | no data | Pressure regulating valve Engine Cooli | N/A | FireSystem | QZ0386‐P&ID | no data | no data | Water | 1 | no data
no data | 00-VFP837 | no data | no data | no data | Cooling loop | Lever | FireSystem | QZ0386‐P&ID | no data | no data | Water | 1 | no data
no data | 00-VFP838 | no data | no data | no data | Cooling loop | Lever | FireSystem | QZ0386‐P&ID | no data | no data | Water | 1 | no data
no data | 00-VFP839 | no data | no data | no data | Sprinkler Riser Manifold | Bar handle | FireSystem | QZ0386‐P&ID | no data | no data | Water | 0.25 | no data
no data | 00-VFP840 | no data | no data | no data | Sprinkler Riser Manifold | Bar handle | FireSystem | QZ0386‐P&ID | no data | no data | Water | 1.25 | no data
no data | 00-VFP841 | no data | no data | no data | Jockey Pump Sensing Line Orifice | N/A | FireSystem | QZ0386‐P&ID | no data | no data | Water | 0.5 | no data
no data | 00-VFP842 | no data | no data | no data | Jockey Pump Sensing Line Orifice | N/A | FireSystem | QZ0386‐P&ID | no data | no data | Water | 0.5 | no data
no data | 00-VFP843 | no data | no data | no data | Electric Pump Sensing Line Orifice | N/A | FireSystem | QZ0386‐P&ID | no data | no data | Water | 0.5 | no data
no data | 00-VFP844 | no data | no data | no data | Electric Pump Sensing Line Orifice | N/A | FireSystem | QZ0386‐P&ID | no data | no data | Water | 0.5 | no data
no data | 00-VFP845 | no data | no data | no data | Diesel Pump Sensing Line Orifice | N/A | FireSystem | QZ0386‐P&ID | no data | no data | Water | 0.5 | no data
no data | 00-VFP846 | no data | no data | no data | Diesel Pump Sensing Line Orifice | N/A | FireSystem | QZ0386‐P&ID | no data | no data | Water | 0.5 | no data
no data | 00-VFP851 | no data | no data | no data | Hose Header Valve | Handwheel | FireSystem | QZ0386‐P&ID | no data | no data | Water | 2.5 | no data
no data | 00-VFP852 | no data | no data | no data | Hose Header Valve | Handwheel | FireSystem | QZ0386‐P&ID | no data | no data | Water | 2.5 | no data
no data | 00-VFGS764 | no data | no data | no data | 1/2" SWxTH BALL VALVE, FULL PORT | LEVER | FGS | A00201-C7 | no data | no data | NAT. GAS | 1/2” | no data
no data | 00-VFGS765 | no data | no data | no data | 1/2" 2-WAY MANIFOLD VALVE | LEVER | FGS | A00201-C7 | no data | no data | NAT. GAS | 1/2” | no data
no data | 00-VFGS766 | no data | no data | no data | 1/2" SWxTH BALL VALVE, FULL PORT | LEVER | FGS | A00201-C7 | no data | no data | AIR | 1/2" | no data
no data | 00-VFGS767 | no data | no data | no data | 1/2" SWxTH BALL VALVE, FULL PORT | LEVER | FGS | A00201-C7 | no data | no data | AIR | 1/2" | no data
no data | 00-VFGS768 | no data | no data | no data | 1/2" SWxTH BALL VALVE, FULL PORT | LEVER | FGS | A00201-C7 | no data | no data | AIR | 1/2” | no data
no data | 00-VFGS769 | no data | no data | no data | 1/2" SWxTH BALL VALVE, FULL PORT | LEVER | FGS | A00201-C7 | no data | no data | AIR | 1/2” | no data
no data | 00-VFGS770 | no data | no data | no data | 1/2" SWxTH BALL VALVE, FULL PORT | LEVER | FGS | A00201-C7 | no data | no data | AIR | 1/2" | no data
no data | 00-VFGS771 | no data | no data | no data | 1/2" SWxTH BALL VALVE, FULL PORT | LEVER | FGS | A00201-C7 | no data | no data | AIR | 1/2” | no data
no data | 00-VFGS772 | no data | no data | no data | 16" RF TRUNNION BALL BALVE, FULL PORT | GEAR | FGS | A00201-C7 | no data | no data | NAT. GAS | 16" | no data
no data | 00-VFGS773 | no data | no data | no data | 16" RF TRUNNION BALL BALVE, FULL PORT | GEAR | FGS | A00201-C7 | no data | no data | NAT. GAS | 16" | no data
no data | 00-VFGS774 | no data | no data | no data | 16" RF TRUNNION BALL BALVE, FULL PORT | GEAR | FGS | A00201-C7 | no data | no data | NAT. GAS | 16" | no data
no data | 00-VFGS775 | no data | no data | no data | 16" RF TRUNNION BALL BALVE, FULL PORT | GEAR | FGS | A00201-C7 | no data | no data | NAT. GAS | 16" | no data
no data | 00-VFGS776 | no data | no data | no data | 8" RF TRUNNION BALL BALVE, FULL PORT | GEAR | FGS | A00201-C7 | no data | no data | NAT. GAS | 8" | no data
no data | 00-VFGS777 | no data | no data | no data | 8" RF TRUNNION BALL BALVE, FULL PORT | GEAR | FGS | A00201-C7 | no data | no data | NAT. GAS | 8" | no data
no data | 00-VFGS778 | no data | no data | no data | 1/2" SWxTH BALL VALVE, FULL PORT | LEVER | FGS | A00201-C7 | no data | no data | NAT. GAS | 1/2" | no data
no data | 00-VFGS779 | no data | no data | no data | 1/2" 2-WAY MANIFOLD VALVE | LEVER | FGS | A00201-C7 | no data | no data | NAT. GAS | 1/2" | no data
no data | 00-VFGS78O | no data | no data | no data | 1/2" SWxTH BALL VALVE, FULL PORT | LEVER | FGS | A00201-C7 | no data | no data | NAT. GAS | 1/2" | no data
no data | 00-VFGS781 | no data | no data | no data | 1/2" SWxTH BALL VALVE, FULL PORT | LEVER | FGS | A00201-C7 | no data | no data | NAT. GAS | 1/2" | no data
no data | 00-VFGS782 | no data | no data | no data | 1/2" SWxTH BALL VALVE, FULL PORT | LEVER | FGS | A00201-C7 | no data | no data | NAT. GAS | 1/2” | no data
no data | 00-VFGS783 | no data | no data | no data | 6" RF CHECK VALVE | N/A | FGS | A00201-C7 | no data | no data | NAT. GAS | 6” | no data
no data | 00-VFGS784 | no data | no data | no data | 1/2" SWxTH BALL VALVE, FULL PORT | LEVER | FGS | A00201-C7 | no data | no data | NAT. GAS | 1/2" | no data
no data | 00-YV-FGS785 | no data | no data | no data | 16" RF TRUNNION BALL BALVE, FULL PORT | ACTUATOR | FGS | A00201-C7 | no data | no data | NAT. GAS | 16" | no data
no data | 00-VFGS785 | no data | no data | no data | 1/2" SWxTH BALL VALVE, FULL PORT | LEVER | FGS | A00201-C7 | no data | no data | AIR | 1/2” | no data
no data | 00-YV-FGS786 | no data | no data | no data | 16" RF TRUNNION BALL BALVE, FULL PORT | ACTUATOR | FGS | A00201-C7 | no data | no data | NAT. GAS | 16" | no data
no data | 00-VFGS786 | no data | no data | no data | 1/2" SWxTH BALL VALVE, FULL PORT | LEVER | FGS | A00201-C7 | no data | no data | AIR | 1/2” | no data
no data | 00-YV-FGS787 | no data | no data | no data | 6" RF TRUNNION BALL BALVE, FULL PORT | ACTUATOR | FGS | A00201-C7 | no data | no data | NAT. GAS | 6" | no data
no data | 00-VFGS787 | no data | no data | no data | 1/2" SWxTH BALL VALVE, FULL PORT | LEVER | FGS | A00201-C7 | no data | no data | AIR | 1/2” | no data
no data | oo-VFcs7gg | no data | no data | no data | 1/2" SWxTH BALL VALVE, FULL PORT | LEVER | FGS | A00201-C7 | no data | no data | NAT. GAS | 1/2” | no data
no data | 00-VFGS789 | no data | no data | no data | 1/2" SWxTH BALL VALVE, FULL PORT | LEVER | FGS | A00201-C7 | no data | no data | NAT. GAS | 1/2” | no data
no data | 00-VFGS790 | no data | no data | no data | 1/2" SWxTH BALL VALVE, FULL PORT | LEVER | FGS | A00201-C7 | no data | no data | NAT. GAS | 1/2” | no data
no data | 00-VFGS791 | no data | no data | no data | 1/2" SWxTH BALL VALVE, FULL PORT | LEVER | FGS | A00201-C7 | no data | no data | NAT. GAS | 1/2" | no data
no data | 00-VFGS792 | no data | no data | no data | 1/2" SWxTH BALL VALVE, FULL PORT | LEVER | FGS | A00201-C7 | no data | no data | NAT. GAS | 1/2” | no data
no data | 00-VFGS793 | no data | no data | no data | 1/2" SWxTH BALL VALVE, FULL PORT | LEVER | FGS | A00201-C7 | no data | no data | NAT. GAS | 1/2” | no data
no data | 00-VFGS794 | no data | no data | no data | 1/2" SWxTH BALL VALVE, FULL PORT | LEVER | FGS | A00201-C7 | no data | no data | NAT. GAS | 1/2” | no data
no data | 00-VFGS795 | no data | no data | no data | 1/2" SWxTH BALL VALVE, FULL PORT | LEVER | FGS | A00201-C7 | no data | no data | AIR | 1/2” | no data
no data | 00-W-FGSB00 | no data | no data | no data | 16" RF TRUNNION BALL BALVE, FULL PORT | ACTUATOR | FGS | A00201-C1 | no data | no data | NAT. GAS | 16” | no data
no data | 00-VFGS802 | no data | no data | no data | 1" SW BALL VALVE, FULL PORT | LEVER | FGS | A00201-C1 | no data | no data | AIR | 1" | no data
no data | 00-VFGS803 | no data | no data | no data | 3/4" SWxTH BALL VALVE, FULL PORT | LEVER | FGS | A00201-C1 | no data | no data | NAT. GAS | 3/4" | no data
no data | 00-VFGS804 | no data | no data | no data | 1/2" SWxTH BALL VALVE, FULL PORT | LEVER | FGS | A00201-C1 | no data | no data | NAT. GAS | 1/2" | no data
no data | 00-VFGS805 | no data | no data | no data | 3/4" SWxTH BALL VALVE, FULL PORT | LEVER | FGS | A00201-C1 | no data | no data | NAT. GAS | 3/4" | no data
no data | 00-VFGS806 | no data | no data | no data | 1/2" SWxTH BALL VALVE, FULL PORT | LEVER | FGS | A00201-C1 | no data | no data | NAT. GAS | 1/2" | no data
no data | 00-VFGS807 | no data | no data | no data | 1" SW BALL VALVE, FULL PORT | LEVER | FGS | A00201-C1 | no data | no data | CONDENSATE | 1" | no data
no data | 00-VFGS808 | no data | no data | no data | 1" SW BALL VALVE, FULL PORT | LEVER | FGS | A00201-C1 | no data | no data | NAT. GAS | 1" | no data
no data | 00-VFGS809 | no data | no data | no data | 1” SW BALL VALVE, FULL PORT | LEVER | FGS | A00201-C1 | no data | no data | CONDENSATE | 1" | no data
no data | 00-VFGS810 | no data | no data | no data | 1" SW BALL VALVE, FULL PORT | LEVER | FGS | AOO2O1-C1 | no data | no data | NAT. GAS | 1" | no data
no data | 00-VFGS811 | no data | no data | no data | 3/4" SW BALL VALVE, FULL PORT | LEVER | FGS | A00201-C1 | no data | no data | CONDENSATE | 3/4” | no data
no data | 00-VFGS812 | no data | no data | no data | 3/4" SW BALL VALVE, FULL PORT | LEVER | FGS | A00201-C1 | no data | no data | NAT. GAS | 3/4" | no data
no data | 00-VFGS813 | no data | no data | no data | 3/4" SW BALL VALVE, FULL PORT | LEVER | FGS | A00201-C1 | no data | no data | CONDENSATE | 3/4” | no data
no data | 00-VFGS814 | no data | no data | no data | 3/4" SW BALL VALVE, FULL PORT | LEVER | FGS | A00201-C1 | no data | no data | NAT. GAS | 3/4” | no data
no data | 00-VFGS815 | no data | no data | no data | 1" SW BALL VALVE, FULL PORT | LEVER | FGS | A00201-C1 | no data | no data | CONDENSATE | 1" | no data
no data | 00-VFGS816 | no data | no data | no data | 1" SW BALL VALVE, FULL PORT | LEVER | FGS | A00201-C1 | no data | no data | NAT. GAS | 1" | no data
no data | 00-VFGS817 | no data | no data | no data | 1" SW BALL VALVE, FULL PORT | LEVER | FGS | A00201-C1 | no data | no data | CONDENSATE | 1" | no data
no data | 00-VFGS818 | no data | no data | no data | 1" SW BALL VALVE, FULL PORT | LEVER | FGS | A00201-C1 | no data | no data | NAT. GAS | 1" | no data
no data | 00-VFGS819 | no data | no data | no data | 1" SW BALL VALVE, FULL PORT | LEVER | FGS | A00201-C1 | no data | no data | CONDENSATE | 1" | no data
no data | 00-VFGS820 | no data | no data | no data | 1" SW BALL VALVE, FULL PORT | LEVER | FGS | A00201-C1 | no data | no data | CONDENSATE | 1" | no data
no data | 00-VFGS821 | no data | no data | no data | 2" SW CHECK VALVE | N/A | FGS | A00201-C1 | no data | no data | CONDENSATE | 2 | no data
no data | 00-VFGS822 | no data | no data | no data | 2" RF TRUNNION BALL VALVE, FULL PORT | LEVER | FGS | A00201-C1 | no data | no data | CONDENSATE | 2" | no data
no data | 00-VFGS823 | no data | no data | no data | 1" SW BALL VALVE, FULL PORT | LEVER | FGS | A00201-C1 | no data | no data | CONDENSATE | 1" | no data
no data | 00-VFGS824 | no data | no data | no data | 1" SW BALL VALVE, FULL PORT | LEVER | FGS | A00201-C1 | no data | no data | CONDENSATE | 1" | no data
no data | 00-VFGS825 | no data | no data | no data | 2" SW CHECK VALVE | N/A | FGS | A00201-C1 | no data | no data | CONDENSATE | 2" | no data
no data | 00-VFGS826 | no data | no data | no data | 2" RF TRUNNION BALL VALVE, FULL PORT | LEVER | FGS | A00201-C1 | no data | no data | CONDENSATE | 2" | no data
no data | 00-VFGS833 | no data | no data | no data | 12" RF TRUNNION BALL BALVE, FULL PORT | GEAR | FGS | A00201-C3 | no data | no data | NAT. GAS | 12" | no data
no data | 00-VFGS834 | no data | no data | no data | 6" RF TRUNNION BALL BALVE, FULL PORT | GEAR | FGS | A00201-C3 | no data | no data | NAT. GAS | 6" | no data
no data | 00-VFGS837 | no data | no data | no data | 1/2" SWxTH BALL VALVE, FULL PORT | LEVER | FGS | A00201-C3 | no data | no data | NAT. GAS | 1/2" | no data
no data | 00-VFGS839 | no data | no data | no data | 1/2" SWxTH BALL VALVE, FULL PORT | LEVER | FGS | A00201-C3 | no data | no data | NAT. GAS | 1/2" | no data
no data | 00-VFGS840 | no data | no data | no data | 1/2" SWxTH BALL VALVE, FULL PORT | LEVER | FGS | A00201-C3 | no data | no data | NAT. GAS | 1/2” | no data
no data | 00-VFGS841 | no data | no data | no data | 1/2" 2-WAY MANIFOLD VALVE | LEVER | FGS | A00201-C3 | no data | no data | NAT. GAS | 1/2” | no data
no data | 00-VFGS842 | no data | no data | no data | 1/2" 2-WAY MANIFOLD VALVE | LEVER | FGS | A00201-C3 | no data | no data | NAT. GAS | 1/2" | no data
no data | 00-VFGS843 | no data | no data | no data | 1" SWxTH BALL VALVE, FULL PORT | LEVER | FGS | A00201-C3 | no data | no data | NAT. GAS | 1" | no data
no data | 00-VFGS844 | no data | no data | no data | 1" SWxTH BALL VALVE, FULL PORT | LEVER | FGS | A00201-C3 | no data | no data | NAT. GAS | 1" | no data
no data | 00-YV-FGS845 | no data | no data | no data | 12" RF TRUNNION BALL BALVE, FULL PORT | ACTUATOR | FGS | A00201-C3 | no data | no data | NAT. GAS | 12" | no data
no data | 00-VFGS845 | no data | no data | no data | 1/2" SWxTH BALL VALVE, FULL PORT | LEVER | FGS | A00201-C3 | no data | no data | NAT. GAS | 1/2" | no data
no data | 00-YV-FGS846 | no data | no data | no data | 6" RF TRUNNION BALL BALVE, FULL PORT | ACTUATOR | FGS | A00201-C3 | no data | no data | NAT. GAS | 6" | no data
no data | 00-VFGS846 | no data | no data | no data | 1/2" SWxTH BALL VALVE, FULL PORT | LEVER | FGS | A00201-C3 | no data | no data | NAT. GAS | 1/2" | no data
no data | 00-VFGS847 | no data | no data | no data | 1" SWxTH BALL VALVE, FULL PORT | LEVER | FGS | A00201-C3 | no data | no data | NAT. GAS | 1" | no data
no data | 00-VFGS848 | no data | no data | no data | 1" SWxTH BALL VALVE, FULL PORT | LEVER | FGS | A00201-C3 | no data | no data | NAT. GAS | 1" | no data
no data | 00-VFGS849 | no data | no data | no data | 1/2" SWxTH BALL VALVE, FULL PORT | LEVER | FGS | A00201-C3 | no data | no data | NAT. GAS | 1/2" | no data
no data | 00-VFGS851 | no data | no data | no data | 1/2" SWxTH BALL VALVE, FULL PORT | LEVER | FGS | A00201-C4 | no data | no data | NAT. GAS | 1/2" | no data
no data | 00-VFGS852 | no data | no data | no data | 1/2" 2-WAY MANIFOLD VALVE | LEVER | FGS | A00201-C4 | no data | no data | NAT. GAS | 1/2” | no data
no data | 00-VFGS853 | no data | no data | no data | 1/2" SWxTH BALL VALVE, FULL PORT | LEVER | FGS | A00201-C4 | no data | no data | NAT. GAS | 1/2" | no data
no data | 00-VFGS854 | no data | no data | no data | 1/2" SWxTH BALL VALVE, FULL PORT | LEVER | FGS | A00201-C4 | no data | no data | NAT. GAS | 1/2" | no data
no data | 00-VFGS855 | no data | no data | no data | 1/2" SWxTH BALL VALVE, FULL PORT | LEVER | FGS | A00201-C4 | no data | no data | NAT. GAS | 1/2" | no data
no data | 00-VFGS856 | no data | no data | no data | 1/2" SWxTH BALL VALVE, FULL PORT | LEVER | FGS | A00201-C4 | no data | no data | NAT. GAS | 1/2" | no data
no data | 00-VFGS857 | no data | no data | no data | 1/2" 2-WAY MANIFOLD VALVE | LEVER | FGS | A00201-C4 | no data | no data | NAT. GAS | 1/2" | no data
no data | 00-VFGS858 | no data | no data | no data | 1/2" SWxTH BALL VALVE, FULL PORT | LEVER | FGS | A00201-C4 | no data | no data | NAT. GAS | 1/2" | no data
no data | 00-VFGS859 | no data | no data | no data | 1/2" 2-WAY MANIFOLD VALVE | LEVER | FGS | A00201-C4 | no data | no data | NAT. GAS | 1/2" | no data
no data | 00-VFGS864 | no data | no data | no data | 1/2" SWxTH BALL VALVE, FULL PORT | LEVER | FGS | A00201-C8 | no data | no data | NAT. GAS | 1/2” | no data
no data | 00-VFGS865 | no data | no data | no data | 1/2" 2-WAY MANIFOLD VALVE | LEVER | FGS | A00201-C8 | no data | no data | NAT. GAS | 1/2” | no data
no data | 00-VFGS866 | no data | no data | no data | 1/2" SWxTH BALL VALVE, FULL PORT | LEVER | FGS | A00201-C8 | no data | no data | NAT. GAS | 1/2” | no data
no data | 00-VFGS867 | no data | no data | no data | 1/2" SWxTH BALL VALVE, FULL PORT | LEVER | FGS | A00201-C8 | no data | no data | NAT. GAS | 1/2” | no data
no data | 00-VFGS868 | no data | no data | no data | 1/2" SWxTH BALL VALVE, FULL PORT | LEVER | FGS | A00201-C8 | no data | no data | NAT. GAS | 1/2" | no data
no data | 00-VFGS869 | no data | no data | no data | 1/2" SWxTH BALL VALVE, FULL PORT | LEVER | FGS | A00201-C8 | no data | no data | NAT. GAS | 1/2” | no data
no data | 00-VFGS870 | no data | no data | no data | 1/2" SWxTH BALL VALVE, FULL PORT | LEVER | FGS | A00201-C8 | no data | no data | NAT. GAS | 1/2” | no data
no data | 00-VFGS871 | no data | no data | no data | 1/2" SWxTH BALL VALVE, FULL PORT | LEVER | FGS | A00201-C8 | no data | no data | NAT. GAS | 1/2” | no data
no data | 00-VFGS872 | no data | no data | no data | 16" RF TRUNNION BALL BALVE, FULL PORT | GEAR | FGS | A00201-C8 | no data | no data | NAT. GAS | 16" | no data
no data | 00-VFGS873 | no data | no data | no data | 16" RF TRUNNION BALL BALVE, FULL PORT | GEAR | FGS | A00201-C8 | no data | no data | NAT. GAS | 16" | no data
no data | 00-VFGS874 | no data | no data | no data | 16" RF TRUNNION BALL BALVE, FULL PORT | GEAR | FGS | A002O1-CB | no data | no data | NAT. GAS | 16" | no data
no data | 00-VFGS875 | no data | no data | no data | 16" RF TRUNNION BALL BALVE, FULL PORT | GEAR | FGS | A00201-C8 | no data | no data | NAT. GAS | 16" | no data
no data | 00-VFGS876 | no data | no data | no data | 8" RF TRUNNION BALL BALVE, FULL PORT | GEAR | FGS | A00201-C8 | no data | no data | NAT. GAS | 8" | no data
no data | 00-VFGS877 | no data | no data | no data | 8" RF TRUNNION BALL BALVE, FULL PORT | GEAR | FGS | A00201-C8 | no data | no data | NAT. GAS | 8" | no data
no data | 00-VFGS878 | no data | no data | no data | 1/2" SWxTH BALL VALVE, FULL PORT | LEVER | FGS | A00201-C8 | no data | no data | NAT. GAS | 1/2" | no data
no data | 00-VFGS879 | no data | no data | no data | 1/2" 2-WAY MANIFOLD VALVE | LEVER | FGS | A00201-C8 | no data | no data | NAT. GAS | 1/2" | no data
no data | 00-VFGS880 | no data | no data | no data | 1/2" SWxTH BALL VALVE, FULL PORT | LEVER | FGS | A0O201-C8 | no data | no data | NAT. GAS | 1/2” | no data
no data | 00-VFGS881 | no data | no data | no data | 1/2" SWxTH BALL VALVE, FULL PORT | LEVER | FGS | A00201-C8 | no data | no data | NAT. GAS | 1/2" | no data
no data | 00-VFGS882 | no data | no data | no data | 1/2" SWxTH BALL VALVE, FULL PORT | LEVER | FGS | A00201-C8 | no data | no data | NAT. GAS | 1/2” | no data
no data | 00-VFGS883 | no data | no data | no data | 6" RF CHECK VALVE | N/A | FGS | A00201-C8 | no data | no data | NAT. GAS | 6" | no data
no data | 00-VFGS884 | no data | no data | no data | 1/2" SWxTH BALL VALVE, FULL PORT | LEVER | FGS | A00201-C8 | no data | no data | NAT. GAS | 1/2” | no data
no data | 00-YV-FGS885 | no data | no data | no data | 16" RF TRUNNION BALL BALVE, FULL PORT | ACTUATOR | FGS | A00201-C8 | no data | no data | NAT. GAS | 16" | no data
no data | 00-VFGS885 | no data | no data | no data | 1/2" SWxTH BALL VALVE, FULL PORT | LEVER | FGS | A00201-C8 | no data | no data | NAT. GAS | 1/2” | no data
no data | 00-YV-FGS886 | no data | no data | no data | 16" RF TRUNNION BALL BALVE, FULL PORT | ACTUATOR | FGS | A00201-C8 | no data | no data | NAT. GAS | 16" | no data
no data | 00-VFGS886 | no data | no data | no data | 1/2" SWxTH BALL VALVE, FULL PORT | LEVER | FGS | A00201-C8 | no data | no data | NAT. GAS | 1/2" | no data
no data | 00-YV-FGS887 | no data | no data | no data | 6" RF TRUNNION BALL BALVE, FULL PORT | ACTUATOR | FGS | A00201-C8 | no data | no data | NAT. GAS | 6" | no data
no data | 00-VFGS887 | no data | no data | no data | 1/2" SWxTH BALL VALVE, FULL PORT | LEVER | FGS | A00201-C8 | no data | no data | NAT. GAS | 1/2” | no data
no data | 00-VFGS888 | no data | no data | no data | 1/2" SWxTH BALL VALVE, FULL PORT | LEVER | FGS | A00201-C8 | no data | no data | NAT. GAS | 1/2” | no data
no data | 00-VFGS889 | no data | no data | no data | 1/2" SWxTH BALL VALVE, FULL PORT | LEVER | FGS | A00201-C8 | no data | no data | NAT. GAS | 1/2” | no data
no data | 00-VFGS890 | no data | no data | no data | 1/2" SWxTH BALL VALVE, FULL PORT | LEVER | FGS | A00201-C8 | no data | no data | NAT. GAS | 1/2” | no data
no data | 00-VFGS891 | no data | no data | no data | 1/2" SWxTH BALL VALVE, FULL PORT | LEVER | FGS | A00201-C8 | no data | no data | NAT. GAS | 1/2" | no data
no data | 00-VFGS892 | no data | no data | no data | 1/2" SWxTH BALL VALVE, FULL PORT | LEVER | FGS | A00201-C8 | no data | no data | NAT. GAS | 1/2” | no data
no data | 00-VFGS893 | no data | no data | no data | 1/2" SWxTH BALL VALVE, FULL PORT | LEVER | FGS | A00201-C8 | no data | no data | NAT. GAS | 1/2” | no data
no data | 00-VFGS894 | no data | no data | no data | 1/2" SWxTH BALL VALVE, FULL PORT | LEVER | FGS | A00201-C8 | no data | no data | NAT. GAS | 1/2" | no data
no data | 00-VFGS895 | no data | no data | no data | 1/2" SWxTH BALL VALVE, FULL PORT | LEVER | FGS | A00201-C8 | no data | no data | NAT. GAS | 1/2" | no data
no data | 00-VFGS901 | no data | no data | no data | 1/2" SWxTH BALL VALVE, FULL PORT | LEVER | FGS | A00201-C9 | no data | no data | NAT. GAS | 1/2" | no data
no data | 00-YV-FGS700 | no data | no data | no data | 16" RF TRUNNION BALL BALVE, FULL PORT | ACTUATOR | FGS | A00201-C1 | no data | no data | NAT. GAS | 16" | no data
no data | 00-VFGS702 | no data | no data | no data | 1" SW BALL VALVE, FULL PORT | LEVER | FGS | A00201-C1 | no data | no data | AIR | 1" | no data
no data | 00-VFGS703 | no data | no data | no data | 3/4" SWxTH BALL VALVE, FULL PORT | LEVER | FGS | A00201-C1 | no data | no data | NAT. GAS | 3/4” | no data
no data | 00-VFGS704 | no data | no data | no data | 1/2" SWxTH BALL VALVE, FULL PORT | LEVER | FGS | A00201-C1 | no data | no data | NAT. GAS | 1/2" | no data
no data | 00-VFGS705 | no data | no data | no data | 3/4" SWxTH BALL VALVE, FULL PORT | LEVER | FGS | A00201-C1 | no data | no data | NAT. GAS | 3/4” | no data
no data | 00-VFGS706 | no data | no data | no data | 1/2" SWxTH BALL VALVE, FULL PORT | LEVER | FGS | A00201-C1 | no data | no data | NAT. GAS | 1/2” | no data
no data | 00-VFGS707 | no data | no data | no data | 1" SW BALL VALVE, FULL PORT | LEVER | FGS | A00201-C1 | no data | no data | CONDENSATE | 1" | no data
no data | 00-VFGS708 | no data | no data | no data | 1" SW BALL VALVE, FULL PORT | LEVER | FGS | A00201-C1 | no data | no data | NAT. GAS | 1" | no data
no data | 00-VFGS709 | no data | no data | no data | 1" SW BALL VALVE, FULL PORT | LEVER | FGS | A00201-C1 | no data | no data | CONDENSATE | 1" | no data
no data | 00-VFGS710 | no data | no data | no data | 1" SW BALL VALVE, FULL PORT | LEVER | FGS | A00201-C1 | no data | no data | NAT. GAS | 1" | no data
no data | 00-VFGS711 | no data | no data | no data | 3/4" SW BALL VALVE, FULL PORT | LEVER | FGS | A00201-C1 | no data | no data | CONDENSATE | 3/4” | no data
no data | 00-VFGS712 | no data | no data | no data | 3/4" SW BALL VALVE, FULL PORT | LEVER | FGS | A00201-C1 | no data | no data | NAT. GAS | 3/4” | no data
no data | 00-VFGS713 | no data | no data | no data | 3/4" SW BALL VALVE, FULL PORT | LEVER | FGS | A00201-C1 | no data | no data | CONDENSATE | 3/4” | no data
no data | 00-VFGS714 | no data | no data | no data | 3/4" SW BALL VALVE, FULL PORT | LEVER | FGS | A00201-C1 | no data | no data | NAT. GAS | 3/4” | no data
no data | 00-VFGS715 | no data | no data | no data | 1" SW BALL VALVE, FULL PORT | LEVER | FGS | A00201-C1 | no data | no data | CONDENSATE | 1" | no data
no data | 00-VFGS716 | no data | no data | no data | 1" SW BALL VALVE, FULL PORT | LEVER | FGS | A00201-C1 | no data | no data | NAT. GAS | 1" | no data
no data | 00-VFGS717 | no data | no data | no data | 1" SW BALL VALVE, FULL PORT | LEVER | FGS | A00201-C1 | no data | no data | CONDENSATE | 1" | no data
no data | 00-VFGS718 | no data | no data | no data | 1" SW BALL VALVE, FULL PORT | LEVER | FGS | A00201-C1 | no data | no data | NAT. GAS | 1" | no data
no data | 00-VFGS719 | no data | no data | no data | 1" SW BALL VALVE, FULL PORT | LEVER | FGS | A00201-C1 | no data | no data | CONDENSATE | 1" | no data
no data | 00-VFGS72O | no data | no data | no data | 1" SW BALL VALVE, FULL PORT | LEVER | FGS | A00201-C1 | no data | no data | CONDENSATE | 1" | no data
no data | 00-VFGS721 | no data | no data | no data | 2" SW CHECK VALVE | N/A | FGS | A00201-C1 | no data | no data | CONDENSATE | 2 | no data
no data | 00-VFGS722 | no data | no data | no data | 2" RF TRUNNION BALL VALVE, FULL PORT | LEVER | FGS | A00201-C1 | no data | no data | CONDENSATE | 2" | no data
no data | 00-VFGS723 | no data | no data | no data | 1" SW BALL VALVE, FULL PORT | LEVER | FGS | A00201-C1 | no data | no data | CONDENSATE | 1" | no data
no data | 00-VFGS724 | no data | no data | no data | 1" SW BALL VALVE, FULL PORT | LEVER | FGS | A00201-C1 | no data | no data | CONDENSATE | 1" | no data
no data | 00-VFGS725 | no data | no data | no data | 2" SW CHECK VALVE | N/A | FGS | A00201-C1 | no data | no data | CONDENSATE | 2 | no data
no data | 00-VFGS726 | no data | no data | no data | 2" RF TRUNNION BALL VALVE, FULL PORT | LEVER | FGS | A00201-C1 | no data | no data | CONDENSATE | 2" | no data
no data | 00-VFGS727 | no data | no data | no data | 2" RF TRUNNION BALL VALVE, FULL PORT | LEVER | FGS | A00201-C1 | no data | no data | CONDENSATE | 2" | no data
no data | 00-VFGS72g | no data | no data | no data | 2" RF TRUNNION BALL VALVE, FULL PORT | LEVER | FGS | A00201-C1 | no data | no data | NAT. GAS | 2" | no data
no data | 00-VFGS729 | no data | no data | no data | 1/2" SWxTH BALL VALVE, FULL PORT | LEVER | FGS | A00201-C1 | no data | no data | CONDENSATE | 1/2” | no data
no data | 00-VFGS730 | no data | no data | no data | 1/2" SWxTH BALL VALVE, FULL PORT | LEVER | FGS | A00201-C1 | no data | no data | NAT. GAS | 1/2” | no data
no data | 00-VFGS731 | no data | no data | no data | 1" SW BALL VALVE, FULL PORT | LEVER | FGS | A00201-C1 | no data | no data | CONDENSATE | 1" | no data
no data | 00-VFGS732 | no data | no data | no data | 1" SW BALL VALVE, FULL PORT | LEVER | FGS | A00201-C1 | no data | no data | CONDENSATE | 1" | no data
no data | 00-VFGS735 | no data | no data | no data | 1" SW BALL VALVE, FULL PORT | LEVER | FGS | A00201-C1 | no data | no data | CONDENSATE | 1" | no data
no data | 00-VFGS736 | no data | no data | no data | 1/2" SWxTH BALL VALVE, FULL PORT | LEVER | FGS | A00201-C1 | no data | no data | CONDENSATE | 1/2” | no data
no data | 00-VFGS738 | no data | no data | no data | 1/2" SWxTH BALL VALVE, FULL PORT | LEVER | FGS | A00201-C1 | no data | no data | CONDENSATE | 1/2” | no data
no data | 00-VFGS733 | no data | no data | no data | 12" RF TRUNNION BALL BALVE, FULL PORT | GEAR | FGS | A00201-C2 | no data | no data | NAT. GAS | 12" | no data
no data | 00-VFGS734 | no data | no data | no data | 6" RF TRUNNION BALL BALVE, FULL PORT | GEAR | FGS | A00201-C2 | no data | no data | NAT. GAS | 6" | no data
no data | 00-VFGS737 | no data | no data | no data | 1/2" SWxTH BALL VALVE, FULL PORT | LEVER | FGS | A00201-C2 | no data | no data | NAT. GAS | 1/2” | no data
no data | 00-VFGS739 | no data | no data | no data | 1/2" SWxTH BALL VALVE, FULL PORT | LEVER | FGS | A00201-C2 | no data | no data | NAT. GAS | 1/2" | no data
no data | 00-VFGS740 | no data | no data | no data | 1/2" SWxTH BALL VALVE, FULL PORT | LEVER | FGS | A00201-C2 | no data | no data | NAT. GAS | 1/2” | no data
no data | 00-VFGS741 | no data | no data | no data | 1/2" 2-WAY MANIFOLD VALVE | LEVER | FGS | A00201-C2 | no data | no data | NAT. GAS | 1/2" | no data
no data | 00-VFGS742 | no data | no data | no data | 1/2" 2-WAY MANIFOLD VALVE | LEVER | FGS | A00201-C2 | no data | no data | NAT. GAS | 1/2" | no data
no data | 00-VFGS743 | no data | no data | no data | 1" SWxTH BALL VALVE, FULL PORT | LEVER | FGS | A00201-C2 | no data | no data | NAT. GAS | 1" | no data
no data | 00-VFGS744 | no data | no data | no data | 1” SWxTH BALL VALVE, FULL PORT | LEVER | FGS | A00201-C2 | no data | no data | NAT. GAS | 1" | no data
no data | 00-W-FGS745 | no data | no data | no data | 12" RF TRUNNION BALL BALVE, FULL PORT | ACTUATOR | FGS | A00201-C2 | no data | no data | NAT. GAS | 12" | no data
no data | 00-VFGS745 | no data | no data | no data | 1/2" SWxTH BALL VALVE, FULL PORT | LEVER | FGS | A00201-C2 | no data | no data | AIR | 1/2” | no data
no data | 00-YV-FGS746 | no data | no data | no data | 6" RF TRUNNION BALL BALVE, FULL PORT | ACTUATOR | FGS | A00201-C2 | no data | no data | NAT. GAS | 6" | no data
no data | 00-VFGS746 | no data | no data | no data | 1/2" SWxTH BALL VALVE, FULL PORT | LEVER | FGS | A00201-C2 | no data | no data | AIR | 1/2" | no data
no data | 00-VFGS747 | no data | no data | no data | 1" SWxTH BALL VALVE, FULL PORT | LEVER | FGS | A00201-C2 | no data | no data | NAT. GAS | 1" | no data
no data | 00-VFGS748 | no data | no data | no data | 1" SWxTH BALL VALVE, FULL PORT | LEVER | FGS | A00201-C2 | no data | no data | NAT. GAS | 1" | no data
no data | 00-VFGS749 | no data | no data | no data | 1/2" SWxTH BALL VALVE, FULL PORT | LEVER | FGS | A00201-C2 | no data | no data | AIR | 1/2” | no data
no data | 00-VFGS751 | no data | no data | no data | 1/2" SWxTH BALL VALVE, FULL PORT | LEVER | FGS | A00201-C4 | no data | no data | NAT. GAS | 1/2” | no data
no data | 00-VFGS752 | no data | no data | no data | 1/2" 2-WAY MANIFOLD VALVE | LEVER | FGS | A00201-C4 | no data | no data | NAT. GAS | 1/2” | no data
no data | 00-VFGS753 | no data | no data | no data | 1/2" SWxTH BALL VALVE, FULL PORT | LEVER | FGS | A00201-C4 | no data | no data | NAT. GAS | 1/2” | no data
no data | 00-VFGS754 | no data | no data | no data | 1/2" SWxTH BALL VALVE, FULL PORT | LEVER | FGS | A00201-C4 | no data | no data | AIR | 1/2” | no data
no data | 00-VFGS755 | no data | no data | no data | 1/2" SWxTH BALL VALVE, FULL PORT | LEVER | FGS | A00201-C4 | no data | no data | NAT. GAS | 1/2" | no data
no data | 00-VFGS756 | no data | no data | no data | 1/2" SWxTH BALL VALVE, FULL PORT | LEVER | FGS | A00201-C4 | no data | no data | NAT. GAS | 1/2” | no data
no data | 00-VFGS757 | no data | no data | no data | 1/2" 2-WAY MANIFOLD VALVE | LEVER | FGS | A00201-C4 | no data | no data | NAT. GAS | 1/2” | no data
no data | 00-VFGS758 | no data | no data | no data | 1/2" SWxTH BALL VALVE, FULL PORT | LEVER | FGS | A00201-C4 | no data | no data | NAT. GAS | 1/2" | no data
no data | 00-VFGS759 | no data | no data | no data | 1/2" 2-WAY MANIFOLD VALVE | LEVER | FGS | A00201-C4 | no data | no data | NAT. GAS | 1/2" | no data
no data | 00-VFGS761 | no data | no data | no data | 1/2" SWxTH BALL VALVE, FULL PORT | LEVER | FGS | A00201-C4 | no data | no data | AIR | 1/2" | no data
no data | 02-MOV-CND-814COP | no data | no data | no data | STEAM VALVE, ROW 1 | MOTOR | HLTCACC | 11737 | no data | no data | STEAM | 140" | no data
no data | 02-MOV-CND-815COP | no data | no data | no data | STEAM VALVE, ROW 2 | MOTOR | HLTCACC | 11737 | no data | no data | STEAM | 140" | no data
no data | 02-SOV-CND-814 | no data | no data | no data | AIR BLEED VALVE-ROW 1 | SOLENOID | HLTCACC | 11737 | no data | no data | AIR | 1/2" | no data
no data | 02-SOV-CND-815 | no data | no data | no data | AIR BLEED VALVE-ROW 2 | SOLENOID | HLTCACC | 11737 | no data | no data | AIR | 1/2" | no data
no data | 02-TRP-CND-814 | no data | no data | no data | DRAIN TRAP-ROW I | FLOAT | HLTCACC | 11737 | no data | no data | WATER | 3/4" | no data
no data | 02-TRP-CND-815 | no data | no data | no data | DRAIN TRAP-ROW 2 | FLOAT | HLTCACC | 11737 | no data | no data | WATER | 3/4" | no data
no data | 02-V-CND-814A | no data | no data | no data | TRAP BYPASS VALVE | LEVER | HLTCACC | 11737 | no data | no data | WATER | 3/4" | no data
no data | 02-V-CND-815A | no data | no data | no data | TRAP BYPASS VALVE | LEVER | HLTCACC | 11737 | no data | no data | WATER | 3/4" | no data
no data | 02-V-CND-814B | no data | no data | no data | TRAP ISOLATION VALVE | LEVER | HLTCACC | 11737 | no data | no data | WATER | 3/4" | no data
no data | 02-V-CND-815B | no data | no data | no data | TRAP ISOLATION VALVE | LEVER | HLTCACC | 11737 | no data | no data | WATER | 3/4" | no data
no data | 02-V-CND-814C | no data | no data | no data | TRAP ISOLATION VALVE | LEVER | HLTCACC | 11737 | no data | no data | WATER | 3/4" | no data
no data | 02-V-CND-815C | no data | no data | no data | TRAP ISOLATION VALVE | LEVER | HLTCACC | 11737 | no data | no data | WATER | 3/4" | no data
no data | 02-V-CND-868 | no data | no data | no data | CONDENSATE TANK DRAIN VALVE | LEVER | HLTCACC | 11737 | no data | no data | WATER | 3" | no data
no data | 02-YV-CND-871COP | no data | no data | no data | NCG VALVE, ROW 1 | CYLINDER | HLTCACC | 11737 | no data | no data | NCG | 8" | no data
no data | 02-YV-CND-872COP | no data | no data | no data | NCG VALVE, ROW 2 | CYLINDER | HLTCACC | 11737 | no data | no data | NCG | 8" | no data
no data | 02-V-ARM-879 | no data | no data | no data | INLET BLOCK VALVE | HANDWHEEL | HLTCACC | 11737 | no data | no data | NCG | 6" | no data
no data | 02-FSV-ARM-879 | no data | no data | no data | INLET CHECK VALVE |  | HLTCACC | 11737 | no data | no data | NCG | 6" | no data
no data | 02-YV-ARM-880COP | no data | no data | no data | DA MOTIVE STEAM ISOLATION | CYLINDER | HLTCACC | 11737 | no data | no data | STEAM | 1" | no data
no data | 02-V-ARM-880 | no data | no data | no data | MOTIVE STEAM BLOCK | LEVER | HLTCACC | 11737 | no data | no data | STEAM | 1" | no data
no data | 02-TRP-880 | no data | no data | no data | MOISTURE SEPARATOR DRAIN TRAP | Bi-METALLIC | HLTCACC | 11737 | no data | no data | STEAM | 1" | no data
no data | 02-V-ARM-881 | no data | no data | no data | OUTLET BLOCK VALVE | HANDWHEEL | HLTCACC | 11737 | no data | no data | NCG | 6" | no data
no data | 02-V-ARM-970A | no data | no data | no data | GLYCOL SUPPLY BLOCK VALVE-SKID A | HANDWHEEL | HLTCACC | 11737 | no data | no data | 55% GLYCOL | 3" | no data
no data | 02-V-ARM-970B | no data | no data | no data | GLYCOL SUPPLY BLOCK VALVE-SKID B | HANDWHEEL | HLTCACC | 11737 | no data | no data | 55% GLYCOL | 3" | no data
no data | 02-V-ARM-970C | no data | no data | no data | GLYCOL SUPPLY BLOCK VALVE-SKID C | HANDWHEEL | HLTCACC | 11737 | no data | no data | 55% GLYCOL | 3" | no data
no data | 02-V-ARM-970D | no data | no data | no data | GLYCOL SUPPLY BLOCK VALVE-SKID D | HANDWHEEL | HLTCACC | 11737 | no data | no data | 55% GLYCOL | 3" | no data
no data | 02-V-ARM-970E | no data | no data | no data | GLYCOL SUPPLY BLOCK VALVE-SKID E | HANDWHEEL | HLTCACC | 11737 | no data | no data | 55% GLYCOL | 3" | no data
no data | 02-V-ARM-971A | no data | no data | no data | GLYCOL RETURN BLOCK VALVE-SKID A | HANDWHEEL | HLTCACC | 11737 | no data | no data | 55% GLYCOL | 3" | no data
no data | 02-V-ARM-971B | no data | no data | no data | GLYCOL RETURN BLOCK VALVE-SKID B | HANDWHEEL | HLTCACC | 11737 | no data | no data | 55% GLYCOL | 3" | no data
no data | 02-V-ARM-971C | no data | no data | no data | GLYCOL RETURN BLOCK VALVE-SKID C | HANDWHEEL | HLTCACC | 11737 | no data | no data | 55% GLYCOL | 3" | no data
no data | 02-V-ARM-971D | no data | no data | no data | GLYCOL RETURN BLOCK VALVE-SKID D | HANDWHEEL | HLTCACC | 11737 | no data | no data | 55% GLYCOL | 3" | no data
no data | 02-V-ARM-971E | no data | no data | no data | GLYCOL RETURN BLOCK VALVE-SKID E | HANDWHEEL | HLTCACC | 11737 | no data | no data | 55% GLYCOL | 3" | no data
no data | 02-PV-CND-981 | no data | no data | no data | INLET PRESSURE REGULATOR | PISTON/SPRING | HLTCACC | 11737 | no data | no data | WATER | 2" | no data
no data | 02-PV-CND-982 | no data | no data | no data | PUMP DISCH PRESSURE REGULATOR | PISTON/SPRING | HLTCACC | 11737 | no data | no data | WATER | 3/4" | no data
no data | 02-V-CND-981B | no data | no data | no data | SYSTEM DRAIN VALVE | LEVER | HLTCACC | 11737 | no data | no data | STEAM | 1" | no data
no data | 02-V-CND-983A | no data | no data | no data | BRANCH VALVE | LEVER | HLTCACC | 11737 | no data | no data | STEAM | 1" | no data
no data | 02-V-CND-983B | no data | no data | no data | BRANCH VALVE | LEVER | HLTCACC | 11737 | no data | no data | STEAM | 1" | no data
no data | 02-V-CND-983C | no data | no data | no data | BRANCH VALVE | LEVER | HLTCACC | 11737 | no data | no data | STEAM | 1" | no data
no data | 02-V-CND-983D | no data | no data | no data | BRANCH VALVE | LEVER | HLTCACC | 11737 | no data | no data | STEAM | 1" | no data
no data | 02-V-CND-983E | no data | no data | no data | BRANCH VALVE | LEVER | HLTCACC | 11737 | no data | no data | STEAM | 1" | no data
no data | 02-IV-CND-722-A | no data | no data | no data | BACKPRESSURE TRANS. | LEVER | HLTCACC | 11737 | no data | no data | STEAM | 3/4" | no data
no data | 02-IV-CND-722-B | no data | no data | no data | BACKPRESSURE TRANS. | LEVER | HLTCACC | 11737 | no data | no data | STEAM | 3/4" | no data
no data | 02-IV-CND-722-C | no data | no data | no data | BACKPRESSURE TRANS. | LEVER | HLTCACC | 11737 | no data | no data | STEAM | 3/4" | no data
no data | 02-IV-CND-722 | no data | no data | no data | MAIN DUCT PRESSURE IND. | LEVER | HLTCACC | 11737 | no data | no data | STEAM | 1/2" | no data
no data | 02-IV-CND-811-A | no data | no data | no data | DRAIN POT LEVEL TRANS. | HW/HW | HLTCACC | 11737 | no data | no data | WATER | 2" | no data
no data | 02-IV-CND-811-B | no data | no data | no data | DRAIN POT LEVEL TRANS. | HW/HW | HLTCACC | 11737 | no data | no data | WATER | 2" | no data
no data | 02-IV-CND-811-C | no data | no data | no data | DRAIN POT LEVEL TRANS. | HW/HW | HLTCACC | 11737 | no data | no data | WATER | 2" | no data
no data | 02-IV-CND-811-D | no data | no data | no data | DRAIN POT LEVEL TRANS. | HW/HW | HLTCACC | 11737 | no data | no data | WATER | 2" | no data
no data | 02-IV-CND-811-E | no data | no data | no data | DRAIN POT LEVEL TRANS. | HW/HW | HLTCACC | 11737 | no data | no data | WATER | 2" | no data
no data | 02-IV-CND-811-F | no data | no data | no data | DRAIN POT LEVEL TRANS. | HW/HW | HLTCACC | 11737 | no data | no data | WATER | 2" | no data
no data | 02-IV-CND-814 | no data | no data | no data | DIFFERENTIAL PRESSURE SWITCH-ROW 1 | LEVER | HLTCACC | 11737 | no data | no data | STEAM | 1/2" | no data
no data | 02-IV-CND-815- | no data | no data | no data | DIFFERENTIAL PRESSURE SWITCH-ROW 2 | LEVER | HLTCACC | 11737 | no data | no data | STEAM | 1/2" | no data
no data | 02-IV-CND-863A | no data | no data | no data | COND. TANK LEVEL TRANS. | HW/CH WHL | HLTCACC | 11737 | no data | no data | WATER | 2" | no data
no data | 02-IV-CND-863B | no data | no data | no data | COND. TANK LEVEL TRANS. | HW/CH WHL | HLTCACC | 11737 | no data | no data | WATER | 2" | no data
no data | 02-IV-CND-863C | no data | no data | no data | COND. TANK LEVEL TRANS. | HW/CH WHL | HLTCACC | 11737 | no data | no data | WATER | 2" | no data
no data | 02-IV-CND-863D | no data | no data | no data | COND. TANK LEVEL TRANS. | HW/CH WHL | HLTCACC | 11737 | no data | no data | WATER | 2" | no data
no data | 02-IV-CND-863E | no data | no data | no data | COND. TANK LEVEL TRANS. | HW/CH WHL | HLTCACC | 11737 | no data | no data | WATER | 2" | no data
no data | 02-IV-CND-863F | no data | no data | no data | COND. TANK LEVEL TRANS. | HW/CH WHL | HLTCACC | 11737 | no data | no data | WATER | 2" | no data
no data | 02-IV-CND-864A | no data | no data | no data | COND.TANK LEVEL INDICATE | HW/CH WHL | HLTCACC | 11737 | no data | no data | WATER | 2" | no data
no data | 02-IV-CND-864B | no data | no data | no data | COND.TANK LEVEL INDICATE | HW/CH WHL | HLTCACC | 11737 | no data | no data | WATER | 2" | no data
no data | 02-IV-CND-867A | no data | no data | no data | CONDENSATE TANK PRESS. TRANSM | LEVER | HLTCACC | 11737 | no data | no data | STEAM | 3/4" | no data
no data | 02-IV-CND-867B | no data | no data | no data | CONDENSATE TANK PRESS. TRANSM | LEVER | HLTCACC | 11737 | no data | no data | STEAM | 3/4" | no data
no data | 02-IV-CND-867C | no data | no data | no data | CONDENSATE TANK PRESS. TRANSM | LEVER | HLTCACC | 11737 | no data | no data | STEAM | 3/4" | no data
no data | 02-IV-CND-868 | no data | no data | no data | DEAERATOR PRESSURE IND. | LEVER | HLTCACC | 11737 | no data | no data | STEAM | 1/2" | no data
no data | 02-IV-ARM-880 | no data | no data | no data | DA MOTIVE STEAM PRESS. IND. | LEVER | HLTCACC | 11737 | no data | no data | STEAM | 1/2" | no data
no data | 02-ARM-YV-883 | no data | no data | no data | INLET ISOLATION VALVE | PNEUMATIC | HLTCACC | 11737 | no data | no data | Air | 8" | no data
no data | 02-ARM-V-883 | no data | no data | no data | INLET ISOLATION VALVE | LEVER | HLTCACC | 11737 | no data | no data |  | 8" | no data
no data | 02-ARM-FSV-883 | no data | no data | no data | INLET CHECK VALVE | MANUAL | HLTCACC | 11737 | no data | no data | Air | 8" | no data
no data | 02-ARM-V-884 | no data | no data | no data | ANTI CAVITATION VALVE | MANUAL | HLTCACC | 11737 | no data | no data | Air | 1.5" | no data
no data | 02-ARM-V-885B | no data | no data | no data | Y STRAINER BLOW DOWN VALVE | MANUAL | HLTCACC | 11737 | no data | no data | Water | 0.5" | no data
no data | 02-ARM-V-885A | no data | no data | no data | SEAL WATER ISOLATION VALVE | MANUAL | HLTCACC | 11737 | no data | no data | Water | 3" | no data
no data | 02-ARM-YV-886 | no data | no data | no data | SPRAY NOZZLE ISOLATION VALVE | PNEUMATIC | HLTCACC | 11737 | no data | no data | Water | 2" | no data
no data | 02-ARM-V-886A | no data | no data | no data | SEAL WATER ADJUSTING VALVE | MANUAL | HLTCACC | 11737 | no data | no data | Water | 1.5" | no data
no data | 02-ARM-V-886B | no data | no data | no data | SPRAY NOZZLE ADJUSTING VALVE | MANUAL | HLTCACC | 11737 | no data | no data | Water | 2" | no data
no data | 02-ARM-V-888C | no data | no data | no data | Y STRAINER BLOW DOWN VALVE | MANUAL | HLTCACC | 11737 | no data | no data | Water | 0.38" | no data
no data | 02-ARM-V-888A | no data | no data | no data | MAKEUP BYPASS VALVE | MANUAL | HLTCACC | 11737 | no data | no data | Water | 1" | no data
no data | 02-ARM-V-888B | no data | no data | no data | MAKEUP ISOLATION VALVE | MANUAL | HLTCACC | 11737 | no data | no data | Water | 1" | no data
no data | 02-ARM-V-888D | no data | no data | no data | SYSTEM DRAIN VALVE | MANUAL | HLTCACC | 11737 | no data | no data | Water | 1" | no data
no data | 02-ARM-V-888E | no data | no data | no data | MAKEUP ISOLATION VALVE | MANUAL | HLTCACC | 11737 | no data | no data | Water | 1" | no data
no data | 02-ARM-YV-888 | no data | no data | no data | MAKEUP ISOLATION VALVE | Pneumatic | HLTCACC | 11737 | no data | no data | Water | 1" | no data
no data | 02-ARM-V-889B | no data | no data | no data | FLOW METER ISOLATION VALVE | MANUAL | HLTCACC | 11737 | no data | no data | Air | 1" | no data
no data | 02-ARM-V-889A | no data | no data | no data | DISCHARGE CHECK VALVE | MANUAL | HLTCACC | 11737 | no data | no data | Air | 10" | no data
no data | 02-ARM-YV-890 | no data | no data | no data | INLET ISOLATION VALVE | PNEUMATIC | HLTCACC | 11737 | no data | no data | Air | 8" | no data
no data | 02-ARM-V-890 | no data | no data | no data | INLET ISOLATION VALVE | LEVER | HLTCACC | 11737 | no data | no data |  | 8" | no data
no data | 02-ARM-FSV-890 | no data | no data | no data | INLET CHECK VALVE | MANUAL | HLTCACC | 11737 | no data | no data | Air | 8" | no data
no data | 02-ARM-V-891 | no data | no data | no data | ANTI CAVITATION VALVE | MANUAL | HLTCACC | 11737 | no data | no data | Air | 1.5" | no data
no data | 02-ARM-V-892B | no data | no data | no data | Y STRAINER BLOW DOWN VALVE | MANUAL | HLTCACC | 11737 | no data | no data | Water | 0.5" | no data
no data | 02-ARM-V-892A | no data | no data | no data | SEAL WATER ISOLATION VALVE | MANUAL | HLTCACC | 11737 | no data | no data | Water | 3" | no data
no data | 02-ARM-YV-893 | no data | no data | no data | SPRAY NOZZLE ISOLATION VALVE | PNEUMATIC | HLTCACC | 11737 | no data | no data | Water | 2" | no data
no data | 02-ARM-V-893A | no data | no data | no data | SEAL WATER ADJUSTING VALVE | Manual | HLTCACC | 11737 | no data | no data | Water | 1.5" | no data
no data | 02-ARM-V-893B | no data | no data | no data | SPRAY NOZZLE ADJUSTING VALVE | MANUAL | HLTCACC | 11737 | no data | no data | Water | 2" | no data
no data | 02-ARM-V-895C | no data | no data | no data | Y STRAINER BLOW DOWN VALVE | MANUAL | HLTCACC | 11737 | no data | no data | Water | 0.38" | no data
no data | 02-ARM-V-895A | no data | no data | no data | MAKEUP BYPASS VALVE | MANUAL | HLTCACC | 11737 | no data | no data | Water | 1" | no data
no data | 02-ARM-V-895B | no data | no data | no data | MAKEUP ISOLATION VALVE | MANUAL | HLTCACC | 11737 | no data | no data | Water | 1" | no data
no data | 02-ARM-V-895D | no data | no data | no data | SYSTEM DRAIN VALVE | MANUAL | HLTCACC | 11737 | no data | no data | Water | 1" | no data
no data | 02-ARM-V-895E | no data | no data | no data | MAKEUP ISOLATION VALVE | MANUAL | HLTCACC | 11737 | no data | no data | Water | 1" | no data
no data | 02-ARM-YV-895 | no data | no data | no data | MAKEUP ISOLATION VALVE | PNEUMATIC | HLTCACC | 11737 | no data | no data | Water | 1" | no data
no data | 02-ARM-V-896B | no data | no data | no data | FLOW METER ISOLATION VALVE | MANUAL | HLTCACC | 11737 | no data | no data | Air | 1" | no data
no data | 02-ARM-V-896A | no data | no data | no data | DISCHARGE CHECK VALVE | MANUAL | HLTCACC | 11737 | no data | no data | Air | 10" | no data
no data | 02-ARM-YV-898 | no data | no data | no data | INLET ISOLATION VALVE | PNEUMATIC | HLTCACC | 11737 | no data | no data | Air | 8" | no data
no data | 02-ARM-V-898 | no data | no data | no data | INLET ISOLATION VALVE | LEVER | HLTCACC | 11737 | no data | no data |  | 8" | no data
no data | 02-ARM-FSV-898 | no data | no data | no data | INLET CHECK VALVE | MANUAL | HLTCACC | 11737 | no data | no data | Air | 8" | no data
no data | 02-ARM-V-899 | no data | no data | no data | ANTI CAVITATION VALVE | MANUAL | HLTCACC | 11737 | no data | no data | Air | 1.5" | no data
no data | 02-ARM-V-900B | no data | no data | no data | Y STRAINER BLOW DOWN VALVE | MANUAL | HLTCACC | 11737 | no data | no data | Water | 0.5" | no data
no data | 02-ARM-V-900A | no data | no data | no data | SEAL WATER ISOLATION VALVE | MANUAL | HLTCACC | 11737 | no data | no data | Water | 3" | no data
no data | 02-ARM-YV-902 | no data | no data | no data | SPRAY NOZZLE ISOLATION VALVE | PNEUMATIC | HLTCACC | 11737 | no data | no data | Water | 2" | no data
no data | 02-ARM-V-902A | no data | no data | no data | SEAL WATER ADJUSTING VALVE | MANUAL | HLTCACC | 11737 | no data | no data | Water | 1.5" | no data
no data | 02-ARM-V-902B | no data | no data | no data | SPRAY NOZZLE ADJUSTING VALVE | MANUAL | HLTCACC | 11737 | no data | no data | Water | 2" | no data
no data | 02-ARM-V-903C | no data | no data | no data | Y STRAINER BLOW DOWN VALVE | MANUAL | HLTCACC | 11737 | no data | no data | Water | 0.38" | no data
no data | 02-ARM-V-903A | no data | no data | no data | MAKEUP BYPASS VALVE | MANUAL | HLTCACC | 11737 | no data | no data | Water | 1" | no data
no data | 02-ARM-V-903B | no data | no data | no data | MAKEUP ISOLATION VALVE | MANUAL | HLTCACC | 11737 | no data | no data | Water | 1" | no data
no data | 02-ARM-V-903D | no data | no data | no data | SYSTEM DRAIN VALVE | MANUAL | HLTCACC | 11737 | no data | no data | Water | 1" | no data
no data | 02-ARM-V-903E | no data | no data | no data | MAKEUP ISOLATION VALVE | MANUAL | HLTCACC | 11737 | no data | no data | Water | 1" | no data
no data | 02-ARM-YV-903 | no data | no data | no data | MAKEUP ISOLATION VALVE | PNEUMATIC | HLTCACC | 11737 | no data | no data | Water | 1" | no data
no data | 02-ARM-V-904B | no data | no data | no data | FLOW METER ISOLATION VALVE | MANUAL | HLTCACC | 11737 | no data | no data | Air | 1" | no data
no data | 02-ARM-V-904A | no data | no data | no data | DISCHARGE CHECK VALVE | MANUAL | HLTCACC | 11737 | no data | no data | Air | 10" | no data
no data | 02-ARM-YV-906 | no data | no data | no data | INLET ISOLATION VALVE | PNEUMATIC | HLTCACC | 11737 | no data | no data | Air | 8" | no data
no data | 02-ARM-V-906 | no data | no data | no data | INLET ISOLATION VALVE | LEVER | HLTCACC | 11737 | no data | no data |  | 8" | no data
no data | 02-ARM-FSV-906 | no data | no data | no data | INLET CHECK VALVE | MANUAL | HLTCACC | 11737 | no data | no data | Air | 8" | no data
no data | 02-ARM-V-907 | no data | no data | no data | ANTI CAVITATION VALVE | MANUAL | HLTCACC | 11737 | no data | no data | Air | 1.5" | no data
no data | 02-ARM-V-908B | no data | no data | no data | Y STRAINER BLOW DOWN VALVE | MANUAL | HLTCACC | 11737 | no data | no data | Water | 0.5" | no data
no data | 02-ARM-V-908A | no data | no data | no data | SEAL WATER ISOLATION VALVE | MANUAL | HLTCACC | 11737 | no data | no data | Water | 3" | no data
no data | 02-ARM-YV-909 | no data | no data | no data | SPRAY NOZZLE ISOLATION VALVE | PNEUMATIC | HLTCACC | 11737 | no data | no data | Water | 2" | no data
no data | 02-ARM-V-909A | no data | no data | no data | SEAL WATER ADJUSTING VALVE | MANUAL | HLTCACC | 11737 | no data | no data | Water | 1.5" | no data
no data | 02-ARM-V-909B | no data | no data | no data | SPRAY NOZZLE ADJUSTING VALVE | MANUAL | HLTCACC | 11737 | no data | no data | Water | 2" | no data
no data | 02-ARM-V-911C | no data | no data | no data | Y STRAINER BLOW DOWN VALVE | MANUAL | HLTCACC | 11737 | no data | no data | Water | 0.38" | no data
no data | 02-ARM-V-911A | no data | no data | no data | MAKEUP BYPASS VALVE | MANUAL | HLTCACC | 11737 | no data | no data | Water | 1" | no data
no data | 02-ARM-V-911B | no data | no data | no data | MAKEUP ISOLATION VALVE | MANUAL | HLTCACC | 11737 | no data | no data | Water | 1" | no data
no data | 02-ARM-V-911D | no data | no data | no data | SYSTEM DRAIN VALVE | MANUAL | HLTCACC | 11737 | no data | no data | Water | 1" | no data
no data | 02-ARM-V-911E | no data | no data | no data | MAKEUP ISOLATION VALVE | MANUAL | HLTCACC | 11737 | no data | no data | Water | 1" | no data
no data | 02-ARM-YV-911 | no data | no data | no data | MAKEUP ISOLATION VALVE | PNEUMATIC | HLTCACC | 11737 | no data | no data | Water | 1" | no data
no data | 02-ARM-V-912B | no data | no data | no data | FLOW METER ISOLATION VALVE | MANUAL | HLTCACC | 11737 | no data | no data | Air | 1" | no data
no data | 02-ARM-V-912A | no data | no data | no data | DISCHARGE CHECK VALVE | MANUAL | HLTCACC | 11737 | no data | no data | Air | 10" | no data
no data | 02-ARM-YV-914 | no data | no data | no data | INLET ISOLATION VALVE | PNEUMATIC | HLTCACC | 11737 | no data | no data | Air | 8" | no data
no data | 02-ARM-V-914 | no data | no data | no data | INLET ISOLATION VALVE | LEVER | HLTCACC | 11737 | no data | no data |  | 8" | no data
no data | 02-ARM-FSV-914 | no data | no data | no data | INLET CHECK VALVE | MANUAL | HLTCACC | 11737 | no data | no data | Air | 8" | no data
no data | 02-ARM-V-915 | no data | no data | no data | ANTI CAVITATION VALVE | MANUAL | HLTCACC | 11737 | no data | no data | Air | 1.5" | no data
no data | 02-ARM-V-916B | no data | no data | no data | Y STRAINER BLOW DOWN VALVE | MANUAL | HLTCACC | 11737 | no data | no data | Water | 0.5" | no data
no data | 02-ARM-IV-916 | no data | no data | no data | Pressure gauge isolation valve | MANUAL | HLTCACC | 11737 | no data | no data | Water | 0.5" | no data
no data | 02-ARM-V-916A | no data | no data | no data | SEAL WATER ISOLATION VALVE | MANUAL | HLTCACC | 11737 | no data | no data | Water | 3" | no data
no data | 02-ARM-YV-917 | no data | no data | no data | SPRAY NOZZLE ISOLATION VALVE | Pneumatic | HLTCACC | 11737 | no data | no data | Water | 2" | no data
no data | 02-ARM-V-917A | no data | no data | no data | SEAL WATER ADJUSTING VALVE | MANUAL | HLTCACC | 11737 | no data | no data | Water | 1.5" | no data
no data | 02-ARM-V-917B | no data | no data | no data | SPRAY NOZZLE ADJUSTING VALVE | MANUAL | HLTCACC | 11737 | no data | no data | Water | 2" | no data
no data | 02-ARM-V-919C | no data | no data | no data | Y STRAINER BLOW DOWN VALVE | MANUAL | HLTCACC | 11737 | no data | no data | Water | 0.38" | no data
no data | 02-ARM-V-919A | no data | no data | no data | MAKEUP BYPASS VALVE | MANUAL | HLTCACC | 11737 | no data | no data | Water | 1" | no data
no data | 02-ARM-V-919B | no data | no data | no data | MAKEUP ISOLATION VALVE | MANUAL | HLTCACC | 11737 | no data | no data | Water | 1" | no data
no data | 02-ARM-V-919D | no data | no data | no data | SYSTEM DRAIN VALVE | MANUAL | HLTCACC | 11737 | no data | no data | Water | 1" | no data
no data | 02-ARM-V-919E | no data | no data | no data | MAKEUP ISOLATION VALVE | MANUAL | HLTCACC | 11737 | no data | no data | Water | 1" | no data
no data | 02-ARM-YV-919 | no data | no data | no data | MAKEUP ISOLATION VALVE | PNEUMATIC | HLTCACC | 11737 | no data | no data | Water | 1" | no data
no data | 02-ARM-V-920B | no data | no data | no data | FLOW METER ISOLATION VALVE | MANUAL | HLTCACC | 11737 | no data | no data | Air | 1" | no data
no data | 02-ARM-V-920A | no data | no data | no data | DISCHARGE CHECK VALVE | MANUAL | HLTCACC | 11737 | no data | no data | Air | 10" | no data
no data | 02-ARM-IV-883A | no data | no data | no data | PRESSURE TRANSMITTER ISOLATION VALVE | MANUAL | HLTCACC | 11737 | no data | no data | Air | 0.5" | no data
no data | 02-ARM-IV-883B | no data | no data | no data | PRESSURE GAUGE ISOLATION VALVE | MANUAL | HLTCACC | 11737 | no data | no data | Air | 0.5" | no data
no data | 02-ARM-IV-885 | no data | no data | no data | PRESSURE GAUGE ISOLATION VALVE | MANUAL | HLTCACC | 11737 | no data | no data | Water | 0.5" | no data
no data | 02-ARM-IV-886A | no data | no data | no data | PRESSURE GAUGE ISOLATION VALVE | MANUAL | HLTCACC | 11737 | no data | no data | Water | 0.5" | no data
no data | 02-ARM-IV-886B | no data | no data | no data | PRESSURE GAUGE ISOLATION VALVE | MANUAL | HLTCACC | 11737 | no data | no data | Water | 0.5" | no data
no data | 02-ARM-IV-888A | no data | no data | no data | LEVEL GAUGE ISOLATION VALVE | MANUAL | HLTCACC | 11737 | no data | no data | Water | 0.75" | no data
no data | 02-ARM-IV-888B | no data | no data | no data | LEVEL GAUGE ISOLATION VALVE | MANUAL | HLTCACC | 11737 | no data | no data | Water | 0.75" | no data
no data | 02-ARM-IV-890A | no data | no data | no data | PRESSURE TRANSMITTER ISOLATION VALVE | MANUAL | HLTCACC | 11737 | no data | no data | Air | 0.5" | no data
no data | 02-ARM-IV-890B | no data | no data | no data | PRESSURE GAUGE ISOLATION VALVE | MANUAL | HLTCACC | 11737 | no data | no data | Air | 0.5" | no data
no data | 02-ARM-IV-892 | no data | no data | no data | PRESSURE GAUGE ISOLATION VALVE | MANUAL | HLTCACC | 11737 | no data | no data | Water | 0.5" | no data
no data | 02-ARM-IV-893A | no data | no data | no data | PRESSURE GAUGE ISOLATION VALVE | MANUAL | HLTCACC | 11737 | no data | no data | Water | 0.5" | no data
no data | 02-ARM-IV-893B | no data | no data | no data | PRESSURE GAUGE ISOLATION VALVE | MANUAL | HLTCACC | 11737 | no data | no data | Water | 0.5" | no data
no data | 02-ARM-IV-895A | no data | no data | no data | LEVEL GAUGE ISOLATION VALVE | MANUAL | HLTCACC | 11737 | no data | no data | Water | 0.75" | no data
no data | 02-ARM-IV-895B | no data | no data | no data | LEVEL GAUGE ISOLATION VALVE | MANUAL | HLTCACC | 11737 | no data | no data | Water | 0.75" | no data
no data | 02-ARM-IV-898A | no data | no data | no data | PRESSURE TRANSMITTER ISOLATION VALVE | MANUAL | HLTCACC | 11737 | no data | no data | Air | 0.5" | no data
no data | 02-ARM-IV-898B | no data | no data | no data | PRESSURE GAUGE ISOLATION VALVE | MANUAL | HLTCACC | 11737 | no data | no data | Air | 0.5" | no data
no data | 02-ARM-IV-900 | no data | no data | no data | PRESSURE GAUGE ISOLATION VALVE | MANUAL | HLTCACC | 11737 | no data | no data | Water | 0.5" | no data
no data | 02-ARM-IV-902A | no data | no data | no data | PRESSURE GAUGE ISOLATION VALVE | MANUAL | HLTCACC | 11737 | no data | no data | Water | 0.5" | no data
no data | 02-ARM-IV-902B | no data | no data | no data | PRESSURE GAUGE ISOLATION VALVE | MANUAL | HLTCACC | 11737 | no data | no data | Water | 0.5" | no data
no data | 02-ARM-IV-903A | no data | no data | no data | LEVEL GAUGE ISOLATION VALVE | MANUAL | HLTCACC | 11737 | no data | no data | Water | 0.75" | no data
no data | 02-ARM-IV-903B | no data | no data | no data | LEVEL GAUGE ISOLATION VALVE | MANUAL | HLTCACC | 11737 | no data | no data | Water | 0.75" | no data
no data | 02-ARM-IV-906A | no data | no data | no data | PRESSURE TRANSMITTER ISOLATION VALVE | MANUAL | HLTCACC | 11737 | no data | no data | Air | 0.5" | no data
no data | 02-ARM-IV-906B | no data | no data | no data | PRESSURE GAUGE ISOLATION VALVE | MANUAL | HLTCACC | 11737 | no data | no data | Air | 0.5" | no data
no data | 02-ARM-IV-908 | no data | no data | no data | PRESSURE GAUGE ISOLATION VALVE | MANUAL | HLTCACC | 11737 | no data | no data | Water | 0.5" | no data
no data | 02-ARM-IV-909A | no data | no data | no data | PRESSURE GAUGE ISOLATION VALVE | MANUAL | HLTCACC | 11737 | no data | no data | Water | 0.5" | no data
no data | 02-ARM-IV-909B | no data | no data | no data | PRESSURE GAUGE ISOLATION VALVE | MANUAL | HLTCACC | 11737 | no data | no data | Water | 0.5" | no data
no data | 02-ARM-IV-911A | no data | no data | no data | LEVEL GAUGE ISOLATION VALVE | MANUAL | HLTCACC | 11737 | no data | no data | Water | 0.75" | no data
no data | 02-ARM-IV-911B | no data | no data | no data | LEVEL GAUGE ISOLATION VALVE | MANUAL | HLTCACC | 11737 | no data | no data | Water | 0.75" | no data
no data | 02-ARM-IV-914A | no data | no data | no data | PRESSURE TRANSMITTER ISOLATION VALVE | MANUAL | HLTCACC | 11737 | no data | no data | Air | 0.5" | no data
no data | 02-ARM-IV-914B | no data | no data | no data | PRESSURE GAUGE ISOLATION VALVE | MANUAL | HLTCACC | 11737 | no data | no data | Air | 0.5" | no data
no data | 02-ARM-IV-916 | no data | no data | no data | PRESSURE GAUGE ISOLATION VALVE | MANUAL | HLTCACC | 11737 | no data | no data | Water | 0.5" | no data
no data | 02-ARM-IV-917A | no data | no data | no data | PRESSURE GAUGE ISOLATION VALVE | MANUAL | HLTCACC | 11737 | no data | no data | Water | 0.5" | no data
no data | 02-ARM-IV-917B | no data | no data | no data | PRESSURE GAUGE ISOLATION VALVE | MANUAL | HLTCACC | 11737 | no data | no data | Water | 0.5" | no data
no data | 02-ARM-IV-919A | no data | no data | no data | LEVEL GAUGE ISOLATION VALVE | MANUAL | HLTCACC | 11737 | no data | no data | Water | 0.75" | no data
no data | 02-ARM-IV-919B | no data | no data | no data | LEVEL GAUGE ISOLATION VALVE | MANUAL | HLTCACC | 11737 | no data | no data | Water | 0.75" | no data
no data | 02-ARM-IV-966A | no data | no data | no data | LEVEL GAUGE ISOLATION VALVE | MANUAL | HLTCACC | 11737 | no data | no data | Glycol Mix | 0.75" | no data
no data | 02-ARM-IV-966B | no data | no data | no data | LEVEL GAUGE ISOLATION VALVE | MANUAL | HLTCACC | 11737 | no data | no data | Glycol Mix | 0.75" | no data
no data | 02-ARM-IV-967 | no data | no data | no data | PRESSURE GAUGE ISOLATION VALVE | MANUAL | HLTCACC | 11737 | no data | no data | Glycol Mix | 0.5" | no data
no data | 02-ARM-IV-968 | no data | no data | no data | PRESSURE GAUGE ISOLATION VALVE | MANUAL | HLTCACC | 11737 | no data | no data | Glycol Mix | 0.5" | no data
no data | 02-ARM-IV-969 | no data | no data | no data | PRESSURE GAUGE ISOLATION VALVE | MANUAL | HLTCACC | 11737 | no data | no data | Glycol Mix | 0.5" | no data
no data | 02-V-ARM-972A | no data | no data | no data | LRVP GLYCOL SYSTEM DRAIN | MANUAL | HLTCACC | 11737 | no data | no data | Glycol Mix | 1" | no data
no data | 02-V-ARM-972B | no data | no data | no data | LRVP GLYCOL SYSTEM DRAIN | MANUAL | HLTCACC | 11737 | no data | no data | Glycol Mix | 1" | no data
no data | 02-V-ARM-972C | no data | no data | no data | LRVP GLYCOL SYSTEM DRAIN | MANUAL | HLTCACC | 11737 | no data | no data | Glycol Mix | 1" | no data
no data | 02-V-ARM-972D | no data | no data | no data | FIN FAN GLYCOL SYSTEM DRAIN | MANUAL | HLTCACC | 11737 | no data | no data | Glycol Mix | 1" | no data
no data | 02-V-ARM-972E | no data | no data | no data | FIN FAN GLYCOL SYSTEM VENT | MANUAL | HLTCACC | 11737 | no data | no data | Glycol Mix | 1" | no data
no data | 02-V-ARM-890 | no data | no data | no data | LRVP GLYCOL SYSTEM RETURN DRAIN | MANUAL | HLTCACC | 11737 | no data | no data | Glycol Mix | 1" | no data
no data | 02-V-ARM-897 | no data | no data | no data | LRVP GLYCOL SYSTEM RETURN DRAIN | MANUAL | HLTCACC | 11737 | no data | no data | Glycol Mix | 1" | no data
no data | 02-V-ARM-905 | no data | no data | no data | LRVP GLYCOL SYSTEM RETURN DRAIN | MANUAL | HLTCACC | 11737 | no data | no data | Glycol Mix | 1" | no data
no data | 02-V-ARM-913 | no data | no data | no data | LRVP GLYCOL SYSTEM RETURN DRAIN | MANUAL | HLTCACC | 11737 | no data | no data | Glycol Mix | 1" | no data
no data | 02-V-ARM-921 | no data | no data | no data | LRVP GLYCOL SYSTEM RETURN DRAIN | MANUAL | HLTCACC | 11737 | no data | no data | Glycol Mix | 1" | no data
no data | 01-MOV-CND-814COP | no data | no data | no data | STEAM VALVE, ROW 1 | MOTOR | HLTCACC | 11737 | no data | no data | STEAM | 140" | no data
no data | 01-MOV-CND-815COP | no data | no data | no data | STEAM VALVE, ROW 2 | MOTOR | HLTCACC | 11737 | no data | no data | STEAM | 140" | no data
no data | 01-SOV-CND-814 | no data | no data | no data | AIR BLEED VALVE-ROW 1 | SOLENOID | HLTCACC | 11737 | no data | no data | AIR | 1/2" | no data
no data | 01-SOV-CND-815 | no data | no data | no data | AIR BLEED VALVE-ROW 2 | SOLENOID | HLTCACC | 11737 | no data | no data | AIR | 1/2" | no data
no data | 01-TRP-CND-814 | no data | no data | no data | DRAIN TRAP-ROW I | FLOAT | HLTCACC | 11737 | no data | no data | WATER | 3/4" | no data
no data | 01-TRP-CND-815 | no data | no data | no data | DRAIN TRAP-ROW 2 | FLOAT | HLTCACC | 11737 | no data | no data | WATER | 3/4" | no data
no data | 01-V-CND-814A | no data | no data | no data | TRAP BYPASS VALVE | LEVER | HLTCACC | 11737 | no data | no data | WATER | 3/4" | no data
no data | 01-V-CND-815A | no data | no data | no data | TRAP BYPASS VALVE | LEVER | HLTCACC | 11737 | no data | no data | WATER | 3/4" | no data
no data | 01-V-CND-814B | no data | no data | no data | TRAP ISOLATION VALVE | LEVER | HLTCACC | 11737 | no data | no data | WATER | 3/4" | no data
no data | 01-V-CND-815B | no data | no data | no data | TRAP ISOLATION VALVE | LEVER | HLTCACC | 11737 | no data | no data | WATER | 3/4" | no data
no data | 01-V-CND-814C | no data | no data | no data | TRAP ISOLATION VALVE | LEVER | HLTCACC | 11737 | no data | no data | WATER | 3/4" | no data
no data | 01-V-CND-815C | no data | no data | no data | TRAP ISOLATION VALVE | LEVER | HLTCACC | 11737 | no data | no data | WATER | 3/4" | no data
no data | 01-V-CND-868 | no data | no data | no data | CONDENSATE TANK DRAIN VALVE | LEVER | HLTCACC | 11737 | no data | no data | WATER | 3" | no data
no data | 01-YV-CND-871COP | no data | no data | no data | NCG VALVE, ROW 1 | CYLINDER | HLTCACC | 11737 | no data | no data | NCG | 8" | no data
no data | 01-YV-CND-872COP | no data | no data | no data | NCG VALVE, ROW 2 | CYLINDER | HLTCACC | 11737 | no data | no data | NCG | 8" | no data
no data | 01-V-ARM-879 | no data | no data | no data | INLET BLOCK VALVE | HANDWHEEL | HLTCACC | 11737 | no data | no data | NCG | 6" | no data
no data | 01-FSV-ARM-879 | no data | no data | no data | INLET CHECK VALVE |  | HLTCACC | 11737 | no data | no data | NCG | 6" | no data
no data | 01-YV-ARM-880COP | no data | no data | no data | DA MOTIVE STEAM ISOLATION | CYLINDER | HLTCACC | 11737 | no data | no data | STEAM | 1" | no data
no data | 01-V-ARM-880 | no data | no data | no data | MOTIVE STEAM BLOCK | LEVER | HLTCACC | 11737 | no data | no data | STEAM | 1" | no data
no data | 01-TRP-880 | no data | no data | no data | MOISTURE SEPARATOR DRAIN TRAP | Bi-METALLIC | HLTCACC | 11737 | no data | no data | STEAM | 1" | no data
no data | 01-V-ARM-881 | no data | no data | no data | OUTLET BLOCK VALVE | HANDWHEEL | HLTCACC | 11737 | no data | no data | NCG | 6" | no data
no data | 01-V-ARM-970A | no data | no data | no data | GLYCOL SUPPLY BLOCK VALVE-SKID A | HANDWHEEL | HLTCACC | 11737 | no data | no data | 55% GLYCOL | 3" | no data
no data | 01-V-ARM-970B | no data | no data | no data | GLYCOL SUPPLY BLOCK VALVE-SKID B | HANDWHEEL | HLTCACC | 11737 | no data | no data | 55% GLYCOL | 3" | no data
no data | 01-V-ARM-970C | no data | no data | no data | GLYCOL SUPPLY BLOCK VALVE-SKID C | HANDWHEEL | HLTCACC | 11737 | no data | no data | 55% GLYCOL | 3" | no data
no data | 01-V-ARM-970D | no data | no data | no data | GLYCOL SUPPLY BLOCK VALVE-SKID D | HANDWHEEL | HLTCACC | 11737 | no data | no data | 55% GLYCOL | 3" | no data
no data | 01-V-ARM-970E | no data | no data | no data | GLYCOL SUPPLY BLOCK VALVE-SKID E | HANDWHEEL | HLTCACC | 11737 | no data | no data | 55% GLYCOL | 3" | no data
no data | 01-V-ARM-971A | no data | no data | no data | GLYCOL RETURN BLOCK VALVE-SKID A | HANDWHEEL | HLTCACC | 11737 | no data | no data | 55% GLYCOL | 3" | no data
no data | 01-V-ARM-971B | no data | no data | no data | GLYCOL RETURN BLOCK VALVE-SKID B | HANDWHEEL | HLTCACC | 11737 | no data | no data | 55% GLYCOL | 3" | no data
no data | 01-V-ARM-971C | no data | no data | no data | GLYCOL RETURN BLOCK VALVE-SKID C | HANDWHEEL | HLTCACC | 11737 | no data | no data | 55% GLYCOL | 3" | no data
no data | 01-V-ARM-971D | no data | no data | no data | GLYCOL RETURN BLOCK VALVE-SKID D | HANDWHEEL | HLTCACC | 11737 | no data | no data | 55% GLYCOL | 3" | no data
no data | 01-V-ARM-971E | no data | no data | no data | GLYCOL RETURN BLOCK VALVE-SKID E | HANDWHEEL | HLTCACC | 11737 | no data | no data | 55% GLYCOL | 3" | no data
no data | 01-PV-CND-981 | no data | no data | no data | INLET PRESSURE REGULATOR | PISTON/SPRING | HLTCACC | 11737 | no data | no data | WATER | 2" | no data
no data | 01-PV-CND-982 | no data | no data | no data | PUMP DISCH PRESSURE REGULATOR | PISTON/SPRING | HLTCACC | 11737 | no data | no data | WATER | 3/4" | no data
no data | 01-V-CND-981B | no data | no data | no data | SYSTEM DRAIN VALVE | LEVER | HLTCACC | 11737 | no data | no data | STEAM | 1" | no data
no data | 01-V-CND-983A | no data | no data | no data | BRANCH VALVE | LEVER | HLTCACC | 11737 | no data | no data | STEAM | 1" | no data
no data | 01-V-CND-983B | no data | no data | no data | BRANCH VALVE | LEVER | HLTCACC | 11737 | no data | no data | STEAM | 1" | no data
no data | 01-V-CND-983C | no data | no data | no data | BRANCH VALVE | LEVER | HLTCACC | 11737 | no data | no data | STEAM | 1" | no data
no data | 01-V-CND-983D | no data | no data | no data | BRANCH VALVE | LEVER | HLTCACC | 11737 | no data | no data | STEAM | 1" | no data
no data | 01-V-CND-983E | no data | no data | no data | BRANCH VALVE | LEVER | HLTCACC | 11737 | no data | no data | STEAM | 1" | no data
no data | 01-IV-CND-722-A | no data | no data | no data | BACKPRESSURE TRANS. | LEVER | HLTCACC | 11737 | no data | no data | STEAM | 3/4" | no data
no data | 01-IV-CND-722-B | no data | no data | no data | BACKPRESSURE TRANS. | LEVER | HLTCACC | 11737 | no data | no data | STEAM | 3/4" | no data
no data | 01-IV-CND-722-C | no data | no data | no data | BACKPRESSURE TRANS. | LEVER | HLTCACC | 11737 | no data | no data | STEAM | 3/4" | no data
no data | 01-IV-CND-722 | no data | no data | no data | MAIN DUCT PRESSURE IND. | LEVER | HLTCACC | 11737 | no data | no data | STEAM | 1/2" | no data
no data | 01-IV-CND-811-A | no data | no data | no data | DRAIN POT LEVEL TRANS. | HW/HW | HLTCACC | 11737 | no data | no data | WATER | 2" | no data
no data | 01-IV-CND-811-B | no data | no data | no data | DRAIN POT LEVEL TRANS. | HW/HW | HLTCACC | 11737 | no data | no data | WATER | 2" | no data
no data | 01-IV-CND-811-C | no data | no data | no data | DRAIN POT LEVEL TRANS. | HW/HW | HLTCACC | 11737 | no data | no data | WATER | 2" | no data
no data | 01-IV-CND-811-D | no data | no data | no data | DRAIN POT LEVEL TRANS. | HW/HW | HLTCACC | 11737 | no data | no data | WATER | 2" | no data
no data | 01-IV-CND-811-E | no data | no data | no data | DRAIN POT LEVEL TRANS. | HW/HW | HLTCACC | 11737 | no data | no data | WATER | 2" | no data
no data | 01-IV-CND-811-F | no data | no data | no data | DRAIN POT LEVEL TRANS. | HW/HW | HLTCACC | 11737 | no data | no data | WATER | 2" | no data
no data | 01-IV-CND-814 | no data | no data | no data | DIFFERENTIAL PRESSURE SWITCH-ROW 1 | LEVER | HLTCACC | 11737 | no data | no data | STEAM | 1/2" | no data
no data | 01-IV-CND-815- | no data | no data | no data | DIFFERENTIAL PRESSURE SWITCH-ROW 2 | LEVER | HLTCACC | 11737 | no data | no data | STEAM | 1/2" | no data
no data | 01-IV-CND-863A | no data | no data | no data | COND. TANK LEVEL TRANS. | HW/CH WHL | HLTCACC | 11737 | no data | no data | WATER | 2" | no data
no data | 01-IV-CND-863B | no data | no data | no data | COND. TANK LEVEL TRANS. | HW/CH WHL | HLTCACC | 11737 | no data | no data | WATER | 2" | no data
no data | 01-IV-CND-863C | no data | no data | no data | COND. TANK LEVEL TRANS. | HW/CH WHL | HLTCACC | 11737 | no data | no data | WATER | 2" | no data
no data | 01-IV-CND-863D | no data | no data | no data | COND. TANK LEVEL TRANS. | HW/CH WHL | HLTCACC | 11737 | no data | no data | WATER | 2" | no data
no data | 01-IV-CND-863E | no data | no data | no data | COND. TANK LEVEL TRANS. | HW/CH WHL | HLTCACC | 11737 | no data | no data | WATER | 2" | no data
no data | 01-IV-CND-863F | no data | no data | no data | COND. TANK LEVEL TRANS. | HW/CH WHL | HLTCACC | 11737 | no data | no data | WATER | 2" | no data
no data | 01-IV-CND-864A | no data | no data | no data | COND.TANK LEVEL INDICATE | HW/CH WHL | HLTCACC | 11737 | no data | no data | WATER | 2" | no data
no data | 01-IV-CND-864B | no data | no data | no data | COND.TANK LEVEL INDICATE | HW/CH WHL | HLTCACC | 11737 | no data | no data | WATER | 2" | no data
no data | 01-IV-CND-867A | no data | no data | no data | CONDENSATE TANK PRESS. TRANSM | LEVER | HLTCACC | 11737 | no data | no data | STEAM | 3/4" | no data
no data | 01-IV-CND-867B | no data | no data | no data | CONDENSATE TANK PRESS. TRANSM | LEVER | HLTCACC | 11737 | no data | no data | STEAM | 3/4" | no data
no data | 01-IV-CND-867C | no data | no data | no data | CONDENSATE TANK PRESS. TRANSM | LEVER | HLTCACC | 11737 | no data | no data | STEAM | 3/4" | no data
no data | 01-IV-CND-868 | no data | no data | no data | DEAERATOR PRESSURE IND. | LEVER | HLTCACC | 11737 | no data | no data | STEAM | 1/2" | no data
no data | 01-IV-ARM-880 | no data | no data | no data | DA MOTIVE STEAM PRESS. IND. | LEVER | HLTCACC | 11737 | no data | no data | STEAM | 1/2" | no data
no data | 01-ARM-YV-883 | no data | no data | no data | INLET ISOLATION VALVE | PNEUMATIC | HLTCACC | 11737 | no data | no data | Air | 8" | no data
no data | 01-ARM-V-883 | no data | no data | no data | INLET ISOLATION VALVE | LEVER | HLTCACC | 11737 | no data | no data |  | 8" | no data
no data | 01-ARM-FSV-883 | no data | no data | no data | INLET CHECK VALVE | MANUAL | HLTCACC | 11737 | no data | no data | Air | 8" | no data
no data | 01-ARM-V-884 | no data | no data | no data | ANTI CAVITATION VALVE | MANUAL | HLTCACC | 11737 | no data | no data | Air | 1.5" | no data
no data | 01-ARM-V-885B | no data | no data | no data | Y STRAINER BLOW DOWN VALVE | MANUAL | HLTCACC | 11737 | no data | no data | Water | 0.5" | no data
no data | 01-ARM-V-885A | no data | no data | no data | SEAL WATER ISOLATION VALVE | MANUAL | HLTCACC | 11737 | no data | no data | Water | 3" | no data
no data | 01-ARM-YV-886 | no data | no data | no data | SPRAY NOZZLE ISOLATION VALVE | PNEUMATIC | HLTCACC | 11737 | no data | no data | Water | 2" | no data
no data | 01-ARM-V-886A | no data | no data | no data | SEAL WATER ADJUSTING VALVE | MANUAL | HLTCACC | 11737 | no data | no data | Water | 1.5" | no data
no data | 01-ARM-V-886B | no data | no data | no data | SPRAY NOZZLE ADJUSTING VALVE | MANUAL | HLTCACC | 11737 | no data | no data | Water | 2" | no data
no data | 01-ARM-V-888C | no data | no data | no data | Y STRAINER BLOW DOWN VALVE | MANUAL | HLTCACC | 11737 | no data | no data | Water | 0.38" | no data
no data | 01-ARM-V-888A | no data | no data | no data | MAKEUP BYPASS VALVE | MANUAL | HLTCACC | 11737 | no data | no data | Water | 1" | no data
no data | 01-ARM-V-888B | no data | no data | no data | MAKEUP ISOLATION VALVE | MANUAL | HLTCACC | 11737 | no data | no data | Water | 1" | no data
no data | 01-ARM-V-888D | no data | no data | no data | SYSTEM DRAIN VALVE | MANUAL | HLTCACC | 11737 | no data | no data | Water | 1" | no data
no data | 01-ARM-V-888E | no data | no data | no data | MAKEUP ISOLATION VALVE | MANUAL | HLTCACC | 11737 | no data | no data | Water | 1" | no data
no data | 01-ARM-YV-888 | no data | no data | no data | MAKEUP ISOLATION VALVE | Pneumatic | HLTCACC | 11737 | no data | no data | Water | 1" | no data
no data | 01-ARM-V-889B | no data | no data | no data | FLOW METER ISOLATION VALVE | MANUAL | HLTCACC | 11737 | no data | no data | Air | 1" | no data
no data | 01-ARM-V-889A | no data | no data | no data | DISCHARGE CHECK VALVE | MANUAL | HLTCACC | 11737 | no data | no data | Air | 10" | no data
no data | 01-ARM-YV-890 | no data | no data | no data | INLET ISOLATION VALVE | PNEUMATIC | HLTCACC | 11737 | no data | no data | Air | 8" | no data
no data | 01-ARM-V-890 | no data | no data | no data | INLET ISOLATION VALVE | LEVER | HLTCACC | 11737 | no data | no data |  | 8" | no data
no data | 01-ARM-FSV-890 | no data | no data | no data | INLET CHECK VALVE | MANUAL | HLTCACC | 11737 | no data | no data | Air | 8" | no data
no data | 01-ARM-V-891 | no data | no data | no data | ANTI CAVITATION VALVE | MANUAL | HLTCACC | 11737 | no data | no data | Air | 1.5" | no data
no data | 01-ARM-V-892B | no data | no data | no data | Y STRAINER BLOW DOWN VALVE | MANUAL | HLTCACC | 11737 | no data | no data | Water | 0.5" | no data
no data | 01-ARM-V-892A | no data | no data | no data | SEAL WATER ISOLATION VALVE | MANUAL | HLTCACC | 11737 | no data | no data | Water | 3" | no data
no data | 01-ARM-YV-893 | no data | no data | no data | SPRAY NOZZLE ISOLATION VALVE | PNEUMATIC | HLTCACC | 11737 | no data | no data | Water | 2" | no data
no data | 01-ARM-V-893A | no data | no data | no data | SEAL WATER ADJUSTING VALVE | Manual | HLTCACC | 11737 | no data | no data | Water | 1.5" | no data
no data | 01-ARM-V-893B | no data | no data | no data | SPRAY NOZZLE ADJUSTING VALVE | MANUAL | HLTCACC | 11737 | no data | no data | Water | 2" | no data
no data | 01-ARM-V-895C | no data | no data | no data | Y STRAINER BLOW DOWN VALVE | MANUAL | HLTCACC | 11737 | no data | no data | Water | 0.38" | no data
no data | 01-ARM-V-895A | no data | no data | no data | MAKEUP BYPASS VALVE | MANUAL | HLTCACC | 11737 | no data | no data | Water | 1" | no data
no data | 01-ARM-V-895B | no data | no data | no data | MAKEUP ISOLATION VALVE | MANUAL | HLTCACC | 11737 | no data | no data | Water | 1" | no data
no data | 01-ARM-V-895D | no data | no data | no data | SYSTEM DRAIN VALVE | MANUAL | HLTCACC | 11737 | no data | no data | Water | 1" | no data
no data | 01-ARM-V-895E | no data | no data | no data | MAKEUP ISOLATION VALVE | MANUAL | HLTCACC | 11737 | no data | no data | Water | 1" | no data
no data | 01-ARM-YV-895 | no data | no data | no data | MAKEUP ISOLATION VALVE | PNEUMATIC | HLTCACC | 11737 | no data | no data | Water | 1" | no data
no data | 01-ARM-V-896B | no data | no data | no data | FLOW METER ISOLATION VALVE | MANUAL | HLTCACC | 11737 | no data | no data | Air | 1" | no data
no data | 01-ARM-V-896A | no data | no data | no data | DISCHARGE CHECK VALVE | MANUAL | HLTCACC | 11737 | no data | no data | Air | 10" | no data
no data | 01-ARM-YV-898 | no data | no data | no data | INLET ISOLATION VALVE | PNEUMATIC | HLTCACC | 11737 | no data | no data | Air | 8" | no data
no data | 01-ARM-V-898 | no data | no data | no data | INLET ISOLATION VALVE | LEVER | HLTCACC | 11737 | no data | no data |  | 8" | no data
no data | 01-ARM-FSV-898 | no data | no data | no data | INLET CHECK VALVE | MANUAL | HLTCACC | 11737 | no data | no data | Air | 8" | no data
no data | 01-ARM-V-899 | no data | no data | no data | ANTI CAVITATION VALVE | MANUAL | HLTCACC | 11737 | no data | no data | Air | 1.5" | no data
no data | 01-ARM-V-900B | no data | no data | no data | Y STRAINER BLOW DOWN VALVE | MANUAL | HLTCACC | 11737 | no data | no data | Water | 0.5" | no data
no data | 01-ARM-V-900A | no data | no data | no data | SEAL WATER ISOLATION VALVE | MANUAL | HLTCACC | 11737 | no data | no data | Water | 3" | no data
no data | 01-ARM-YV-901 | no data | no data | no data | SPRAY NOZZLE ISOLATION VALVE | PNEUMATIC | HLTCACC | 11737 | no data | no data | Water | 2" | no data
no data | 01-ARM-V-901A | no data | no data | no data | SEAL WATER ADJUSTING VALVE | MANUAL | HLTCACC | 11737 | no data | no data | Water | 1.5" | no data
no data | 01-ARM-V-901B | no data | no data | no data | SPRAY NOZZLE ADJUSTING VALVE | MANUAL | HLTCACC | 11737 | no data | no data | Water | 2" | no data
no data | 01-ARM-V-903C | no data | no data | no data | Y STRAINER BLOW DOWN VALVE | MANUAL | HLTCACC | 11737 | no data | no data | Water | 0.38" | no data
no data | 01-ARM-V-903A | no data | no data | no data | MAKEUP BYPASS VALVE | MANUAL | HLTCACC | 11737 | no data | no data | Water | 1" | no data
no data | 01-ARM-V-903B | no data | no data | no data | MAKEUP ISOLATION VALVE | MANUAL | HLTCACC | 11737 | no data | no data | Water | 1" | no data
no data | 01-ARM-V-903D | no data | no data | no data | SYSTEM DRAIN VALVE | MANUAL | HLTCACC | 11737 | no data | no data | Water | 1" | no data
no data | 01-ARM-V-903E | no data | no data | no data | MAKEUP ISOLATION VALVE | MANUAL | HLTCACC | 11737 | no data | no data | Water | 1" | no data
no data | 01-ARM-YV-903 | no data | no data | no data | MAKEUP ISOLATION VALVE | PNEUMATIC | HLTCACC | 11737 | no data | no data | Water | 1" | no data
no data | 01-ARM-V-904B | no data | no data | no data | FLOW METER ISOLATION VALVE | MANUAL | HLTCACC | 11737 | no data | no data | Air | 1" | no data
no data | 01-ARM-V-904A | no data | no data | no data | DISCHARGE CHECK VALVE | MANUAL | HLTCACC | 11737 | no data | no data | Air | 10" | no data
no data | 01-ARM-YV-906 | no data | no data | no data | INLET ISOLATION VALVE | PNEUMATIC | HLTCACC | 11737 | no data | no data | Air | 8" | no data
no data | 01-ARM-V-906 | no data | no data | no data | INLET ISOLATION VALVE | LEVER | HLTCACC | 11737 | no data | no data |  | 8" | no data
no data | 01-ARM-FSV-906 | no data | no data | no data | INLET CHECK VALVE | MANUAL | HLTCACC | 11737 | no data | no data | Air | 8" | no data
no data | 01-ARM-V-907 | no data | no data | no data | ANTI CAVITATION VALVE | MANUAL | HLTCACC | 11737 | no data | no data | Air | 1.5" | no data
no data | 01-ARM-V-908B | no data | no data | no data | Y STRAINER BLOW DOWN VALVE | MANUAL | HLTCACC | 11737 | no data | no data | Water | 0.5" | no data
no data | 01-ARM-V-908A | no data | no data | no data | SEAL WATER ISOLATION VALVE | MANUAL | HLTCACC | 11737 | no data | no data | Water | 3" | no data
no data | 01-ARM-YV-909 | no data | no data | no data | SPRAY NOZZLE ISOLATION VALVE | PNEUMATIC | HLTCACC | 11737 | no data | no data | Water | 2" | no data
no data | 01-ARM-V-909A | no data | no data | no data | SEAL WATER ADJUSTING VALVE | MANUAL | HLTCACC | 11737 | no data | no data | Water | 1.5" | no data
no data | 01-ARM-V-909B | no data | no data | no data | SPRAY NOZZLE ADJUSTING VALVE | MANUAL | HLTCACC | 11737 | no data | no data | Water | 2" | no data
no data | 01-ARM-V-911C | no data | no data | no data | Y STRAINER BLOW DOWN VALVE | MANUAL | HLTCACC | 11737 | no data | no data | Water | 0.38" | no data
no data | 01-ARM-V-911A | no data | no data | no data | MAKEUP BYPASS VALVE | MANUAL | HLTCACC | 11737 | no data | no data | Water | 1" | no data
no data | 01-ARM-V-911B | no data | no data | no data | MAKEUP ISOLATION VALVE | MANUAL | HLTCACC | 11737 | no data | no data | Water | 1" | no data
no data | 01-ARM-V-911D | no data | no data | no data | SYSTEM DRAIN VALVE | MANUAL | HLTCACC | 11737 | no data | no data | Water | 1" | no data
no data | 01-ARM-V-911E | no data | no data | no data | MAKEUP ISOLATION VALVE | MANUAL | HLTCACC | 11737 | no data | no data | Water | 1" | no data
no data | 01-ARM-YV-911 | no data | no data | no data | MAKEUP ISOLATION VALVE | PNEUMATIC | HLTCACC | 11737 | no data | no data | Water | 1" | no data
no data | 01-ARM-V-912B | no data | no data | no data | FLOW METER ISOLATION VALVE | MANUAL | HLTCACC | 11737 | no data | no data | Air | 1" | no data
no data | 01-ARM-V-912A | no data | no data | no data | DISCHARGE CHECK VALVE | MANUAL | HLTCACC | 11737 | no data | no data | Air | 10" | no data
no data | 01-ARM-YV-914 | no data | no data | no data | INLET ISOLATION VALVE | PNEUMATIC | HLTCACC | 11737 | no data | no data | Air | 8" | no data
no data | 01-ARM-V-914 | no data | no data | no data | INLET ISOLATION VALVE | LEVER | HLTCACC | 11737 | no data | no data |  | 8" | no data
no data | 01-ARM-FSV-914 | no data | no data | no data | INLET CHECK VALVE | MANUAL | HLTCACC | 11737 | no data | no data | Air | 8" | no data
no data | 01-ARM-V-915 | no data | no data | no data | ANTI CAVITATION VALVE | MANUAL | HLTCACC | 11737 | no data | no data | Air | 1.5" | no data
no data | 01-ARM-V-916B | no data | no data | no data | Y STRAINER BLOW DOWN VALVE | MANUAL | HLTCACC | 11737 | no data | no data | Water | 0.5" | no data
no data | 01-ARM-IV-916 | no data | no data | no data | Pressure gauge isolation valve | MANUAL | HLTCACC | 11737 | no data | no data | Water | 0.5" | no data
no data | 01-ARM-V-916A | no data | no data | no data | SEAL WATER ISOLATION VALVE | MANUAL | HLTCACC | 11737 | no data | no data | Water | 3" | no data
no data | 01-ARM-YV-917 | no data | no data | no data | SPRAY NOZZLE ISOLATION VALVE | Pneumatic | HLTCACC | 11737 | no data | no data | Water | 2" | no data
no data | 01-ARM-V-917A | no data | no data | no data | SEAL WATER ADJUSTING VALVE | MANUAL | HLTCACC | 11737 | no data | no data | Water | 1.5" | no data
no data | 01-ARM-V-917B | no data | no data | no data | SPRAY NOZZLE ADJUSTING VALVE | MANUAL | HLTCACC | 11737 | no data | no data | Water | 2" | no data
no data | 01-ARM-V-919C | no data | no data | no data | Y STRAINER BLOW DOWN VALVE | MANUAL | HLTCACC | 11737 | no data | no data | Water | 0.38" | no data
no data | 01-ARM-V-919A | no data | no data | no data | MAKEUP BYPASS VALVE | MANUAL | HLTCACC | 11737 | no data | no data | Water | 1" | no data
no data | 01-ARM-V-919B | no data | no data | no data | MAKEUP ISOLATION VALVE | MANUAL | HLTCACC | 11737 | no data | no data | Water | 1" | no data
no data | 01-ARM-V-919D | no data | no data | no data | SYSTEM DRAIN VALVE | MANUAL | HLTCACC | 11737 | no data | no data | Water | 1" | no data
no data | 01-ARM-V-919E | no data | no data | no data | MAKEUP ISOLATION VALVE | MANUAL | HLTCACC | 11737 | no data | no data | Water | 1" | no data
no data | 01-ARM-YV-919 | no data | no data | no data | MAKEUP ISOLATION VALVE | PNEUMATIC | HLTCACC | 11737 | no data | no data | Water | 1" | no data
no data | 01-ARM-V-920B | no data | no data | no data | FLOW METER ISOLATION VALVE | MANUAL | HLTCACC | 11737 | no data | no data | Air | 1" | no data
no data | 01-ARM-V-920A | no data | no data | no data | DISCHARGE CHECK VALVE | MANUAL | HLTCACC | 11737 | no data | no data | Air | 10" | no data
no data | 01-ARM-IV-883A | no data | no data | no data | PRESSURE TRANSMITTER ISOLATION VALVE | MANUAL | HLTCACC | 11737 | no data | no data | Air | 0.5" | no data
no data | 01-ARM-IV-883B | no data | no data | no data | PRESSURE GAUGE ISOLATION VALVE | MANUAL | HLTCACC | 11737 | no data | no data | Air | 0.5" | no data
no data | 01-ARM-IV-885 | no data | no data | no data | PRESSURE GAUGE ISOLATION VALVE | MANUAL | HLTCACC | 11737 | no data | no data | Water | 0.5" | no data
no data | 01-ARM-IV-886A | no data | no data | no data | PRESSURE GAUGE ISOLATION VALVE | MANUAL | HLTCACC | 11737 | no data | no data | Water | 0.5" | no data
no data | 01-ARM-IV-886B | no data | no data | no data | PRESSURE GAUGE ISOLATION VALVE | MANUAL | HLTCACC | 11737 | no data | no data | Water | 0.5" | no data
no data | 01-ARM-IV-888A | no data | no data | no data | LEVEL GAUGE ISOLATION VALVE | MANUAL | HLTCACC | 11737 | no data | no data | Water | 0.75" | no data
no data | 01-ARM-IV-888B | no data | no data | no data | LEVEL GAUGE ISOLATION VALVE | MANUAL | HLTCACC | 11737 | no data | no data | Water | 0.75" | no data
no data | 01-ARM-IV-890A | no data | no data | no data | PRESSURE TRANSMITTER ISOLATION VALVE | MANUAL | HLTCACC | 11737 | no data | no data | Air | 0.5" | no data
no data | 01-ARM-IV-890B | no data | no data | no data | PRESSURE GAUGE ISOLATION VALVE | MANUAL | HLTCACC | 11737 | no data | no data | Air | 0.5" | no data
no data | 01-ARM-IV-892 | no data | no data | no data | PRESSURE GAUGE ISOLATION VALVE | MANUAL | HLTCACC | 11737 | no data | no data | Water | 0.5" | no data
no data | 01-ARM-IV-893A | no data | no data | no data | PRESSURE GAUGE ISOLATION VALVE | MANUAL | HLTCACC | 11737 | no data | no data | Water | 0.5" | no data
no data | 01-ARM-IV-893B | no data | no data | no data | PRESSURE GAUGE ISOLATION VALVE | MANUAL | HLTCACC | 11737 | no data | no data | Water | 0.5" | no data
no data | 01-ARM-IV-895A | no data | no data | no data | LEVEL GAUGE ISOLATION VALVE | MANUAL | HLTCACC | 11737 | no data | no data | Water | 0.75" | no data
no data | 01-ARM-IV-895B | no data | no data | no data | LEVEL GAUGE ISOLATION VALVE | MANUAL | HLTCACC | 11737 | no data | no data | Water | 0.75" | no data
no data | 01-ARM-IV-898A | no data | no data | no data | PRESSURE TRANSMITTER ISOLATION VALVE | MANUAL | HLTCACC | 11737 | no data | no data | Air | 0.5" | no data
no data | 01-ARM-IV-898B | no data | no data | no data | PRESSURE GAUGE ISOLATION VALVE | MANUAL | HLTCACC | 11737 | no data | no data | Air | 0.5" | no data
no data | 01-ARM-IV-900 | no data | no data | no data | PRESSURE GAUGE ISOLATION VALVE | MANUAL | HLTCACC | 11737 | no data | no data | Water | 0.5" | no data
no data | 01-ARM-IV-901A | no data | no data | no data | PRESSURE GAUGE ISOLATION VALVE | MANUAL | HLTCACC | 11737 | no data | no data | Water | 0.5" | no data
no data | 01-ARM-IV-901B | no data | no data | no data | PRESSURE GAUGE ISOLATION VALVE | MANUAL | HLTCACC | 11737 | no data | no data | Water | 0.5" | no data
no data | 01-ARM-IV-903A | no data | no data | no data | LEVEL GAUGE ISOLATION VALVE | MANUAL | HLTCACC | 11737 | no data | no data | Water | 0.75" | no data
no data | 01-ARM-IV-903B | no data | no data | no data | LEVEL GAUGE ISOLATION VALVE | MANUAL | HLTCACC | 11737 | no data | no data | Water | 0.75" | no data
no data | 01-ARM-IV-906A | no data | no data | no data | PRESSURE TRANSMITTER ISOLATION VALVE | MANUAL | HLTCACC | 11737 | no data | no data | Air | 0.5" | no data
no data | 01-ARM-IV-906B | no data | no data | no data | PRESSURE GAUGE ISOLATION VALVE | MANUAL | HLTCACC | 11737 | no data | no data | Air | 0.5" | no data
no data | 01-ARM-IV-908 | no data | no data | no data | PRESSURE GAUGE ISOLATION VALVE | MANUAL | HLTCACC | 11737 | no data | no data | Water | 0.5" | no data
no data | 01-ARM-IV-909A | no data | no data | no data | PRESSURE GAUGE ISOLATION VALVE | MANUAL | HLTCACC | 11737 | no data | no data | Water | 0.5" | no data
no data | 01-ARM-IV-909B | no data | no data | no data | PRESSURE GAUGE ISOLATION VALVE | MANUAL | HLTCACC | 11737 | no data | no data | Water | 0.5" | no data
no data | 01-ARM-IV-911A | no data | no data | no data | LEVEL GAUGE ISOLATION VALVE | MANUAL | HLTCACC | 11737 | no data | no data | Water | 0.75" | no data
no data | 01-ARM-IV-911B | no data | no data | no data | LEVEL GAUGE ISOLATION VALVE | MANUAL | HLTCACC | 11737 | no data | no data | Water | 0.75" | no data
no data | 01-ARM-IV-914A | no data | no data | no data | PRESSURE TRANSMITTER ISOLATION VALVE | MANUAL | HLTCACC | 11737 | no data | no data | Air | 0.5" | no data
no data | 01-ARM-IV-914B | no data | no data | no data | PRESSURE GAUGE ISOLATION VALVE | MANUAL | HLTCACC | 11737 | no data | no data | Air | 0.5" | no data
no data | 01-ARM-IV-916 | no data | no data | no data | PRESSURE GAUGE ISOLATION VALVE | MANUAL | HLTCACC | 11737 | no data | no data | Water | 0.5" | no data
no data | 01-ARM-IV-917A | no data | no data | no data | PRESSURE GAUGE ISOLATION VALVE | MANUAL | HLTCACC | 11737 | no data | no data | Water | 0.5" | no data
no data | 01-ARM-IV-917B | no data | no data | no data | PRESSURE GAUGE ISOLATION VALVE | MANUAL | HLTCACC | 11737 | no data | no data | Water | 0.5" | no data
no data | 01-ARM-IV-919A | no data | no data | no data | LEVEL GAUGE ISOLATION VALVE | MANUAL | HLTCACC | 11737 | no data | no data | Water | 0.75" | no data
no data | 01-ARM-IV-919B | no data | no data | no data | LEVEL GAUGE ISOLATION VALVE | MANUAL | HLTCACC | 11737 | no data | no data | Water | 0.75" | no data
no data | 01-ARM-IV-966A | no data | no data | no data | LEVEL GAUGE ISOLATION VALVE | MANUAL | HLTCACC | 11737 | no data | no data | Glycol Mix | 0.75" | no data
no data | 01-ARM-IV-966B | no data | no data | no data | LEVEL GAUGE ISOLATION VALVE | MANUAL | HLTCACC | 11737 | no data | no data | Glycol Mix | 0.75" | no data
no data | 01-ARM-IV-967 | no data | no data | no data | PRESSURE GAUGE ISOLATION VALVE | MANUAL | HLTCACC | 11737 | no data | no data | Glycol Mix | 0.5" | no data
no data | 01-ARM-IV-968 | no data | no data | no data | PRESSURE GAUGE ISOLATION VALVE | MANUAL | HLTCACC | 11737 | no data | no data | Glycol Mix | 0.5" | no data
no data | 01-ARM-IV-969 | no data | no data | no data | PRESSURE GAUGE ISOLATION VALVE | MANUAL | HLTCACC | 11737 | no data | no data | Glycol Mix | 0.5" | no data
no data | 01-V-ARM-972A | no data | no data | no data | LRVP GLYCOL SYSTEM DRAIN | MANUAL | HLTCACC | 11737 | no data | no data | Glycol Mix | 1" | no data
no data | 01-V-ARM-972B | no data | no data | no data | LRVP GLYCOL SYSTEM DRAIN | MANUAL | HLTCACC | 11737 | no data | no data | Glycol Mix | 1" | no data
no data | 01-V-ARM-972C | no data | no data | no data | LRVP GLYCOL SYSTEM DRAIN | MANUAL | HLTCACC | 11737 | no data | no data | Glycol Mix | 1" | no data
no data | 01-V-ARM-972D | no data | no data | no data | FIN FAN GLYCOL SYSTEM DRAIN | MANUAL | HLTCACC | 11737 | no data | no data | Glycol Mix | 1" | no data
no data | 01-V-ARM-972E | no data | no data | no data | FIN FAN GLYCOL SYSTEM VENT | MANUAL | HLTCACC | 11737 | no data | no data | Glycol Mix | 1" | no data
no data | 01-V-ARM-890 | no data | no data | no data | LRVP GLYCOL SYSTEM RETURN DRAIN | MANUAL | HLTCACC | 11737 | no data | no data | Glycol Mix | 1" | no data
no data | 01-V-ARM-897 | no data | no data | no data | LRVP GLYCOL SYSTEM RETURN DRAIN | MANUAL | HLTCACC | 11737 | no data | no data | Glycol Mix | 1" | no data
no data | 01-V-ARM-905 | no data | no data | no data | LRVP GLYCOL SYSTEM RETURN DRAIN | MANUAL | HLTCACC | 11737 | no data | no data | Glycol Mix | 1" | no data
no data | 01-V-ARM-913 | no data | no data | no data | LRVP GLYCOL SYSTEM RETURN DRAIN | MANUAL | HLTCACC | 11737 | no data | no data | Glycol Mix | 1" | no data
no data+5972:6171 | 01-V-ARM-921 | no data | no data | no data | LRVP GLYCOL SYSTEM RETURN DRAIN | MANUAL | HLTCACC | 11737 | no data | no data | Glycol Mix | 1" | no data
no data | 00-VPFS-800 | no data | no data | no data | Pedistal Control Valve | Butterfly Valve | FireSystem | no data | no data | no data | no data | 4" | no data
no data | 00-VPFS-801 | no data | no data | no data | Lube Oil Control Valve | Butterfly Valve | FireSystem | no data | no data | no data | no data | 3" | no data
no data | 00-VPFS-802 | no data | no data | no data | Bearings Control Valve | Butterfly Valve | FireSystem | no data | no data | no data | no data | 3" | no data
no data | 00-VPFS-803 | no data | no data | no data | Bearings Deluge Valve | Deluge Valve | FireSystem | no data | no data | no data | no data | 4" | no data
no data | 00-VPFS-804 | no data | no data | no data | Bearings Check Valve | Easy Riser Check Va. | FireSystem | no data | no data | no data | no data | 3" | no data
no data | 00-VPFS-805 | no data | no data | no data | Pedisal Check Valve | Easy Riser Check Va. | FireSystem | no data | no data | no data | no data | 4" | no data
no data | 00-VPFS-806 | no data | no data | no data | Lube Oil Check Valve | Easy Riser Check Va. | FireSystem | no data | no data | no data | no data | 3" | no data
no data | 00-VPFS-807 | no data | no data | no data | Bearing Deluge Va. Main Drain | Ball Valve | FireSystem | no data | no data | no data | no data | 2" | no data
no data | 00-VPFS-808 | no data | no data | no data | Bearing Check Va. Main Drain | Ball Valve | FireSystem | no data | no data | no data | no data | 2" | no data
no data | 00-VPFS-809 | no data | no data | no data | Pedistal Check Va. Main Drain | Ball Valve | FireSystem | no data | no data | no data | no data | 2" | no data
no data | 00-VPFS-810 | no data | no data | no data | Lube Oil Check Va. Main Drain | Ball Valve | FireSystem | no data | no data | no data | no data | 2" | no data
no data | 00-VPFS-811 | no data | no data | no data | Header Drain Valve | Ball Valve | FireSystem | no data | no data | no data | no data | 1" | no data
no data | 00-VPFS-812 | no data | no data | no data | Bearing Deluge Valve Trim | Solenoid Valve | FireSystem | no data | no data | no data | no data | 1" | no data
no data | 00-VPFS-813 | no data | no data | no data | Turbine Fire Department Connection | Swing Check Va. | FireSystem | no data | no data | no data | no data | 4" | no data
no data | 00-VPFS-814 | no data | no data | no data | Pedistal Control Valve | Butterfly Valve | FireSystem | no data | no data | no data | no data | 4" | no data
no data | 00-VPFS-815 | no data | no data | no data | Lube Oil Control Valve | Butterfly Valve | FireSystem | no data | no data | no data | no data | 3" | no data
no data | 00-VPFS-816 | no data | no data | no data | Bearings Control Valve | Butterfly Valve | FireSystem | no data | no data | no data | no data | 3" | no data
no data | 00-VPFS-817 | no data | no data | no data | Bearings Deluge Valve | Deluge Valve | FireSystem | no data | no data | no data | no data | 4" | no data
no data | 00-VPFS-818 | no data | no data | no data | Bearings Check Valve | Easy Riser Check Va. | FireSystem | no data | no data | no data | no data | 3" | no data
no data | 00-VPFS-819 | no data | no data | no data | Pedisal Check Valve | Easy Riser Check Va. | FireSystem | no data | no data | no data | no data | 4" | no data
no data | 00-VPFS-820 | no data | no data | no data | Lube Oil Check Valve | Easy Riser Check Va. | FireSystem | no data | no data | no data | no data | 3" | no data
no data | 00-VPFS-821 | no data | no data | no data | Bearing Deluge Va. Main Drain | Ball Valve | FireSystem | no data | no data | no data | no data | 2" | no data
no data | 00-VPFS-822 | no data | no data | no data | Bearing Check Va. Main Drain | Ball Valve | FireSystem | no data | no data | no data | no data | 2" | no data
no data | 00-VPFS-823 | no data | no data | no data | Pedistal Check Va. Main Drain | Ball Valve | FireSystem | no data | no data | no data | no data | 2" | no data
no data | 00-VPFS-824 | no data | no data | no data | Lube Oil Check Va. Main Drain | Ball Valve | FireSystem | no data | no data | no data | no data | 2" | no data
no data | 00-VPFS-825 | no data | no data | no data | Header Drain Valve | Ball Valve | FireSystem | no data | no data | no data | no data | 1" | no data
no data | 00-VPFS-826 | no data | no data | no data | Bearing Deluge Valve Trim | Solenoid Valve | FireSystem | no data | no data | no data | no data | 1" | no data
no data | 00-VPFS-827 | no data | no data | no data | Turbine Fire Department Connection | Swing Check Va. | FireSystem | no data | no data | no data | no data | 4" | no data
no data | 00-VPFS-828 | no data | no data | no data | Aux Boiler Bldg Control Valve | Butterfly Valve | FireSystem | no data | no data | no data | no data | 4" | no data
no data | 00-VPFS-829 | no data | no data | no data | Aux Boiler Bldg Check Valve | Easy Riser Check Va. | FireSystem | no data | no data | no data | no data | 4" | no data
no data | 00-VPFS-830 | no data | no data | no data | Aux Boiler Bldg Check Va. Main Drain | Ball Valve | FireSystem | no data | no data | no data | no data | 2" | no data
no data | 00-VPFS-831 | no data | no data | no data | Aux Boiler Bldg Header Drain Valve | Ball Valve | FireSystem | no data | no data | no data | no data | 1" | no data
no data | 00-VPFS-832 | no data | no data | no data | Aux Boiler Bldg F.D.C. Check Valve | Swing Check Va. | FireSystem | no data | no data | no data | no data | 4" | no data
no data | 00-FPS-PST-01 | no data | no data | no data | M1 | Manual Pull | FireSystem | no data | no data | no data | no data | no data | no data
no data | 00-FPS-PST-02 | no data | no data | no data | M2 | Manual Pull | FireSystem | no data | no data | no data | no data | no data | no data
no data | 00-FPS-PST-03 | no data | no data | no data | M3 | Manual Pull | FireSystem | no data | no data | no data | no data | no data | no data
no data | 00-FPS-PST-04 | no data | no data | no data | M4 | Manual Pull | FireSystem | no data | no data | no data | no data | no data | no data
no data | 00-FPS-PST-05 | no data | no data | no data | M5 | Manual Pull | FireSystem | no data | no data | no data | no data | no data | no data
no data | 00-FPS-PST-06 | no data | no data | no data | M6 | Manual Pull | FireSystem | no data | no data | no data | no data | no data | no data
no data | 00-FPS-PST-07 | no data | no data | no data | M7 | Manual Pull | FireSystem | no data | no data | no data | no data | no data | no data
no data | 00-FPS-PST-08 | no data | no data | no data | M8 | Manual Pull | FireSystem | no data | no data | no data | no data | no data | no data
no data | 00-FPS-PST-09 | no data | no data | no data | M9 | Manual Pull | FireSystem | no data | no data | no data | no data | no data | no data
no data | 00-FPS-HST-01 | no data | no data | no data | NAC1-1 | Horn/Strobe | FireSystem | no data | no data | no data | no data | no data | no data
no data | 00-FPS-HST-02 | no data | no data | no data | NAC1-2 | Horn/Strobe | FireSystem | no data | no data | no data | no data | no data | no data
no data | 00-FPS-HST-03 | no data | no data | no data | NAC1-3 | Horn/Strobe | FireSystem | no data | no data | no data | no data | no data | no data
no data | 00-FPS-HST-04 | no data | no data | no data | NAC1-4 | Horn/Strobe | FireSystem | no data | no data | no data | no data | no data | no data
no data | 00-FPS-HST-05 | no data | no data | no data | NAC1-5 | Horn/Strobe | FireSystem | no data | no data | no data | no data | no data | no data
no data | 00-FPS-HST-06 | no data | no data | no data | NAC1-6 | Horn/Strobe | FireSystem | no data | no data | no data | no data | no data | no data
no data | 00-FPS-HST-07 | no data | no data | no data | NAC1-7 | Horn/Strobe | FireSystem | no data | no data | no data | no data | no data | no data
no data | 00-FPS-HST-08 | no data | no data | no data | NAC1-8 | Horn/Strobe | FireSystem | no data | no data | no data | no data | no data | no data
no data | 00-FPS-HST-09 | no data | no data | no data | NAC2-1 | Horn/Strobe | FireSystem | no data | no data | no data | no data | no data | no data
no data | 00-FPS-HST-10 | no data | no data | no data | NAC2-2 | Horn/Strobe | FireSystem | no data | no data | no data | no data | no data | no data
no data | 00-FPS-HST-11 | no data | no data | no data | NAC2-3 | Horn/Strobe | FireSystem | no data | no data | no data | no data | no data | no data
no data | 00-FPS-HST-12 | no data | no data | no data | NAC2-4 | Horn/Strobe | FireSystem | no data | no data | no data | no data | no data | no data
no data | 00-FPS-HST-13 | no data | no data | no data | NAC2-5 | Horn/Strobe | FireSystem | no data | no data | no data | no data | no data | no data
no data | 00-FPS-HST-14 | no data | no data | no data | NAC2-6 | Horn/Strobe | FireSystem | no data | no data | no data | no data | no data | no data
no data | 00-FPS-HST-15 | no data | no data | no data | NAC2-7 | Horn/Strobe | FireSystem | no data | no data | no data | no data | no data | no data
no data | 00-FPS-HST-16 | no data | no data | no data | NAC2-8 | Horn/Strobe | FireSystem | no data | no data | no data | no data | no data | no data
no data | 00-FPS-HST-17 | no data | no data | no data | NAC2-9 | Horn/Strobe | FireSystem | no data | no data | no data | no data | no data | no data
no data | 00-FPS-HDT-01 | no data | no data | no data | TBD-In Progress | Heat Detector | FireSystem | no data | no data | no data | no data | no data | no data
no data | 00-FPS-HDT-02 | no data | no data | no data | TBD-In Progress | Heat Detector | FireSystem | no data | no data | no data | no data | no data | no data
no data | 00-FPS-HDT-03 | no data | no data | no data | TBD-In Progress | Heat Detector | FireSystem | no data | no data | no data | no data | no data | no data
no data | 00-FPS-HDT-04 | no data | no data | no data | TBD-In Progress | Heat Detector | FireSystem | no data | no data | no data | no data | no data | no data
no data | 00-FPS-HDT-05 | no data | no data | no data | TBD-In Progress | Heat Detector | FireSystem | no data | no data | no data | no data | no data | no data
no data | 00-FPS-HDT-06 | no data | no data | no data | TBD-In Progress | Heat Detector | FireSystem | no data | no data | no data | no data | no data | no data
no data | 00-FPS-HDT-07 | no data | no data | no data | TBD-In Progress | Heat Detector | FireSystem | no data | no data | no data | no data | no data | no data
no data | 00-FPS-HDT-08 | no data | no data | no data | TBD-In Progress | Heat Detector | FireSystem | no data | no data | no data | no data | no data | no data
no data | 00-FPS-HDT-09 | no data | no data | no data | TBD-In Progress | Heat Detector | FireSystem | no data | no data | no data | no data | no data | no data
no data | 00-FPS-HDT-10 | no data | no data | no data | TBD-In Progress | Heat Detector | FireSystem | no data | no data | no data | no data | no data | no data
no data | 00-FPS-HDT-11 | no data | no data | no data | TBD-In Progress | Heat Detector | FireSystem | no data | no data | no data | no data | no data | no data
no data | 00-FPS-JBX-01 | no data | no data | no data | TBD-In Progress | Junction Box | FireSystem | no data | no data | no data | no data | no data | no data
no data | 00-FPS-PNL-13 | no data | no data | no data | 00-FPS-PNL-13 | Panel | FireSystem | no data | no data | no data | no data | no data | no data
no data | N/A | no data | no data | no data | TBD-In Progress | FMM-1 | FireSystem | no data | no data | no data | no data | no data | no data
no data | N/A | no data | no data | no data | TBD-In Progress | FMM-1 | FireSystem | no data | no data | no data | no data | no data | no data
no data | N/A | no data | no data | no data | TBD-In Progress | FMM-1 | FireSystem | no data | no data | no data | no data | no data | no data
no data | 00-FPS-PST-10 | no data | no data | no data | M1 | Manual Pull | FireSystem | no data | no data | no data | no data | no data | no data
no data | 00-FPS-PST-11 | no data | no data | no data | M2 | Manual Pull | FireSystem | no data | no data | no data | no data | no data | no data
no data | 00-FPS-PST-12 | no data | no data | no data | M3 | Manual Pull | FireSystem | no data | no data | no data | no data | no data | no data
no data | 00-FPS-PST-13 | no data | no data | no data | M4 | Manual Pull | FireSystem | no data | no data | no data | no data | no data | no data
no data | 00-FPS-PST-14 | no data | no data | no data | M5 | Manual Pull | FireSystem | no data | no data | no data | no data | no data | no data
no data | 00-FPS-PST-15 | no data | no data | no data | M6 | Manual Pull | FireSystem | no data | no data | no data | no data | no data | no data
no data | 00-FPS-PST-16 | no data | no data | no data | M7 | Manual Pull | FireSystem | no data | no data | no data | no data | no data | no data
no data | 00-FPS-PST-17 | no data | no data | no data | M8 | Manual Pull | FireSystem | no data | no data | no data | no data | no data | no data
no data | 00-FPS-PST-18 | no data | no data | no data | M9 | Manual Pull | FireSystem | no data | no data | no data | no data | no data | no data
no data | 00-FPS-HST-18 | no data | no data | no data | NAC1-1 | Horn/Strobe | FireSystem | no data | no data | no data | no data | no data | no data
no data | 00-FPS-HST-19 | no data | no data | no data | NAC1-2 | Horn/Strobe | FireSystem | no data | no data | no data | no data | no data | no data
no data | 00-FPS-HST-20 | no data | no data | no data | NAC1-3 | Horn/Strobe | FireSystem | no data | no data | no data | no data | no data | no data
no data | 00-FPS-HST-21 | no data | no data | no data | NAC1-4 | Horn/Strobe | FireSystem | no data | no data | no data | no data | no data | no data
no data | 00-FPS-HST-22 | no data | no data | no data | NAC1-5 | Horn/Strobe | FireSystem | no data | no data | no data | no data | no data | no data
no data | 00-FPS-HST-23 | no data | no data | no data | NAC1-6 | Horn/Strobe | FireSystem | no data | no data | no data | no data | no data | no data
no data | 00-FPS-HST-24 | no data | no data | no data | NAC1-7 | Horn/Strobe | FireSystem | no data | no data | no data | no data | no data | no data
no data | 00-FPS-HST-25 | no data | no data | no data | NAC1-8 | Horn/Strobe | FireSystem | no data | no data | no data | no data | no data | no data
no data | 00-FPS-HST-26 | no data | no data | no data | NAC2-1 | Horn/Strobe | FireSystem | no data | no data | no data | no data | no data | no data
no data | 00-FPS-HST-27 | no data | no data | no data | NAC2-2 | Horn/Strobe | FireSystem | no data | no data | no data | no data | no data | no data
no data | 00-FPS-HST-28 | no data | no data | no data | NAC2-3 | Horn/Strobe | FireSystem | no data | no data | no data | no data | no data | no data
no data | 00-FPS-HST-29 | no data | no data | no data | NAC2-4 | Horn/Strobe | FireSystem | no data | no data | no data | no data | no data | no data
no data | 00-FPS-HST-30 | no data | no data | no data | NAC2-5 | Horn/Strobe | FireSystem | no data | no data | no data | no data | no data | no data
no data | 00-FPS-HST-31 | no data | no data | no data | NAC2-6 | Horn/Strobe | FireSystem | no data | no data | no data | no data | no data | no data
no data | 00-FPS-HST-32 | no data | no data | no data | NAC2-7 | Horn/Strobe | FireSystem | no data | no data | no data | no data | no data | no data
no data | 00-FPS-HST-33 | no data | no data | no data | NAC2-8 | Horn/Strobe | FireSystem | no data | no data | no data | no data | no data | no data
no data | 00-FPS-HST-34 | no data | no data | no data | NAC2-9 | Horn/Strobe | FireSystem | no data | no data | no data | no data | no data | no data
no data | 00-FPS-HDT-12 | no data | no data | no data | TBD-In Progress | Heat Detector | FireSystem | no data | no data | no data | no data | no data | no data
no data | 00-FPS-HDT-13 | no data | no data | no data | TBD-In Progress | Heat Detector | FireSystem | no data | no data | no data | no data | no data | no data
no data | 00-FPS-HDT-14 | no data | no data | no data | TBD-In Progress | Heat Detector | FireSystem | no data | no data | no data | no data | no data | no data
no data | 00-FPS-HDT-15 | no data | no data | no data | TBD-In Progress | Heat Detector | FireSystem | no data | no data | no data | no data | no data | no data
no data | 00-FPS-HDT-16 | no data | no data | no data | TBD-In Progress | Heat Detector | FireSystem | no data | no data | no data | no data | no data | no data
no data | 00-FPS-HDT-17 | no data | no data | no data | TBD-In Progress | Heat Detector | FireSystem | no data | no data | no data | no data | no data | no data
no data | 00-FPS-HDT-18 | no data | no data | no data | TBD-In Progress | Heat Detector | FireSystem | no data | no data | no data | no data | no data | no data
no data | 00-FPS-HDT-19 | no data | no data | no data | TBD-In Progress | Heat Detector | FireSystem | no data | no data | no data | no data | no data | no data
no data | 00-FPS-JBX-02 | no data | no data | no data | TBD-In Progress | Junction Box | FireSystem | no data | no data | no data | no data | no data | no data
no data | 01-FPS-PNL-14 | no data | no data | no data | 01-FPS-PNL-14 | Panel | FireSystem | no data | no data | no data | no data | no data | no data
no data | N/A | no data | no data | no data | TBD-In Progress | FMM-1 | FireSystem | no data | no data | no data | no data | no data | no data
no data | N/A | no data | no data | no data | TBD-In Progress | FMM-1 | FireSystem | no data | no data | no data | no data | no data | no data
no data | N/A | no data | no data | no data | TBD-In Progress | FMM-1 | FireSystem | no data | no data | no data | no data | no data | no data
no data | 00-FPS-SDT-01 | no data | no data | no data | D1 | Smoke Dectector | FireSystem | no data | no data | no data | no data | no data | no data
no data | 00-FPS-SDT-02 | no data | no data | no data | D2 | Smoke Dectector | FireSystem | no data | no data | no data | no data | no data | no data
no data | 00-FPS-SDT-03 | no data | no data | no data | D3 | Smoke Dectector | FireSystem | no data | no data | no data | no data | no data | no data
no data | 00-FPS-SDT-04 | no data | no data | no data | D4 | Smoke Dectector | FireSystem | no data | no data | no data | no data | no data | no data
no data | 00-FPS-SDT-05 | no data | no data | no data | D5 | Smoke Dectector | FireSystem | no data | no data | no data | no data | no data | no data
no data | 00-FPS-SDT-06 | no data | no data | no data | D6 | Smoke Dectector | FireSystem | no data | no data | no data | no data | no data | no data
no data | 00-FPS-SDT-07 | no data | no data | no data | D7 | Smoke Dectector | FireSystem | no data | no data | no data | no data | no data | no data
no data | 00-FPS-SDT-08 | no data | no data | no data | D8 | Smoke Dectector | FireSystem | no data | no data | no data | no data | no data | no data
no data | 00-FPS-SDT-09 | no data | no data | no data | D9 | Smoke Dectector | FireSystem | no data | no data | no data | no data | no data | no data
no data | 00-FPS-SDT-10 | no data | no data | no data | D10 | Smoke Dectector | FireSystem | no data | no data | no data | no data | no data | no data
no data | 00-FPS-SDT-11 | no data | no data | no data | D11 | Smoke Dectector | FireSystem | no data | no data | no data | no data | no data | no data
no data | 00-FPS-SDT-12 | no data | no data | no data | D12 | Smoke Dectector | FireSystem | no data | no data | no data | no data | no data | no data
no data | 00-FPS-SDT-13 | no data | no data | no data | D13 | Smoke Dectector | FireSystem | no data | no data | no data | no data | no data | no data
no data | 00-FPS-SDT-14 | no data | no data | no data | D14 | Smoke Dectector | FireSystem | no data | no data | no data | no data | no data | no data
no data | 00-FPS-SDT-15 | no data | no data | no data | D15 | Smoke Dectector | FireSystem | no data | no data | no data | no data | no data | no data
no data | 00-FPS-SDT-16 | no data | no data | no data | D16 | Smoke Dectector | FireSystem | no data | no data | no data | no data | no data | no data
no data | 00-FPS-SDT-17 | no data | no data | no data | D17 | Smoke Dectector | FireSystem | no data | no data | no data | no data | no data | no data
no data | 00-FPS-SDT-18 | no data | no data | no data | D18 | Smoke Dectector | FireSystem | no data | no data | no data | no data | no data | no data
no data | 00-FPS-SDT-19 | no data | no data | no data | D19 | Smoke Dectector | FireSystem | no data | no data | no data | no data | no data | no data
no data | 00-FPS-SDT-20 | no data | no data | no data | D20 | Smoke Dectector | FireSystem | no data | no data | no data | no data | no data | no data
no data | 00-FPS-SDT-21 | no data | no data | no data | D21 | Smoke Dectector | FireSystem | no data | no data | no data | no data | no data | no data
no data | 00-FPS-SDT-22 | no data | no data | no data | D22 | Smoke Dectector | FireSystem | no data | no data | no data | no data | no data | no data
no data | 00-FPS-SDT-23 | no data | no data | no data | D23 | Smoke Dectector | FireSystem | no data | no data | no data | no data | no data | no data
no data | 00-FPS-SDT-24 | no data | no data | no data | D24 | Smoke Dectector | FireSystem | no data | no data | no data | no data | no data | no data
no data | 00-FPS-SDT-25 | no data | no data | no data | D25 | Smoke Dectector | FireSystem | no data | no data | no data | no data | no data | no data
no data | 00-FPS-SDT-26 | no data | no data | no data | D26 | Smoke Dectector | FireSystem | no data | no data | no data | no data | no data | no data
no data | 00-FPS-SDT-27 | no data | no data | no data | D27 | Smoke Dectector | FireSystem | no data | no data | no data | no data | no data | no data
no data | 00-FPS-SDT-28 | no data | no data | no data | D28 | Smoke Dectector | FireSystem | no data | no data | no data | no data | no data | no data
no data | 00-FPS-DDT-01 | no data | no data | no data | D29 | Duct Dectector | FireSystem | no data | no data | no data | no data | no data | no data
no data | 00-FPS-DDT-02 | no data | no data | no data | D30 | Duct Dectector | FireSystem | no data | no data | no data | no data | no data | no data
no data | 00-FPS-DDT-03 | no data | no data | no data | D31 | Duct Dectector | FireSystem | no data | no data | no data | no data | no data | no data
no data | 00-FPS-DDT-04 | no data | no data | no data | D32 | Duct Dectector | FireSystem | no data | no data | no data | no data | no data | no data
no data | 00-FPS-DDT-05 | no data | no data | no data | D33 | Duct Dectector | FireSystem | no data | no data | no data | no data | no data | no data
no data | 00-FPS-DDT-06 | no data | no data | no data | D34 | Duct Dectector | FireSystem | no data | no data | no data | no data | no data | no data
no data | 00-FPS-DDT-07 | no data | no data | no data | D35 | Duct Dectector | FireSystem | no data | no data | no data | no data | no data | no data
no data | 00-FPS-DDT-08 | no data | no data | no data | D36 | Duct Dectector | FireSystem | no data | no data | no data | no data | no data | no data
no data | 00-FPS-DDT-09 | no data | no data | no data | D37 | Duct Dectector | FireSystem | no data | no data | no data | no data | no data | no data
no data | 00-FPS-SDT-29 | no data | no data | no data | D38 | Smoke Dectector | FireSystem | no data | no data | no data | no data | no data | no data
no data | 00-FPS-SDT-30 | no data | no data | no data | D39 | Smoke Dectector | FireSystem | no data | no data | no data | no data | no data | no data
no data | 00-FPS-SDT-31 | no data | no data | no data | D40 | Smoke Dectector | FireSystem | no data | no data | no data | no data | no data | no data
no data | 00-FPS-PST-19 | no data | no data | no data | M1 | Manual Pull | FireSystem | no data | no data | no data | no data | no data | no data
no data | 00-FPS-PST-20 | no data | no data | no data | M2 | Manual Pull | FireSystem | no data | no data | no data | no data | no data | no data
no data | 00-FPS-PST-21 | no data | no data | no data | M3 | Manual Pull | FireSystem | no data | no data | no data | no data | no data | no data
no data | 00-FPS-PST-22 | no data | no data | no data | M4 | Manual Pull | FireSystem | no data | no data | no data | no data | no data | no data
no data | 00-FPS-PST-23 | no data | no data | no data | M5 | Manual Pull | FireSystem | no data | no data | no data | no data | no data | no data
no data | 00-FPS-PST-24 | no data | no data | no data | M6 | Manual Pull | FireSystem | no data | no data | no data | no data | no data | no data
no data | 00-FPS-PST-25 | no data | no data | no data | M7 | Manual Pull | FireSystem | no data | no data | no data | no data | no data | no data
no data | N/A | no data | no data | no data | M8 | FMM-1 | FireSystem | no data | no data | no data | no data | no data | no data
no data | N/A | no data | no data | no data | M9 | FMM-1 | FireSystem | no data | no data | no data | no data | no data | no data
no data | N/A | no data | no data | no data | M10 | FMM-1 | FireSystem | no data | no data | no data | no data | no data | no data
no data | N/A | no data | no data | no data | M11 | FMM-1 | FireSystem | no data | no data | no data | no data | no data | no data
no data | N/A | no data | no data | no data | M12 | FRM-1 | FireSystem | no data | no data | no data | no data | no data | no data
no data | N/A | no data | no data | no data | M13 | FRM-1 | FireSystem | no data | no data | no data | no data | no data | no data
no data | N/A | no data | no data | no data | M14 | FRM-1 | FireSystem | no data | no data | no data | no data | no data | no data
no data | N/A | no data | no data | no data | M15 | FRM-1 | FireSystem | no data | no data | no data | no data | no data | no data
no data | 00-FPS-HST-35 | no data | no data | no data | NAC1-1 | Horn/Strobe | FireSystem | no data | no data | no data | no data | no data | no data
no data | 00-FPS-HST-36 | no data | no data | no data | NAC1-2 | Horn/Strobe | FireSystem | no data | no data | no data | no data | no data | no data
no data | 00-FPS-HST-37 | no data | no data | no data | NAC1-3 | Strobe | FireSystem | no data | no data | no data | no data | no data | no data
no data | 00-FPS-HST-38 | no data | no data | no data | NAC1-4 | Strobe | FireSystem | no data | no data | no data | no data | no data | no data
no data | 00-FPS-HST-39 | no data | no data | no data | NAC1-5 | Horn/Strobe | FireSystem | no data | no data | no data | no data | no data | no data
no data | 00-FPS-HST-40 | no data | no data | no data | NAC1-6 | Horn/Strobe | FireSystem | no data | no data | no data | no data | no data | no data
no data | 00-FPS-HST-41 | no data | no data | no data | NAC1-7 | Horn/Strobe | FireSystem | no data | no data | no data | no data | no data | no data
no data | 00-FPS-HST-42 | no data | no data | no data | NAC1-8 | Horn/Strobe | FireSystem | no data | no data | no data | no data | no data | no data
no data | 00-FPS-HST-43 | no data | no data | no data | NAC1-9 | Horn/Strobe | FireSystem | no data | no data | no data | no data | no data | no data
no data | 00-FPS-HST-44 | no data | no data | no data | NAC1-10 | Horn/Strobe | FireSystem | no data | no data | no data | no data | no data | no data
no data | 00-FPS-PNL-04 | no data | no data | no data | 00-FPS-PNL-04 | Panel | FireSystem | no data | no data | no data | no data | no data | no data
no data | 00-FPS-PNL-05 | no data | no data | no data | 00-FPS-PNL-05 | Panel | FireSystem | no data | no data | no data | no data | no data | no data
no data | 00-FPS-PST-26 | no data | no data | no data | M1 | Manual Pull | FireSystem | no data | no data | no data | no data | no data | no data
no data | 00-FPS-PST-27 | no data | no data | no data | M2 | Manual Pull | FireSystem | no data | no data | no data | no data | no data | no data
no data | 00-FPS-PST-28 | no data | no data | no data | M3 | Manual Pull | FireSystem | no data | no data | no data | no data | no data | no data
no data | 00-FPS-PST-29 | no data | no data | no data | M4 | Manual Pull | FireSystem | no data | no data | no data | no data | no data | no data
no data | 00-FPS-HST-45 | no data | no data | no data | NAC1-1 | Horn/Strobe | FireSystem | no data | no data | no data | no data | no data | no data
no data | 00-FPS-HST-46 | no data | no data | no data | NAC2-1 | Horn/Strobe | FireSystem | no data | no data | no data | no data | no data | no data
no data | 00-FPS-HST-47 | no data | no data | no data | NAC2-2 | Horn/Strobe | FireSystem | no data | no data | no data | no data | no data | no data
no data | 00-FPS-HST-48 | no data | no data | no data | NAC2-3 | Horn/Strobe | FireSystem | no data | no data | no data | no data | no data | no data
no data | 00-FPS-HST-49 | no data | no data | no data | NAC2-4 | Horn/Strobe | FireSystem | no data | no data | no data | no data | no data | no data
no data | 00-FPS-PNL-15 | no data | no data | no data | 00-FPS-PNL-15 | Panel | FireSystem | no data | no data | no data | no data | no data | no data
no data | 00-FPS-JBX-05 | no data | no data | no data | 00-FPS-JBX-06 | SAB | FireSystem | no data | no data | no data | no data | no data | no data
no data | 00-FPS-JBX-08 | no data | no data | no data | 00-FPS-JBX-05 | SAB | FireSystem | no data | no data | no data | no data | no data | no data
no data | 00-FPS-SDT-32 | no data | no data | no data | D7 | Smoke Dectector | FireSystem | no data | no data | no data | no data | no data | no data
no data | 00-FPS-PST-30 | no data | no data | no data | M3 | Manual Pull | FireSystem | no data | no data | no data | no data | no data | no data
no data | 00-FPS-HST-50 | no data | no data | no data | NAC1-3 | Horn/Strobe | FireSystem | no data | no data | no data | no data | no data | no data
no data | 00-FPS-JBX-04 | no data | no data | no data | 00-FPS-JBX-05 | SAB | FireSystem | no data | no data | no data | no data | no data | no data
no data | 00-FPS-SDT-33 | no data | no data | no data | D7 | Smoke Dectector | FireSystem | no data | no data | no data | no data | no data | no data
no data | 00-FPS-PST-31 | no data | no data | no data | M3 | Manual Pull | FireSystem | no data | no data | no data | no data | no data | no data
no data | 00-FPS-HST-51 | no data | no data | no data | NAC1-3 | Horn/Strobe | FireSystem | no data | no data | no data | no data | no data | no data
no data | 00-FPS-PST-32 | no data | no data | no data | M1 | Manual Pull | FireSystem | no data | no data | no data | no data | no data | no data
no data | 00-FPS-PST-33 | no data | no data | no data | M2 | Manual Pull | FireSystem | no data | no data | no data | no data | no data | no data
no data | 00-FPS-SDT-34 | no data | no data | no data | D01 | Smoke Dectector | FireSystem | no data | no data | no data | no data | no data | no data
no data | 00-FPS-SDT-35 | no data | no data | no data | D02 | Smoke Dectector | FireSystem | no data | no data | no data | no data | no data | no data
no data | 00-FPS-SDT-36 | no data | no data | no data | D03 | Smoke Dectector | FireSystem | no data | no data | no data | no data | no data | no data
no data | 00-FPS-SDT-37 | no data | no data | no data | D04 | Smoke Dectector | FireSystem | no data | no data | no data | no data | no data | no data
no data | 00-FPS-HST-52 | no data | no data | no data | NAC1-1 | Horn/Strobe | FireSystem | no data | no data | no data | no data | no data | no data
no data | 00-FPS-HST-53 | no data | no data | no data | NAC2-1 | Horn/Strobe | FireSystem | no data | no data | no data | no data | no data | no data
no data | 00-FPS-HST-54 | no data | no data | no data | NAC2-2 | Horn/Strobe | FireSystem | no data | no data | no data | no data | no data | no data
no data | 00-FPS-PNL-10 | no data | no data | no data | 00-FPS-PNL-10 | Panel | FireSystem | no data | no data | no data | no data | no data | no data
no data | 00-FPS-PST-34 | no data | no data | no data | M1 | Manual Pull | FireSystem | no data | no data | no data | no data | no data | no data
no data | 00-FPS-PST-35 | no data | no data | no data | M2 | Manual Pull | FireSystem | no data | no data | no data | no data | no data | no data
no data | 00-FPS-SDT-38 | no data | no data | no data | D01 | Smoke Dectector | FireSystem | no data | no data | no data | no data | no data | no data
no data | 00-FPS-SDT-39 | no data | no data | no data | D02 | Smoke Dectector | FireSystem | no data | no data | no data | no data | no data | no data
no data | 00-FPS-SDT-40 | no data | no data | no data | D03 | Smoke Dectector | FireSystem | no data | no data | no data | no data | no data | no data
no data | 00-FPS-SDT-41 | no data | no data | no data | D04 | Smoke Dectector | FireSystem | no data | no data | no data | no data | no data | no data
no data | 00-FPS-HST-55 | no data | no data | no data | NAC1-1 | Horn/Strobe | FireSystem | no data | no data | no data | no data | no data | no data
no data | 00-FPS-HST-56 | no data | no data | no data | NAC2-1 | Horn/Strobe | FireSystem | no data | no data | no data | no data | no data | no data
no data | 00-FPS-HST-57 | no data | no data | no data | NAC2-2 | Horn/Strobe | FireSystem | no data | no data | no data | no data | no data | no data
no data | 00-FPS-PNL-06 | no data | no data | no data | 00-FPS-PNL-06 | Panel | FireSystem | no data | no data | no data | no data | no data | no data
no data | 00-FPS-PST-36 | no data | no data | no data | M1 | Manual Pull | FireSystem | no data | no data | no data | no data | no data | no data
no data | 00-FPS-PST-37 | no data | no data | no data | M2 | Manual Pull | FireSystem | no data | no data | no data | no data | no data | no data
no data | 00-FPS-SDT-42 | no data | no data | no data | D01 | Smoke Dectector | FireSystem | no data | no data | no data | no data | no data | no data
no data | 00-FPS-SDT-43 | no data | no data | no data | D02 | Smoke Dectector | FireSystem | no data | no data | no data | no data | no data | no data
no data | 00-FPS-SDT-44 | no data | no data | no data | D03 | Smoke Dectector | FireSystem | no data | no data | no data | no data | no data | no data
no data | 00-FPS-SDT-45 | no data | no data | no data | D04 | Smoke Dectector | FireSystem | no data | no data | no data | no data | no data | no data
no data | 00-FPS-HST-58 | no data | no data | no data | NAC1-1 | Horn/Strobe | FireSystem | no data | no data | no data | no data | no data | no data
no data | 00-FPS-HST-59 | no data | no data | no data | NAC2-1 | Horn/Strobe | FireSystem | no data | no data | no data | no data | no data | no data
no data | 00-FPS-HST-60 | no data | no data | no data | NAC2-2 | Horn/Strobe | FireSystem | no data | no data | no data | no data | no data | no data
no data | 00-FPS-PNL-07 | no data | no data | no data | 00-FPS-PNL-07 | Panel | FireSystem | no data | no data | no data | no data | no data | no data
no data | 00-FPS-JBX-06 | no data | no data | no data | 00-FPS-JBX-07 | SAB | FireSystem | no data | no data | no data | no data | no data | no data
no data | 00-FPS-PST-38 | no data | no data | no data | M1 | Manual Pull | FireSystem | no data | no data | no data | no data | no data | no data
no data | 00-FPS-PST-39 | no data | no data | no data | M2 | Manual Pull | FireSystem | no data | no data | no data | no data | no data | no data
no data | 00-FPS-SDT-46 | no data | no data | no data | D01 | Smoke Dectector | FireSystem | no data | no data | no data | no data | no data | no data
no data | 00-FPS-SDT-47 | no data | no data | no data | D02 | Smoke Dectector | FireSystem | no data | no data | no data | no data | no data | no data
no data | 00-FPS-SDT-48 | no data | no data | no data | D03 | Smoke Dectector | FireSystem | no data | no data | no data | no data | no data | no data
no data | 00-FPS-SDT-49 | no data | no data | no data | D04 | Smoke Dectector | FireSystem | no data | no data | no data | no data | no data | no data
no data | 00-FPS-HST-61 | no data | no data | no data | NAC1-1 | Horn/Strobe | FireSystem | no data | no data | no data | no data | no data | no data
no data | 00-FPS-HST-62 | no data | no data | no data | NAC2-1 | Horn/Strobe | FireSystem | no data | no data | no data | no data | no data | no data
no data | 00-FPS-HST-63 | no data | no data | no data | NAC2-2 | Horn/Strobe | FireSystem | no data | no data | no data | no data | no data | no data
no data | 00-FPS-PNL-08 | no data | no data | no data | 00-FPS-PNL-08 | Panel | FireSystem | no data | no data | no data | no data | no data | no data
no data | 00-FPS-JBX-02 | no data | no data | no data | 00-FPS-JBX-03 | SAB | FireSystem | no data | no data | no data | no data | no data | no data
no data | 00-FPS-PST-40 | no data | no data | no data | M1 | Manual Pull | FireSystem | no data | no data | no data | no data | no data | no data
no data | 00-FPS-PST-41 | no data | no data | no data | M2 | Manual Pull | FireSystem | no data | no data | no data | no data | no data | no data
no data | 00-FPS-HST-64 | no data | no data | no data | NAC1-1 | Horn/Strobe | FireSystem | no data | no data | no data | no data | no data | no data
no data | 00-FPS-HST-65 | no data | no data | no data | NAC2-1 | Horn/Strobe | FireSystem | no data | no data | no data | no data | no data | no data
no data | 00-FPS-HST-66 | no data | no data | no data | NAC2-2 | Horn/Strobe | FireSystem | no data | no data | no data | no data | no data | no data
no data | 00-FPS-SDT-50 | no data | no data | no data | D01 | Smoke Dectector | FireSystem | no data | no data | no data | no data | no data | no data
no data | 00-FPS-SDT-51 | no data | no data | no data | D02 | Smoke Dectector | FireSystem | no data | no data | no data | no data | no data | no data
no data | 00-FPS-SDT-52 | no data | no data | no data | D03 | Smoke Dectector | FireSystem | no data | no data | no data | no data | no data | no data
no data | 00-FPS-SDT-53 | no data | no data | no data | D04 | Smoke Dectector | FireSystem | no data | no data | no data | no data | no data | no data
no data | 00-FPS-JBX-07 | no data | no data | no data | 00-FPS-JBX-08 | SAB | FireSystem | no data | no data | no data | no data | no data | no data
no data | 00-FPS-PST-42 | no data | no data | no data | M1 | Manual Pull | FireSystem | no data | no data | no data | no data | no data | no data
no data | 00-FPS-PST-43 | no data | no data | no data | M2 | Manual Pull | FireSystem | no data | no data | no data | no data | no data | no data
no data | 00-FPS-HST-67 | no data | no data | no data | NAC1-1 | Horn/Strobe | FireSystem | no data | no data | no data | no data | no data | no data
no data | 00-FPS-HST-68 | no data | no data | no data | NAC2-1 | Horn/Strobe | FireSystem | no data | no data | no data | no data | no data | no data
no data | 00-FPS-HST-69 | no data | no data | no data | NAC2-2 | Horn/Strobe | FireSystem | no data | no data | no data | no data | no data | no data
no data | 00-FPS-SDT-54 | no data | no data | no data | D01 | Smoke Dectector | FireSystem | no data | no data | no data | no data | no data | no data
no data | 00-FPS-SDT-55 | no data | no data | no data | D02 | Smoke Dectector | FireSystem | no data | no data | no data | no data | no data | no data
no data | 00-FPS-SDT-56 | no data | no data | no data | D03 | Smoke Dectector | FireSystem | no data | no data | no data | no data | no data | no data
no data | 00-FPS-SDT-57 | no data | no data | no data | D04 | Smoke Dectector | FireSystem | no data | no data | no data | no data | no data | no data
no data | 00-FPS-JBX-03 | no data | no data | no data | 00-FPS-JBX-04 | SAB | FireSystem | no data | no data | no data | no data | no data | no data
no data | 00-FPS-PST-44 | no data | no data | no data | M1 | Manual Pull | FireSystem | no data | no data | no data | no data | no data | no data
no data | 00-FPS-HST-70 | no data | no data | no data | NAC3-1 | Horn/Strobe | FireSystem | no data | no data | no data | no data | no data | no data
no data | N/A | no data | no data | no data | M4 | R10T RELAY | FireSystem | no data | no data | no data | no data | no data | no data
no data | 00-FPS-PST-45 | no data | no data | no data | M1 | Manual Pull | FireSystem | no data | no data | no data | no data | no data | no data
no data | 00-FPS-PST-46 | no data | no data | no data | M2 | Manual Pull | FireSystem | no data | no data | no data | no data | no data | no data
no data | 00-FPS-PST-47 | no data | no data | no data | M3 | Manual Pull | FireSystem | no data | no data | no data | no data | no data | no data
no data | 00-FPS-HST-69 | no data | no data | no data | NAC1-1 | Horn/Strobe | FireSystem | no data | no data | no data | no data | no data | no data
no data | 00-FPS-HST-71 | no data | no data | no data | NAC1-2 | Horn/Strobe | FireSystem | no data | no data | no data | no data | no data | no data
no data | 00-FPS-HST-72 | no data | no data | no data | NAC2-1 | Horn/Strobe | FireSystem | no data | no data | no data | no data | no data | no data
no data | 00-FPS-HST-73 | no data | no data | no data | NAC2-2 | Horn/Strobe | FireSystem | no data | no data | no data | no data | no data | no data
no data | 00-FPS-HST-74 | no data | no data | no data | NAC2-3 | Horn/Strobe | FireSystem | no data | no data | no data | no data | no data | no data
no data | 00-FSP-PNL-06 | no data | no data | no data | 00-FSP-PNL-06 | Panel | FireSystem | no data | no data | no data | no data | no data | no data
no data | 00-FSP-JBX-01 | no data | no data | no data | 00-FSP-JBX-01 | SAB | FireSystem | no data | no data | no data | no data | no data | no data
no data | 00-FSP-PNL-12 | no data | no data | no data | 00-FSP-PNL-12 | Panel | FireSystem | no data | no data | no data | no data | no data | no data
no data | 00-FPS-PST-48 | no data | no data | no data | M1 | Manual Pull | FireSystem | no data | no data | no data | no data | no data | no data
no data | 00-FPS-PST-49 | no data | no data | no data | M2 | Manual Pull | FireSystem | no data | no data | no data | no data | no data | no data
no data | 00-FPS-HST-75 | no data | no data | no data | NAC2-1 | Horn/Strobe | FireSystem | no data | no data | no data | no data | no data | no data
no data | 00-FPS-HST-76 | no data | no data | no data | NAC3-1 | Horn/Strobe | FireSystem | no data | no data | no data | no data | no data | no data
no data | N/A | no data | no data | no data | M3-M12 | XP10 | FireSystem | no data | no data | no data | no data | no data | no data
no data | N/A | no data | no data | no data | M13-M22 | XP10 | FireSystem | no data | no data | no data | no data | no data | no data
no data | 00-FSP-JBX-02 | no data | no data | no data | 00-FSP-JBX-02 | SAB | FireSystem | no data | no data | no data | no data | no data | no data
no data | 00-FPS-JBX-09 | no data | no data | no data | 00-FSP-JBX-10 | SAB | FireSystem | no data | no data | no data | no data | no data | no data
no data | 00-FPS-SDT-58 | no data | no data | no data | D01 | Smoke Dectector | FireSystem | no data | no data | no data | no data | no data | no data
no data | 00-FPS-SDT-59 | no data | no data | no data | D02 | Smoke Dectector | FireSystem | no data | no data | no data | no data | no data | no data
no data | 00-FPS-PST-50 | no data | no data | no data | M1 | Manual Pull | FireSystem | no data | no data | no data | no data | no data | no data
no data | 00-FPS-PST-51 | no data | no data | no data | M2 | Manual Pull | FireSystem | no data | no data | no data | no data | no data | no data
no data | 00-FPS-HST-77 | no data | no data | no data | NAC4-1 | Horn/Strobe | FireSystem | no data | no data | no data | no data | no data | no data
no data | N/A | no data | no data | no data | FCM3-1 | Horn/Strobe | FireSystem | no data | no data | no data | no data | no data | no data
no data | N/A | no data | no data | no data | FCM3-2 | Horn/Strobe | FireSystem | no data | no data | no data | no data | no data | no data
no data | 00-FPS-SDT-60 | no data | no data | no data | D01 | Smoke Dectector | FireSystem | no data | no data | no data | no data | no data | no data
no data | 00-FPS-SDT-61 | no data | no data | no data | D02 | Smoke Dectector | FireSystem | no data | no data | no data | no data | no data | no data
no data | 00-FPS-SDT-62 | no data | no data | no data | D03 | Smoke Dectector | FireSystem | no data | no data | no data | no data | no data | no data
no data | 00-FPS-PST-52 | no data | no data | no data | M1 | Manual Pull | FireSystem | no data | no data | no data | no data | no data | no data
no data | 00-FPS-PST-53 | no data | no data | no data | M2 | Manual Pull | FireSystem | no data | no data | no data | no data | no data | no data
no data | 00-FPS-HST-78 | no data | no data | no data | M3 | Manual Pull | FireSystem | no data | no data | no data | no data | no data | no data
no data | 00-FPS-HST-79 | no data | no data | no data | NAC1-1 | Horn/Strobe | FireSystem | no data | no data | no data | no data | no data | no data
no data | 00-FPS-HST-80 | no data | no data | no data | NAC1-2 | Horn/Strobe | FireSystem | no data | no data | no data | no data | no data | no data
no data | 00-FPS-HST-81 | no data | no data | no data | NAC2-1 | Horn/Strobe | FireSystem | no data | no data | no data | no data | no data | no data
no data | 00-FPS-HST-82 | no data | no data | no data | NAC2-2 | Horn/Strobe | FireSystem | no data | no data | no data | no data | no data | no data
no data | 00-FPS-HST-83 | no data | no data | no data | NAC2-3 | Horn/Strobe | FireSystem | no data | no data | no data | no data | no data | no data
no data | 00-FPS-PNL-11 | no data | no data | no data | 00-FSP-PNL-11 | Panel | FireSystem | no data | no data | no data | no data | no data | no data
no data | 01-VBDN800 | no data | no data | no data | Isolation Valve | Ball | HRSGBD | JJ05792-06-PI | no data | no data | Service Water | 1/2" | no data
no data | 01-VBDN801 | no data | no data | no data | Root Valve | Ball | HRSGBD | JJ05792-06-PI | no data | no data | Service Water | 1/2" | no data
no data | 01-VBDN802 | no data | no data | no data | Throttling Valve | Needle | HRSGBD | JJ05792-06-PI | no data | no data | Service Water | 1/2" | no data
no data | 01-VBDN803 | no data | no data | no data | Isolation Valve | Ball | HRSGBD | JJ05792-06-PI | no data | no data | Service Water | 1/2" | no data
no data | 01-VBDN804 | no data | no data | no data | Root Valve | Ball | HRSGBD | JJ05792-06-PI | no data | no data | Service Water | 1/2" | no data
no data | 01-VBDN805 | no data | no data | no data | Throttling Valve | Needle | HRSGBD | JJ05792-06-PI | no data | no data | Service Water | 1/2" | no data
no data | 02-VBDN800 | no data | no data | no data | Isolation Valve | Ball | HRSGBD | JJ05792-06-PI | no data | no data | Service Water | 1/2" | no data
no data | 02-VBDN802 | no data | no data | no data | Root Valve | Ball | HRSGBD | JJ05792-06-PI | no data | no data | Service Water | 1/2" | no data
no data | 02-VBDN802 | no data | no data | no data | Throttling Valve | Needle | HRSGBD | JJ05792-06-PI | no data | no data | Service Water | 1/2" | no data
no data | 02-VBDN803 | no data | no data | no data | Isolation Valve | Ball | HRSGBD | JJ05792-06-PI | no data | no data | Service Water | 1/2" | no data
no data | 02-VBDN804 | no data | no data | no data | Root Valve | Ball | HRSGBD | JJ05792-06-PI | no data | no data | Service Water | 1/2" | no data
no data | 02-VBDN805 | no data | no data | no data | Throttling Valve | Needle | HRSGBD | JJ05792-06-PI | no data | no data | Service Water | 1/2" | no data
no data | 01-VPDR800 | no data | no data | no data | Isolation Valve | Ball | STDRAINS | JJ05792-09-PI | no data | no data | Drain Water | 2" | no data
no data | 01-VPDR801 | no data | no data | no data | Drain Valve | Ball | STDRAINS | JJ05792-09-PI | no data | no data | Drain Water | 3/4" | no data
no data | 01-VPDR802 | no data | no data | no data | Check Valve | Check | STDRAINS | JJ05792-09-PI | no data | no data | Drain Water | 2" | no data
no data | 01-VPDR803 | no data | no data | no data | Isolation Valve | Ball | STDRAINS | JJ05792-09-PI | no data | no data | Drain Water | 2" | no data
no data | 01-VPDR804 | no data | no data | no data | Isolation Valve | Ball | STDRAINS | JJ05792-09-PI | no data | no data | Drain Water | 2" | no data
no data | 01-VPDR805 | no data | no data | no data | Check Valve | Check | STDRAINS | JJ05792-09-PI | no data | no data | Drain Water | 2" | no data
no data | 01-VPDR806 | no data | no data | no data | Isolation Valve | Ball | STDRAINS | JJ05792-09-PI | no data | no data | Drain Water | 2" | no data
no data | 01-VPDR807 | no data | no data | no data | Drain Valve | Ball | STDRAINS | JJ05792-09-PI | no data | no data | Drain Water | 3/4" | no data
no data | 01-VPDR808 | no data | no data | no data | Root Valve | Ball | STDRAINS | JJ05792-09-PI | no data | no data | Drain Water | 3/4" | no data
no data | 01-VPDR809 | no data | no data | no data | Throttling Valve | Needle | STDRAINS | JJ05792-09-PI | no data | no data | Air | 1/2" | no data
no data | 01-VPDR810 | no data | no data | no data | Isolation Valve | Ball | STDRAINS | JJ05792-09-PI | no data | no data | Air | 1/2" | no data
no data | 01-VPDR812 | no data | no data | no data | Throttling Valve | Needle | STDRAINS | JJ05792-09-PI | no data | no data | Air | 1/2" | no data
no data | 01-VPDR814 | no data | no data | no data | Isolation Valve | Ball | STDRAINS | JJ05792-09-PI | no data | no data | Air | 1/2" | no data
no data | 02-VPDR800 | no data | no data | no data | Isolation Valve | Ball | STDRAINS | JJ05792-09-PI | no data | no data | Drain Water | 2" | no data
no data | 02-VPDR801 | no data | no data | no data | Drain Valve | Ball | STDRAINS | JJ05792-09-PI | no data | no data | Drain Water | 3/4" | no data
no data | 02-VPDR802 | no data | no data | no data | Check Valve | Check | STDRAINS | JJ05792-09-PI | no data | no data | Drain Water | 2" | no data
no data | 02-VPDR803 | no data | no data | no data | Isolation Valve | Ball | STDRAINS | JJ05792-09-PI | no data | no data | Drain Water | 2" | no data
no data | 02-VPDR804 | no data | no data | no data | Isolation Valve | Ball | STDRAINS | JJ05792-09-PI | no data | no data | Drain Water | 2" | no data
no data | 02-VPDR805 | no data | no data | no data | Check Valve | Check | STDRAINS | JJ05792-09-PI | no data | no data | Drain Water | 2" | no data
no data | 02-VPDR806 | no data | no data | no data | Isolation Valve | Ball | STDRAINS | JJ05792-09-PI | no data | no data | Drain Water | 2" | no data
no data | 02-VPDR807 | no data | no data | no data | Drain Valve | Ball | STDRAINS | JJ05792-09-PI | no data | no data | Drain Water | 3/4" | no data
no data | 02-VPDR808 | no data | no data | no data | Root Valve | Ball | STDRAINS | JJ05792-09-PI | no data | no data | Drain Water | 3/4" | no data
no data | 02-VPDR809 | no data | no data | no data | Throttling Valve | Needle | STDRAINS | JJ05792-09-PI | no data | no data | Air | 1/2" | no data
no data | 02-VPDR810 | no data | no data | no data | Isolation Valve | Ball | STDRAINS | JJ05792-09-PI | no data | no data | Air | 1/2" | no data
no data | 02-VPDR812 | no data | no data | no data | Throttling Valve | Needle | STDRAINS | JJ05792-09-PI | no data | no data | Air | 1/2" | no data
no data | 02-VPDR814 | no data | no data | no data | Isolation Valve | Ball | STDRAINS | JJ05792-09-PI | no data | no data | Air | 1/2" | no data
no data | 00-VSWS800 | no data | no data | no data | Isolation Valve | Butterfly | SWPUMP | JJ05792-02-PI | no data | no data | Service Water | 12" | no data
no data | 00-VSWS801 | no data | no data | no data | Drain Valve | Gate | SWPUMP | JJ05792-02-PI | no data | no data | Service Water | 3/4" | no data
no data | 00-VSWS802 | no data | no data | no data | Vent Valve | Globe | SWPUMP | JJ05792-02-PI | no data | no data | Service Water | 3/4" | no data
no data | 00-VSWS803 | no data | no data | no data | Root Valve | Globe | SWPUMP | JJ05792-02-PI | no data | no data | Service Water | 3/4" | no data
no data | 00-VSWS804 | no data | no data | no data | Root Valve | Globe | SWPUMP | JJ05792-02-PI | no data | no data | Service Water | 3/4" | no data
no data | 00-VSWS805 | no data | no data | no data | Vent Valve | Globe | SWPUMP | JJ05792-02-PI | no data | no data | Service Water | 3/4" | no data
no data | 00-VSWS806 | no data | no data | no data | Check Valve | Check | SWPUMP | JJ05792-02-PI | no data | no data | Service Water | 10" | no data
no data | 00-VSWS807 | no data | no data | no data | Drain Valve | Gate | SWPUMP | JJ05792-02-PI | no data | no data | Service Water | 3/4" | no data
no data | 00-VSWS808 | no data | no data | no data | Isolation Valve | Butterfly | SWPUMP | JJ05792-02-PI | no data | no data | Service Water | 10" | no data
no data | 00-VSWS809 | no data | no data | no data | Drain Valve | Gate | SWPUMP | JJ05792-02-PI | no data | no data | Service Water | 3/4" | no data
no data | 00-VSWS810 | no data | no data | no data | Drain Valve | Gate | SWPUMP | JJ05792-02-PI | no data | no data | Service Water | 3/4" | no data
no data | 00-VSWS811 | no data | no data | no data | Isolation Valve | Butterfly | SWPUMP | JJ05792-02-PI | no data | no data | Service Water | 12" | no data
no data | 00-VSWS812 | no data | no data | no data | Drain Valve | Gate | SWPUMP | JJ05792-02-PI | no data | no data | Service Water | 3/4" | no data
no data | 00-VSWS813 | no data | no data | no data | Vent Valve | Globe | SWPUMP | JJ05792-02-PI | no data | no data | Service Water | 3/4" | no data
no data | 00-VSWS814 | no data | no data | no data | Root Valve | Globe | SWPUMP | JJ05792-02-PI | no data | no data | Service Water | 3/4" | no data
no data | 00-VSWS815 | no data | no data | no data | Root Valve | Globe | SWPUMP | JJ05792-02-PI | no data | no data | Service Water | 3/4" | no data
no data | 00-VSWS816 | no data | no data | no data | Vent Valve | Globe | SWPUMP | JJ05792-02-PI | no data | no data | Service Water | 3/4" | no data
no data | 00-VSWS817 | no data | no data | no data | Check Valve | Check | SWPUMP | JJ05792-02-PI | no data | no data | Service Water | 10" | no data
no data | 00-VSWS818 | no data | no data | no data | Drain Valve | Gate | SWPUMP | JJ05792-02-PI | no data | no data | Service Water | 3/4" | no data
no data | 00-VSWS819 | no data | no data | no data | Isolation Valve | Butterfly | SWPUMP | JJ05792-02-PI | no data | no data | Service Water | 10" | no data
no data | 00-VSWS820 | no data | no data | no data | Drain Valve | Gate | SWPUMP | JJ05792-02-PI | no data | no data | Service Water | 3/4" | no data
no data | 00-VSWS821 | no data | no data | no data | Drain Valve | Gate | SWPUMP | JJ05792-02-PI | no data | no data | Service Water | 3/4" | no data
no data | 00-VWDR800 | no data | no data | no data | Isolation Valve | Ball | WWSUMP | JJ05792-07-PI | no data | no data | Service Water | 1/2" | no data
no data | 00-VWDR801 | no data | no data | no data | Root Valve | Ball | WWSUMP | JJ05792-07-PI | no data | no data | Service Water | 1/2" | no data
no data | 00-VWDR802 | no data | no data | no data | Throttling Valve | Needle | WWSUMP | JJ05792-07-PI | no data | no data | Service Water | 1/2" | no data
no data | 00-VWDR803 | no data | no data | no data | Isolation Valve | Ball | WWSUMP | JJ05792-07-PI | no data | no data | Service Water | 1/2" | no data
no data | 00-VWDR804 | no data | no data | no data | Root Valve | Ball | WWSUMP | JJ05792-07-PI | no data | no data | Service Water | 1/2" | no data
no data | 00-VWDR805 | no data | no data | no data | Throttling Valve | Needle | WWSUMP | JJ05792-07-PI | no data | no data | Service Water | 1/2" | no data
no data | UAT-530 | no data | no data | no data | DRAIN VALVE | GLOBE VALVE | UAT | no data | no data | no data | OIL | 2 IN | no data
no data | UAT-540 | no data | no data | no data | UPPER FILTER PRESS | GLOBE VALVE | UAT | no data | no data | no data | OIL | 2 IN | no data
no data | UAT-560 | no data | no data | no data | TEST VALVE | BALL VALVE | UAT | no data | no data | no data | OIL | 0.25 IN | no data
no data | UAT-565 | no data | no data | no data | DRAIN VALVE FOR RADIATORS | BALL VALVE | UAT | no data | no data | no data | OIL | 0.75 IN | no data
no data | UAT-674 | no data | no data | no data | SPR VALVE | BALL VALVE | UAT | no data | no data | no data | OIL | 2 IN | no data
no data | UAT-961 | no data | no data | no data | DRAIN VALVE FOR RADIATORS | BALL VALVE | UAT | no data | no data | no data | OIL | 1.5 IN | no data
no data | 00-VDWS800 | no data | no data | no data | Isolation Valve | Ball | Tempr | JJ05792-04-PI | no data | no data | Tempering Water | 2" | no data
no data | 00-VDWS801 | no data | no data | no data | Root Valve | Ball | Tempr | JJ05792-04-PI | no data | no data | Tempering Water | 3/4" | no data
no data | 00-VDWS802 | no data | no data | no data | Root Valve | Ball | Tempr | JJ05792-04-PI | no data | no data | Tempering Water | 3/4" | no data
no data | 00-VDWS803 | no data | no data | no data | Isolation Valve | Ball | Tempr | JJ05792-04-PI | no data | no data | Tempering Water | 2" | no data
no data | 00-VDWS804 | no data | no data | no data | Isolation Valve | Ball | Tempr | JJ05792-04-PI | no data | no data | Tempering Water | 2" | no data
no data | 00-VDWS805 | no data | no data | no data | Check Valve | Check | Tempr | JJ05792-04-PI | no data | no data | Tempering Water | 2" | no data
no data | 00-VDWS806 | no data | no data | no data | Check Valve | Check | Tempr | JJ05792-04-PI | no data | no data | Tempering Water | 2" | no data
no data | 00-VDWS807 | no data | no data | no data | Check Valve | Check | Tempr | JJ05792-04-PI | no data | no data | Tempering Water | 2" | no data
no data | 00-VDWS808 | no data | no data | no data | Isolation Valve | Ball | Tempr | JJ05792-04-PI | no data | no data | Tempering Water | 2" | no data
no data | 00-VDWS809 | no data | no data | no data | Isolation Valve | Ball | Tempr | JJ05792-04-PI | no data | no data | Tempering Water | 2" | no data
no data | 00-VDWS810 | no data | no data | no data | Isolation Valve | Ball | Tempr | JJ05792-04-PI | no data | no data | Tempering Water | 2" | no data
no data | 00-VDWS811 | no data | no data | no data | Root Valve | Ball | Tempr | JJ05792-04-PI | no data | no data | Tempering Water | 3/4" | no data
no data | 00-VDWS812 | no data | no data | no data | Root Valve | Ball | Tempr | JJ05792-04-PI | no data | no data | Tempering Water | 3/4" | no data
no data | 00-VDWS813 | no data | no data | no data | Isolation Valve | Ball | Tempr | JJ05792-04-PI | no data | no data | Tempering Water | 2" | no data
no data | 00-VDWS814 | no data | no data | no data | Isolation Valve | Ball | Tempr | JJ05792-04-PI | no data | no data | Tempering Water | 2" | no data
no data | 00-VDWS815 | no data | no data | no data | Check Valve | Check | Tempr | JJ05792-04-PI | no data | no data | Tempering Water | 2" | no data
no data | 00-VDWS816 | no data | no data | no data | Check Valve | Check | Tempr | JJ05792-04-PI | no data | no data | Tempering Water | 2" | no data
no data | 00-VDWS817 | no data | no data | no data | Isolation Valve | Ball | Tempr | JJ05792-04-PI | no data | no data | Tempering Water | 2" | no data
no data | 00-VDWS818 | no data | no data | no data | Isolation Valve | Ball | Tempr | JJ05792-04-PI | no data | no data | Tempering Water | 2" | no data
no data | 00-VDWS819 | no data | no data | no data | Root Valve | Ball | Tempr | JJ05792-04-PI | no data | no data | Tempering Water | 3/4" | no data
no data | 00-VDWS820 | no data | no data | no data | Isolation Valve | Ball | Tempr | JJ05792-04-PI | no data | no data | Tempering Water | 2" | no data
no data | 00-VDWS821 | no data | no data | no data | Check Valve | Check | Tempr | JJ05792-04-PI | no data | no data | Tempering Water | 2" | no data
no data | 00-VDWS822 | no data | no data | no data | Drain Valve | Ball | Tempr | JJ05792-04-PI | no data | no data | Tempering Water | 1 | no data
no data | 00-VDWS823 | no data | no data | no data | Isolation Valve | Ball | Tempr | JJ05792-04-PI | no data | no data | Tempering Water | 1-1/2" | no data
no data | 00-VDWS824 | no data | no data | no data | Vent Valve | Ball | Tempr | JJ05792-04-PI | no data | no data | Tempering Water | 3/4" | no data
no data | 00-VDWS825 | no data | no data | no data | Isolation Valve | Ball | Tempr | JJ05792-04-PI | no data | no data | Tempering Water | 2" | no data
no data | 00-VDWS826 | no data | no data | no data | Throttling Valve | Gate | Tempr | JJ05792-04-PI | no data | no data | Tempering Water | 2" | no data
no data | 00-VDWS827 | no data | no data | no data | Root Valve | Ball | Tempr | JJ05792-04-PI | no data | no data | Tempering Water | 3/4" | no data
no data | 00-VDWS828 | no data | no data | no data | Isolation Valve | Ball | Tempr | JJ05792-04-PI | no data | no data | Tempering Water | 2" | no data
no data | 00-VDWS829 | no data | no data | no data | Vent Valve | Ball | Tempr | JJ05792-04-PI | no data | no data | Tempering Water | 3/4" | no data
no data | 01‐VWDR103F 01‐VWDR104F | no data | no data | no data | Pump check valves for 01‐WDR‐SEP‐01 | check | SPVALVES | no data | no data | no data | water | 3" | no data
no data | 02‐VWDR203F 02‐VWDR204F | no data | no data | no data | Pump check valves for 02‐WDR‐SEP‐01 | check | SPVALVES | no data | no data | no data | water | 3" | no data
no data | 01‐VWDR101F 01‐VWDR102F | no data | no data | no data | Pump gate valve for 01‐WDR‐SEP‐01 | gate | SPVALVES | no data | no data | no data | water | 3" | no data
no data | 02‐VWDR201F 02‐VWDR202F | no data | no data | no data | Pump gate valve for 02‐WDR‐SEP‐01 | gate | SPVALVES | no data | no data | no data | water | 3" | no data
no data | 01-PCV-SMP802 | no data | no data | no data | Valve, Needle, 1/4" Compression, Regulating Stem | Needle | SAMPNL | 10-07051A | no data | no data | water | 1/4" | no data
no data | 01-PCV-SMP803 | no data | no data | no data | Valve, Needle, 1/4" Compression, Regulating Stem | Needle | SAMPNL | 10-07051A | no data | no data | water | 1/4" | no data
no data | 01-PCV-SMP806 | no data | no data | no data | Valve, Needle, 1/4" Compression, Regulating Stem | Needle | SAMPNL | 10-07051A | no data | no data | water | 1/4" | no data
no data | 02-PCV-SMP802 | no data | no data | no data | Valve, Needle, 1/4" Compression, Regulating Stem | Needle | SAMPNL | 10-07052A | no data | no data | water | 1/4" | no data
no data | 02-PCV-SMP803 | no data | no data | no data | Valve, Needle, 1/4" Compression, Regulating Stem | Needle | SAMPNL | 10-07052A | no data | no data | water | 1/4" | no data
no data | 02-PCV-SMP806 | no data | no data | no data | Valve, Needle, 1/4" Compression, Regulating Stem | Needle | SAMPNL | 10-07052A | no data | no data | water | 1/4" | no data
no data | 00-PCV-SMP811 | no data | no data | no data | Valve, Needle, 1/4" Compression, Regulating Stem | Needle | SAMPNL | 10-07052A | no data | no data | water | 1/4" | no data
no data | 00-PCV-SMP812 | no data | no data | no data | Valve, Needle, 1/4" Compression, Regulating Stem | Needle | SAMPNL | 10-07052A | no data | no data | water | 1/4" | no data
no data | 00-PCV-SMP813 | no data | no data | no data | Valve, Needle, 1/4" Compression, Regulating Stem | Needle | SAMPNL | 10-07052A | no data | no data | water | 1/4" | no data
no data | 00-PCV-SMP814 | no data | no data | no data | Valve, Needle, 1/4" Compression, Regulating Stem | Needle | SAMPNL | 10-07052A | no data | no data | water | 1/4" | no data
no data | 01-VSMP801 | no data | no data | no data | Valve, Needle, 1/4" Compression, Vee Stem | Needle | SAMPNL | 10-07051A | no data | no data | water | 1/4" | no data
no data | 01-VSMP803 | no data | no data | no data | Valve, Needle, 1/4" Compression, Vee Stem | Needle | SAMPNL | 10-07051A | no data | no data | water | 1/4" | no data
no data | 01-VSMP805 | no data | no data | no data | Valve, Needle, 1/4" Compression, Vee Stem | Needle | SAMPNL | 10-07051A | no data | no data | water | 1/4" | no data
no data | 02-VSMP801 | no data | no data | no data | Valve, Needle, 1/4" Compression, Vee Stem | Needle | SAMPNL | 10-07052A | no data | no data | water | 1/4" | no data
no data | 02-VSMP803 | no data | no data | no data | Valve, Needle, 1/4" Compression, Vee Stem | Needle | SAMPNL | 10-07052A | no data | no data | water | 1/4" | no data
no data | 02-VSMP805 | no data | no data | no data | Valve, Needle, 1/4" Compression, Vee Stem | Needle | SAMPNL | 10-07052A | no data | no data | water | 1/4" | no data
no data | 00-VSMP841 | no data | no data | no data | Valve, Needle, 1/4" Compression, Vee Stem | Needle | SAMPNL | 10-07052A | no data | no data | water | 1/4" | no data
no data | 00-VSMP843 | no data | no data | no data | Valve, Needle, 1/4" Compression, Vee Stem | Needle | SAMPNL | 10-07052A | no data | no data | water | 1/4" | no data
no data | 00-VSMP847 | no data | no data | no data | Valve, Needle, 1/4" Compression, Vee Stem | Needle | SAMPNL | 10-07052A | no data | no data | water | 1/4" | no data
no data | 00-VSMP851 | no data | no data | no data | Valve, Needle, 3/8" Compression, Vee Stem | Needle | SAMPNL | 10-07052A | no data | no data | water | 3/8" | no data
no data | 01-VSMP813 | no data | no data | no data | Valve, Needle, 1/4" Compression, Vee Stem, PEEK Packing | Needle | SAMPNL | 10-07051A | no data | no data | water | 1/4" | no data
no data | 02-VSMP813 | no data | no data | no data | Valve, Needle, 1/4" Compression, Vee Stem, PEEK Packing | Needle | SAMPNL | 10-07052A | no data | no data | water | 1/4" | no data
no data | 01-VSMP800 | no data | no data | no data | Valve, Needle, 1/4" Compression, Ball Stem, Grafoil Packing | Needle | SAMPNL | 10-07051A | no data | no data | water | 1/4" | no data
no data | 01-VSMP802 | no data | no data | no data | Valve, Needle, 1/4" Compression, Ball Stem, Grafoil Packing | Needle | SAMPNL | 10-07051A | no data | no data | water | 1/4" | no data
no data | 01-VSMP804 | no data | no data | no data | Valve, Needle, 1/4" Compression, Ball Stem, Grafoil Packing | Needle | SAMPNL | 10-07051A | no data | no data | water | 1/4" | no data
no data | 01-VSMP808 | no data | no data | no data | Valve, Needle, 1/4" Compression, Ball Stem, Grafoil Packing | Needle | SAMPNL | 10-07051A | no data | no data | water | 1/4" | no data
no data | 01-VSMP812 | no data | no data | no data | Valve, Needle, 1/4" Compression, Ball Stem, Grafoil Packing | Needle | SAMPNL | 10-07051A | no data | no data | water | 1/4" | no data
no data | 01-VSMP816 | no data | no data | no data | Valve, Needle, 1/4" Compression, Ball Stem, Grafoil Packing | Needle | SAMPNL | 10-07051A | no data | no data | water | 1/4" | no data
no data | 01-VSMP820 | no data | no data | no data | Valve, Needle, 1/4" Compression, Ball Stem, Grafoil Packing | Needle | SAMPNL | 10-07051A | no data | no data | water | 1/4" | no data
no data | 01-VSMP824 | no data | no data | no data | Valve, Needle, 1/4" Compression, Ball Stem, Grafoil Packing | Needle | SAMPNL | 10-07051A | no data | no data | water | 1/4" | no data
no data | 01-VSMP828 | no data | no data | no data | Valve, Needle, 1/4" Compression, Ball Stem, Grafoil Packing | Needle | SAMPNL | 10-07051A | no data | no data | water | 1/4" | no data
no data | 01-VSMP829 | no data | no data | no data | Valve, Needle, 1/4" Compression, Ball Stem, Grafoil Packing | Needle | SAMPNL | 10-07051A | no data | no data | water | 1/4" | no data
no data | 01-VSMP832 | no data | no data | no data | Valve, Needle, 1/4" Compression, Ball Stem, Grafoil Packing | Needle | SAMPNL | 10-07051A | no data | no data | water | 1/4" | no data
no data | 01-VSMP836 | no data | no data | no data | Valve, Needle, 1/4" Compression, Ball Stem, Grafoil Packing | Needle | SAMPNL | 10-07051A | no data | no data | water | 1/4" | no data
no data | 02-VSMP800 | no data | no data | no data | Valve, Needle, 1/4" Compression, Ball Stem, Grafoil Packing | Needle | SAMPNL | 10-07052A | no data | no data | water | 1/4" | no data
no data | 02-VSMP802 | no data | no data | no data | Valve, Needle, 1/4" Compression, Ball Stem, Grafoil Packing | Needle | SAMPNL | 10-07052A | no data | no data | water | 1/4" | no data
no data | 02-VSMP804 | no data | no data | no data | Valve, Needle, 1/4" Compression, Ball Stem, Grafoil Packing | Needle | SAMPNL | 10-07052A | no data | no data | water | 1/4" | no data
no data | 02-VSMP808 | no data | no data | no data | Valve, Needle, 1/4" Compression, Ball Stem, Grafoil Packing | Needle | SAMPNL | 10-07052A | no data | no data | water | 1/4" | no data
no data | 02-VSMP812 | no data | no data | no data | Valve, Needle, 1/4" Compression, Ball Stem, Grafoil Packing | Needle | SAMPNL | 10-07052A | no data | no data | water | 1/4" | no data
no data | 02-VSMP816 | no data | no data | no data | Valve, Needle, 1/4" Compression, Ball Stem, Grafoil Packing | Needle | SAMPNL | 10-07052A | no data | no data | water | 1/4" | no data
no data | 02-VSMP820 | no data | no data | no data | Valve, Needle, 1/4" Compression, Ball Stem, Grafoil Packing | Needle | SAMPNL | 10-07052A | no data | no data | water | 1/4" | no data
no data | 02-VSMP824 | no data | no data | no data | Valve, Needle, 1/4" Compression, Ball Stem, Grafoil Packing | Needle | SAMPNL | 10-07052A | no data | no data | water | 1/4" | no data
no data | 02-VSMP828 | no data | no data | no data | Valve, Needle, 1/4" Compression, Ball Stem, Grafoil Packing | Needle | SAMPNL | 10-07052A | no data | no data | water | 1/4" | no data
no data | 02-VSMP829 | no data | no data | no data | Valve, Needle, 1/4" Compression, Ball Stem, Grafoil Packing | Needle | SAMPNL | 10-07052A | no data | no data | water | 1/4" | no data
no data | 02-VSMP832 | no data | no data | no data | Valve, Needle, 1/4" Compression, Ball Stem, Grafoil Packing | Needle | SAMPNL | 10-07052A | no data | no data | water | 1/4" | no data
no data | 02-VSMP836 | no data | no data | no data | Valve, Needle, 1/4" Compression, Ball Stem, Grafoil Packing | Needle | SAMPNL | 10-07052A | no data | no data | water | 1/4" | no data
no data | 00-VSMP840 | no data | no data | no data | Valve, Needle, 1/4" Compression, Ball Stem, Grafoil Packing | Needle | SAMPNL | 10-07052A | no data | no data | water | 1/4" | no data
no data | 00-VSMP842 | no data | no data | no data | Valve, Needle, 1/4" Compression, Ball Stem, Grafoil Packing | Needle | SAMPNL | 10-07052A | no data | no data | water | 1/4" | no data
no data | 00-VSMP846 | no data | no data | no data | Valve, Needle, 1/4" Compression, Ball Stem, Grafoil Packing | Needle | SAMPNL | 10-07052A | no data | no data | water | 1/4" | no data
no data | 00-VSMP850 | no data | no data | no data | Valve, Needle, 1/4" Compression, Ball Stem, Grafoil Packing | Needle | SAMPNL | 10-07052A | no data | no data | water | 1/4" | no data
no data | 01-VSMP809 | no data | no data | no data | Valve, Needle, 3/8" Compression, Ball Stem, Grafoil Packing | Needle | SAMPNL | 10-07051A | no data | no data | water | 3/8" | no data
no data | 01-VSMP817 | no data | no data | no data | Valve, Needle, 3/8" Compression, Ball Stem, Grafoil Packing | Needle | SAMPNL | 10-07051A | no data | no data | water | 3/8" | no data
no data | 01-VSMP821 | no data | no data | no data | Valve, Needle, 3/8" Compression, Ball Stem, Grafoil Packing | Needle | SAMPNL | 10-07051A | no data | no data | water | 3/8" | no data
no data | 01-VSMP825 | no data | no data | no data | Valve, Needle, 3/8" Compression, Ball Stem, Grafoil Packing | Needle | SAMPNL | 10-07051A | no data | no data | water | 3/8" | no data
no data | 01-VSMP833 | no data | no data | no data | Valve, Needle, 3/8" Compression, Ball Stem, Grafoil Packing | Needle | SAMPNL | 10-07051A | no data | no data | water | 3/8" | no data
no data | 01-VSMP837 | no data | no data | no data | Valve, Needle, 3/8" Compression, Ball Stem, Grafoil Packing | Needle | SAMPNL | 10-07051A | no data | no data | water | 3/8" | no data
no data | 02-VSMP809 | no data | no data | no data | Valve, Needle, 3/8" Compression, Ball Stem, Grafoil Packing | Needle | SAMPNL | 10-07052A | no data | no data | water | 3/8" | no data
no data | 02-VSMP817 | no data | no data | no data | Valve, Needle, 3/8" Compression, Ball Stem, Grafoil Packing | Needle | SAMPNL | 10-07052A | no data | no data | water | 3/8" | no data
no data | 02-VSMP821 | no data | no data | no data | Valve, Needle, 3/8" Compression, Ball Stem, Grafoil Packing | Needle | SAMPNL | 10-07052A | no data | no data | water | 3/8" | no data
no data | 02-VSMP825 | no data | no data | no data | Valve, Needle, 3/8" Compression, Ball Stem, Grafoil Packing | Needle | SAMPNL | 10-07052A | no data | no data | water | 3/8" | no data
no data | 02-VSMP833 | no data | no data | no data | Valve, Needle, 3/8" Compression, Ball Stem, Grafoil Packing | Needle | SAMPNL | 10-07052A | no data | no data | water | 3/8" | no data
no data | 02-VSMP837 | no data | no data | no data | Valve, Needle, 3/8" Compression, Ball Stem, Grafoil Packing | Needle | SAMPNL | 10-07052A | no data | no data | water | 3/8" | no data
no data | 01-VSMP807 | no data | no data | no data | Valve, Ball, 3-Way, 1/2" FNPT, 316 Stainless Steel | Ball | SAMPNL | 10-07051A | no data | no data | water | 1/2" | no data
no data | 01-VSMP811 | no data | no data | no data | Valve, Ball, 3-Way, 1/2" FNPT, 316 Stainless Steel | Ball | SAMPNL | 10-07051A | no data | no data | water | 1/2" | no data
no data | 01-VSMP815 | no data | no data | no data | Valve, Ball, 3-Way, 1/2" FNPT, 316 Stainless Steel | Ball | SAMPNL | 10-07051A | no data | no data | water | 1/2" | no data
no data | 01-VSMP819 | no data | no data | no data | Valve, Ball, 3-Way, 1/2" FNPT, 316 Stainless Steel | Ball | SAMPNL | 10-07051A | no data | no data | water | 1/2" | no data
no data | 01-VSMP823 | no data | no data | no data | Valve, Ball, 3-Way, 1/2" FNPT, 316 Stainless Steel | Ball | SAMPNL | 10-07051A | no data | no data | water | 1/2" | no data
no data | 01-VSMP827 | no data | no data | no data | Valve, Ball, 3-Way, 1/2" FNPT, 316 Stainless Steel | Ball | SAMPNL | 10-07051A | no data | no data | water | 1/2" | no data
no data | 01-VSMP831 | no data | no data | no data | Valve, Ball, 3-Way, 1/2" FNPT, 316 Stainless Steel | Ball | SAMPNL | 10-07051A | no data | no data | water | 1/2" | no data
no data | 01-VSMP835 | no data | no data | no data | Valve, Ball, 3-Way, 1/2" FNPT, 316 Stainless Steel | Ball | SAMPNL | 10-07051A | no data | no data | water | 1/2" | no data
no data | 01-VSMP839 | no data | no data | no data | Valve, Ball, 3-Way, 1/2" FNPT, 316 Stainless Steel | Ball | SAMPNL | 10-07051A | no data | no data | water | 1/2" | no data
no data | 02-VSMP807 | no data | no data | no data | Valve, Ball, 3-Way, 1/2" FNPT, 316 Stainless Steel | Ball | SAMPNL | 10-07052A | no data | no data | water | 1/2" | no data
no data | 02-VSMP811 | no data | no data | no data | Valve, Ball, 3-Way, 1/2" FNPT, 316 Stainless Steel | Ball | SAMPNL | 10-07052A | no data | no data | water | 1/2" | no data
no data | 02-VSMP815 | no data | no data | no data | Valve, Ball, 3-Way, 1/2" FNPT, 316 Stainless Steel | Ball | SAMPNL | 10-07052A | no data | no data | water | 1/2" | no data
no data | 02-VSMP819 | no data | no data | no data | Valve, Ball, 3-Way, 1/2" FNPT, 316 Stainless Steel | Ball | SAMPNL | 10-07052A | no data | no data | water | 1/2" | no data
no data | 02-VSMP823 | no data | no data | no data | Valve, Ball, 3-Way, 1/2" FNPT, 316 Stainless Steel | Ball | SAMPNL | 10-07052A | no data | no data | water | 1/2" | no data
no data | 02-VSMP827 | no data | no data | no data | Valve, Ball, 3-Way, 1/2" FNPT, 316 Stainless Steel | Ball | SAMPNL | 10-07052A | no data | no data | water | 1/2" | no data
no data | 02-VSMP831 | no data | no data | no data | Valve, Ball, 3-Way, 1/2" FNPT, 316 Stainless Steel | Ball | SAMPNL | 10-07052A | no data | no data | water | 1/2" | no data
no data | 02-VSMP835 | no data | no data | no data | Valve, Ball, 3-Way, 1/2" FNPT, 316 Stainless Steel | Ball | SAMPNL | 10-07052A | no data | no data | water | 1/2" | no data
no data | 02-VSMP839 | no data | no data | no data | Valve, Ball, 3-Way, 1/2" FNPT, 316 Stainless Steel | Ball | SAMPNL | 10-07052A | no data | no data | water | 1/2" | no data
no data | 00-VSMP845 | no data | no data | no data | Valve, Ball, 3-Way, 1/2" FNPT, 316 Stainless Steel | Ball | SAMPNL | 10-07052A | no data | no data | water | 1/2" | no data
no data | 00-VSMP849 | no data | no data | no data | Valve, Ball, 3-Way, 1/2" FNPT, 316 Stainless Steel | Ball | SAMPNL | 10-07052A | no data | no data | water | 1/2" | no data
no data | 00-VSMP853 | no data | no data | no data | Valve, Ball, 3-Way, 1/2" FNPT, 316 Stainless Steel | Ball | SAMPNL | 10-07052A | no data | no data | water | 1/2" | no data
no data | 01-VSMP806 | no data | no data | no data | Valve, Globe, 1/2" NPT, ASTM-A351 Stainless Steel | Globe | SAMPNL | 10-07051A | no data | no data | water | 1/2" | no data
no data | 01-VSMP810 | no data | no data | no data | Valve, Globe, 1/2" NPT, ASTM-A351 Stainless Steel | Globe | SAMPNL | 10-07051A | no data | no data | water | 1/2" | no data
no data | 01-VSMP814 | no data | no data | no data | Valve, Globe, 1/2" NPT, ASTM-A351 Stainless Steel | Globe | SAMPNL | 10-07051A | no data | no data | water | 1/2" | no data
no data | 01-VSMP818 | no data | no data | no data | Valve, Globe, 1/2" NPT, ASTM-A351 Stainless Steel | Globe | SAMPNL | 10-07051A | no data | no data | water | 1/2" | no data
no data | 01-VSMP822 | no data | no data | no data | Valve, Globe, 1/2" NPT, ASTM-A351 Stainless Steel | Globe | SAMPNL | 10-07051A | no data | no data | water | 1/2" | no data
no data | 01-VSMP826 | no data | no data | no data | Valve, Globe, 1/2" NPT, ASTM-A351 Stainless Steel | Globe | SAMPNL | 10-07051A | no data | no data | water | 1/2" | no data
no data | 01-VSMP830 | no data | no data | no data | Valve, Globe, 1/2" NPT, ASTM-A351 Stainless Steel | Globe | SAMPNL | 10-07051A | no data | no data | water | 1/2" | no data
no data | 01-VSMP834 | no data | no data | no data | Valve, Globe, 1/2" NPT, ASTM-A351 Stainless Steel | Globe | SAMPNL | 10-07051A | no data | no data | water | 1/2" | no data
no data | 01-VSMP838 | no data | no data | no data | Valve, Globe, 1/2" NPT, ASTM-A351 Stainless Steel | Globe | SAMPNL | 10-07051A | no data | no data | water | 1/2" | no data
no data | 01-VSMP840 | no data | no data | no data | Valve, Globe, 1/2" NPT, ASTM-A351 Stainless Steel | Globe | SAMPNL | 10-07051A | no data | no data | water | 1/2" | no data
no data | 02-VSMP806 | no data | no data | no data | Valve, Globe, 1/2" NPT, ASTM-A351 Stainless Steel | Globe | SAMPNL | 10-07052A | no data | no data | water | 1/2" | no data
no data | 02-VSMP810 | no data | no data | no data | Valve, Globe, 1/2" NPT, ASTM-A351 Stainless Steel | Globe | SAMPNL | 10-07052A | no data | no data | water | 1/2" | no data
no data | 02-VSMP814 | no data | no data | no data | Valve, Globe, 1/2" NPT, ASTM-A351 Stainless Steel | Globe | SAMPNL | 10-07052A | no data | no data | water | 1/2" | no data
no data | 02-VSMP818 | no data | no data | no data | Valve, Globe, 1/2" NPT, ASTM-A351 Stainless Steel | Globe | SAMPNL | 10-07052A | no data | no data | water | 1/2" | no data
no data | 02-VSMP822 | no data | no data | no data | Valve, Globe, 1/2" NPT, ASTM-A351 Stainless Steel | Globe | SAMPNL | 10-07052A | no data | no data | water | 1/2" | no data
no data | 02-VSMP826 | no data | no data | no data | Valve, Globe, 1/2" NPT, ASTM-A351 Stainless Steel | Globe | SAMPNL | 10-07052A | no data | no data | water | 1/2" | no data
no data | 02-VSMP830 | no data | no data | no data | Valve, Globe, 1/2" NPT, ASTM-A351 Stainless Steel | Globe | SAMPNL | 10-07052A | no data | no data | water | 1/2" | no data
no data | 02-VSMP834 | no data | no data | no data | Valve, Globe, 1/2" NPT, ASTM-A351 Stainless Steel | Globe | SAMPNL | 10-07052A | no data | no data | water | 1/2" | no data
no data | 02-VSMP838 | no data | no data | no data | Valve, Globe, 1/2" NPT, ASTM-A351 Stainless Steel | Globe | SAMPNL | 10-07052A | no data | no data | water | 1/2" | no data
no data | 02-VSMP854 | no data | no data | no data | Valve, Globe, 1/2" NPT, ASTM-A351 Stainless Steel | Globe | SAMPNL | 10-07052A | no data | no data | water | 1/2" | no data
no data | 00-VSMP844 | no data | no data | no data | Valve, Globe, 1/2" NPT, ASTM-A351 Stainless Steel | Globe | SAMPNL | 10-07052A | no data | no data | water | 1/2" | no data
no data | 00-VSMP848 | no data | no data | no data | Valve, Globe, 1/2" NPT, ASTM-A351 Stainless Steel | Globe | SAMPNL | 10-07052A | no data | no data | water | 1/2" | no data
no data | 00-VSMP852 | no data | no data | no data | Valve, Globe, 1/2" NPT, ASTM-A351 Stainless Steel | Globe | SAMPNL | 10-07052A | no data | no data | water | 1/2" | no data
no data | 01-SOV-SMP800 | no data | no data | no data | Valve, Solenoid, 3-Way, 24VDC, 1/4" NPT, 11.6W Class F coil | Solenoid | SAMPNL | 10-07051A | no data | no data | water | 1/4" | no data
no data | 01-SOV-SMP801 | no data | no data | no data | Valve, Solenoid, 3-Way, 24VDC, 1/4" NPT, 11.6W Class F coil | Solenoid | SAMPNL | 10-07051A | no data | no data | water | 1/4" | no data
no data | 01-SOV-SMP802 | no data | no data | no data | Valve, Solenoid, 3-Way, 24VDC, 1/4" NPT, 11.6W Class F coil | Solenoid | SAMPNL | 10-07051A | no data | no data | water | 1/4" | no data
no data | 01-SOV-SMP803 | no data | no data | no data | Valve, Solenoid, 3-Way, 24VDC, 1/4" NPT, 11.6W Class F coil | Solenoid | SAMPNL | 10-07051A | no data | no data | water | 1/4" | no data
no data | 01-SOV-SMP804 | no data | no data | no data | Valve, Solenoid, 3-Way, 24VDC, 1/4" NPT, 11.6W Class F coil | Solenoid | SAMPNL | 10-07051A | no data | no data | water | 1/4" | no data
no data | 01-SOV-SMP805 | no data | no data | no data | Valve, Solenoid, 3-Way, 24VDC, 1/4" NPT, 11.6W Class F coil | Solenoid | SAMPNL | 10-07051A | no data | no data | water | 1/4" | no data
no data | 01-SOV-SMP806 | no data | no data | no data | Valve, Solenoid, 3-Way, 24VDC, 1/4" NPT, 11.6W Class F coil | Solenoid | SAMPNL | 10-07051A | no data | no data | water | 1/4" | no data
no data | 01-SOV-SMP807 | no data | no data | no data | Valve, Solenoid, 3-Way, 24VDC, 1/4" NPT, 11.6W Class F coil | Solenoid | SAMPNL | 10-07051A | no data | no data | water | 1/4" | no data
no data | 01-SOV-SMP808 | no data | no data | no data | Valve, Solenoid, 3-Way, 24VDC, 1/4" NPT, 11.6W Class F coil | Solenoid | SAMPNL | 10-07051A | no data | no data | water | 1/4" | no data
no data | 01-SOV-SMP809 | no data | no data | no data | Valve, Solenoid, 3-Way, 24VDC, 1/4" NPT, 11.6W Class F coil | Solenoid | SAMPNL | 10-07051A | no data | no data | water | 1/4" | no data
no data | 01-SOV-SMP810 | no data | no data | no data | Valve, Solenoid, 3-Way, 24VDC, 1/4" NPT, 11.6W Class F coil | Solenoid | SAMPNL | 10-07051A | no data | no data | water | 1/4" | no data
no data | 02-SOV-SMP800 | no data | no data | no data | Valve, Solenoid, 3-Way, 24VDC, 1/4" NPT, 11.6W Class F coil | Solenoid | SAMPNL | 10-07052A | no data | no data | water | 1/4" | no data
no data | 02-SOV-SMP801 | no data | no data | no data | Valve, Solenoid, 3-Way, 24VDC, 1/4" NPT, 11.6W Class F coil | Solenoid | SAMPNL | 10-07052A | no data | no data | water | 1/4" | no data
no data | 02-SOV-SMP802 | no data | no data | no data | Valve, Solenoid, 3-Way, 24VDC, 1/4" NPT, 11.6W Class F coil | Solenoid | SAMPNL | 10-07052A | no data | no data | water | 1/4" | no data
no data | 02-SOV-SMP803 | no data | no data | no data | Valve, Solenoid, 3-Way, 24VDC, 1/4" NPT, 11.6W Class F coil | Solenoid | SAMPNL | 10-07052A | no data | no data | water | 1/4" | no data
no data | 02-SOV-SMP804 | no data | no data | no data | Valve, Solenoid, 3-Way, 24VDC, 1/4" NPT, 11.6W Class F coil | Solenoid | SAMPNL | 10-07052A | no data | no data | water | 1/4" | no data
no data | 02-SOV-SMP805 | no data | no data | no data | Valve, Solenoid, 3-Way, 24VDC, 1/4" NPT, 11.6W Class F coil | Solenoid | SAMPNL | 10-07052A | no data | no data | water | 1/4" | no data
no data | 02-SOV-SMP806 | no data | no data | no data | Valve, Solenoid, 3-Way, 24VDC, 1/4" NPT, 11.6W Class F coil | Solenoid | SAMPNL | 10-07052A | no data | no data | water | 1/4" | no data
no data | 02-SOV-SMP807 | no data | no data | no data | Valve, Solenoid, 3-Way, 24VDC, 1/4" NPT, 11.6W Class F coil | Solenoid | SAMPNL | 10-07052A | no data | no data | water | 1/4" | no data
no data | 02-SOV-SMP808 | no data | no data | no data | Valve, Solenoid, 3-Way, 24VDC, 1/4" NPT, 11.6W Class F coil | Solenoid | SAMPNL | 10-07052A | no data | no data | water | 1/4" | no data
no data | 02-SOV-SMP809 | no data | no data | no data | Valve, Solenoid, 3-Way, 24VDC, 1/4" NPT, 11.6W Class F coil | Solenoid | SAMPNL | 10-07052A | no data | no data | water | 1/4" | no data
no data | 02-SOV-SMP810 | no data | no data | no data | Valve, Solenoid, 3-Way, 24VDC, 1/4" NPT, 11.6W Class F coil | Solenoid | SAMPNL | 10-07052A | no data | no data | water | 1/4" | no data
no data | 02-SOV-SMP811 | no data | no data | no data | Valve, Solenoid, 3-Way, 24VDC, 1/4" NPT, 11.6W Class F coil | Solenoid | SAMPNL | 10-07052A | no data | no data | water | 1/4" | no data
no data | 02-SOV-SMP812 | no data | no data | no data | Valve, Solenoid, 3-Way, 24VDC, 1/4" NPT, 11.6W Class F coil | Solenoid | SAMPNL | 10-07052A | no data | no data | water | 1/4" | no data
no data | 02-SOV-SMP813 | no data | no data | no data | Valve, Solenoid, 3-Way, 24VDC, 1/4" NPT, 11.6W Class F coil | Solenoid | SAMPNL | 10-07052A | no data | no data | water | 1/4" | no data
no data | 02-SOV-SMP814 | no data | no data | no data | Valve, Solenoid, 3-Way, 24VDC, 1/4" NPT, 11.6W Class F coil | Solenoid | SAMPNL | 10-07052A | no data | no data | water | 1/4" | no data
no data | 01-PSV-SMP801 | no data | no data | no data | Valve, Relief, 3/4" NPT, Cracking Pressure 150 psi | Relief | SAMPNL | 10-07051A | no data | no data | water | 3/4" | no data
no data | 02-PSV-SMP801 | no data | no data | no data | Valve, Relief, 3/4" NPT, Cracking Pressure 150 psi | Relief | SAMPNL | 10-07052A | no data | no data | water | 3/4" | no data
no data | 01-PCV-SMP800 | no data | no data | no data | VREL, Model 11 Plain End | Control | SAMPNL | 10-07051A | no data | no data | water | 1/4" | no data
no data | 01-PCV-SMP801 | no data | no data | no data | VREL, Model 11 Plain End | Control | SAMPNL | 10-07051A | no data | no data | water | 1/4" | no data
no data | 01-PCV-SMP804 | no data | no data | no data | VREL, Model 11 Plain End | Control | SAMPNL | 10-07051A | no data | no data | water | 1/4" | no data
no data | 01-PCV-SMP805 | no data | no data | no data | VREL, Model 11 Plain End | Control | SAMPNL | 10-07051A | no data | no data | water | 1/4" | no data
no data | 01-PCV-SMP807 | no data | no data | no data | VREL, Model 11 Plain End | Control | SAMPNL | 10-07051A | no data | no data | water | 1/4" | no data
no data | 01-PCV-SMP808 | no data | no data | no data | VREL, Model 11 Plain End | Control | SAMPNL | 10-07051A | no data | no data | water | 1/4" | no data
no data | 01-PCV-SMP809 | no data | no data | no data | VREL, Model 11 Plain End | Control | SAMPNL | 10-07051A | no data | no data | water | 1/4" | no data
no data | 01-PCV-SMP810 | no data | no data | no data | VREL, Model 11 Plain End | Control | SAMPNL | 10-07051A | no data | no data | water | 1/4" | no data
no data | 02-PCV-SMP800 | no data | no data | no data | VREL, Model 11 Plain End | Control | SAMPNL | 10-07052A | no data | no data | water | 1/4" | no data
no data | 02-PCV-SMP801 | no data | no data | no data | VREL, Model 11 Plain End | Control | SAMPNL | 10-07052A | no data | no data | water | 1/4" | no data
no data | 02-PCV-SMP804 | no data | no data | no data | VREL, Model 11 Plain End | Control | SAMPNL | 10-07052A | no data | no data | water | 1/4" | no data
no data | 02-PCV-SMP805 | no data | no data | no data | VREL, Model 11 Plain End | Control | SAMPNL | 10-07052A | no data | no data | water | 1/4" | no data
no data | 02-PCV-SMP807 | no data | no data | no data | VREL, Model 11 Plain End | Control | SAMPNL | 10-07052A | no data | no data | water | 1/4" | no data
no data | 02-PCV-SMP808 | no data | no data | no data | VREL, Model 11 Plain End | Control | SAMPNL | 10-07052A | no data | no data | water | 1/4" | no data
no data | 02-PCV-SMP809 | no data | no data | no data | VREL, Model 11 Plain End | Control | SAMPNL | 10-07052A | no data | no data | water | 1/4" | no data
no data | 02-PCV-SMP810 | no data | no data | no data | VREL, Model 11 Plain End | Control | SAMPNL | 10-07052A | no data | no data | water | 1/4" | no data
no data | 01-BPV-SMP800 | no data | no data | no data | Valve, Back Press Regulator / Relief | Back Pressure | SAMPNL | 10-07051A | no data | no data | water | 1/4" | no data
no data | 01-BPV-SMP801 | no data | no data | no data | Valve, Back Press Regulator / Relief | Back Pressure | SAMPNL | 10-07051A | no data | no data | water | 1/4" | no data
no data | 01-BPV-SMP802 | no data | no data | no data | Valve, Back Press Regulator / Relief | Back Pressure | SAMPNL | 10-07051A | no data | no data | water | 1/4" | no data
no data | 01-BPV-SMP803 | no data | no data | no data | Valve, Back Press Regulator / Relief | Back Pressure | SAMPNL | 10-07051A | no data | no data | water | 1/4" | no data
no data | 01-BPV-SMP804 | no data | no data | no data | Valve, Back Press Regulator / Relief | Back Pressure | SAMPNL | 10-07051A | no data | no data | water | 1/4" | no data
no data | 01-BPV-SMP805 | no data | no data | no data | Valve, Back Press Regulator / Relief | Back Pressure | SAMPNL | 10-07051A | no data | no data | water | 1/4" | no data
no data | 01-BPV-SMP806 | no data | no data | no data | Valve, Back Press Regulator / Relief | Back Pressure | SAMPNL | 10-07051A | no data | no data | water | 1/4" | no data
no data | 01-BPV-SMP807 | no data | no data | no data | Valve, Back Press Regulator / Relief | Back Pressure | SAMPNL | 10-07051A | no data | no data | water | 1/4" | no data
no data | 01-BPV-SMP808 | no data | no data | no data | Valve, Back Press Regulator / Relief | Back Pressure | SAMPNL | 10-07051A | no data | no data | water | 1/4" | no data
no data | 01-BPV-SMP809 | no data | no data | no data | Valve, Back Press Regulator / Relief | Back Pressure | SAMPNL | 10-07051A | no data | no data | water | 1/4" | no data
no data | 01-BPV-SMP810 | no data | no data | no data | Valve, Back Press Regulator / Relief | Back Pressure | SAMPNL | 10-07051A | no data | no data | water | 1/4" | no data
no data | 02-BPV-SMP800 | no data | no data | no data | Valve, Back Press Regulator / Relief | Back Pressure | SAMPNL | 10-07052A | no data | no data | water | 1/4" | no data
no data | 02-BPV-SMP801 | no data | no data | no data | Valve, Back Press Regulator / Relief | Back Pressure | SAMPNL | 10-07052A | no data | no data | water | 1/4" | no data
no data | 02-BPV-SMP802 | no data | no data | no data | Valve, Back Press Regulator / Relief | Back Pressure | SAMPNL | 10-07052A | no data | no data | water | 1/4" | no data
no data | 02-BPV-SMP803 | no data | no data | no data | Valve, Back Press Regulator / Relief | Back Pressure | SAMPNL | 10-07052A | no data | no data | water | 1/4" | no data
no data | 02-BPV-SMP804 | no data | no data | no data | Valve, Back Press Regulator / Relief | Back Pressure | SAMPNL | 10-07052A | no data | no data | water | 1/4" | no data
no data | 02-BPV-SMP805 | no data | no data | no data | Valve, Back Press Regulator / Relief | Back Pressure | SAMPNL | 10-07052A | no data | no data | water | 1/4" | no data
no data | 02-BPV-SMP806 | no data | no data | no data | Valve, Back Press Regulator / Relief | Back Pressure | SAMPNL | 10-07052A | no data | no data | water | 1/4" | no data
no data | 02-BPV-SMP807 | no data | no data | no data | Valve, Back Press Regulator / Relief | Back Pressure | SAMPNL | 10-07052A | no data | no data | water | 1/4" | no data
no data | 02-BPV-SMP808 | no data | no data | no data | Valve, Back Press Regulator / Relief | Back Pressure | SAMPNL | 10-07052A | no data | no data | water | 1/4" | no data
no data | 02-BPV-SMP809 | no data | no data | no data | Valve, Back Press Regulator / Relief | Back Pressure | SAMPNL | 10-07052A | no data | no data | water | 1/4" | no data
no data | 02-BPV-SMP810 | no data | no data | no data | Valve, Back Press Regulator / Relief | Back Pressure | SAMPNL | 10-07052A | no data | no data | water | 1/4" | no data
no data | 00-BPV-SMP811 | no data | no data | no data | Valve, Back Press Regulator / Relief | Back Pressure | SAMPNL | 10-07052A | no data | no data | water | 1/4" | no data
no data | 00-BPV-SMP812 | no data | no data | no data | Valve, Back Press Regulator / Relief | Back Pressure | SAMPNL | 10-07052A | no data | no data | water | 1/4" | no data
no data | 00-BPV-SMP813 | no data | no data | no data | Valve, Back Press Regulator / Relief | Back Pressure | SAMPNL | 10-07052A | no data | no data | water | 1/4" | no data
no data | 00-BPV-SMP814 | no data | no data | no data | Valve, Back Press Regulator / Relief | Back Pressure | SAMPNL | 10-07052A | no data | no data | water | 1/4" | no data
no data | 01-SOV-SMP811 | no data | no data | no data | Sample Manifold Valve Assy with (4) Solenoid Valves | Solenoid | SAMPNL | 10-07051A | no data | no data | water | 1/8" | no data
no data | 01-SOV-SMP812 | no data | no data | no data | Sample Manifold Valve Assy with (4) Solenoid Valves | Solenoid | SAMPNL | 10-07051A | no data | no data | water | 1/8" | no data
no data | 01-SOV-SMP813 | no data | no data | no data | Sample Manifold Valve Assy with (4) Solenoid Valves | Solenoid | SAMPNL | 10-07051A | no data | no data | water | 1/8" | no data
no data | 01-SOV-SMP814 | no data | no data | no data | Sample Manifold Valve Assy with (4) Solenoid Valves | Solenoid | SAMPNL | 10-07051A | no data | no data | water | 1/8" | no data
no data | 01-SOV-SMP815 | no data | no data | no data | Sample Manifold Valve Assy with (4) Solenoid Valves | Solenoid | SAMPNL | 10-07051A | no data | no data | water | 1/8" | no data
no data | 01-SOV-SMP816 | no data | no data | no data | Sample Manifold Valve Assy with (4) Solenoid Valves | Solenoid | SAMPNL | 10-07051A | no data | no data | water | 1/8" | no data
no data | 01-SOV-SMP817 | no data | no data | no data | Sample Manifold Valve Assy with (4) Solenoid Valves | Solenoid | SAMPNL | 10-07051A | no data | no data | water | 1/8" | no data
no data | 01-SOV-SMP818 | no data | no data | no data | Sample Manifold Valve Assy with (4) Solenoid Valves | Solenoid | SAMPNL | 10-07051A | no data | no data | water | 1/8" | no data
no data | 01-SOV-SMP819 | no data | no data | no data | Sample Manifold Valve Assy with (4) Solenoid Valves | Solenoid | SAMPNL | 10-07051A | no data | no data | water | 1/8" | no data
no data | 01-SOV-SMP820 | no data | no data | no data | Sample Manifold Valve Assy with (4) Solenoid Valves | Solenoid | SAMPNL | 10-07051A | no data | no data | water | 1/8" | no data
no data | 01-SOV-SMP821 | no data | no data | no data | Sample Manifold Valve Assy with (4) Solenoid Valves | Solenoid | SAMPNL | 10-07051A | no data | no data | water | 1/8" | no data
no data | 01-SOV-SMP822 | no data | no data | no data | Sample Manifold Valve Assy with (4) Solenoid Valves | Solenoid | SAMPNL | 10-07051A | no data | no data | water | 1/8" | no data
no data | 01-SOV-SMP823 | no data | no data | no data | Sample Manifold Valve Assy with (4) Solenoid Valves | Solenoid | SAMPNL | 10-07051A | no data | no data | water | 1/8" | no data
no data | 01-SOV-SMP824 | no data | no data | no data | Sample Manifold Valve Assy with (4) Solenoid Valves | Solenoid | SAMPNL | 10-07051A | no data | no data | water | 1/8" | no data
no data | 01-SOV-SMP825 | no data | no data | no data | Sample Manifold Valve Assy with (4) Solenoid Valves | Solenoid | SAMPNL | 10-07051A | no data | no data | water | 1/8" | no data
no data | 01-SOV-SMP826 | no data | no data | no data | Sample Manifold Valve Assy with (4) Solenoid Valves | Solenoid | SAMPNL | 10-07051A | no data | no data | water | 1/8" | no data
no data | 02-SOV-SMP816 | no data | no data | no data | Sample Manifold Valve Assy with (4) Solenoid Valves | Solenoid | SAMPNL | 10-07052A | no data | no data | water | 1/8" | no data
no data | 02-SOV-SMP817 | no data | no data | no data | Sample Manifold Valve Assy with (4) Solenoid Valves | Solenoid | SAMPNL | 10-07052A | no data | no data | water | 1/8" | no data
no data | 02-SOV-SMP818 | no data | no data | no data | Sample Manifold Valve Assy with (4) Solenoid Valves | Solenoid | SAMPNL | 10-07052A | no data | no data | water | 1/8" | no data
no data | 02-SOV-SMP819 | no data | no data | no data | Sample Manifold Valve Assy with (4) Solenoid Valves | Solenoid | SAMPNL | 10-07052A | no data | no data | water | 1/8" | no data
no data | 02-SOV-SMP820 | no data | no data | no data | Sample Manifold Valve Assy with (4) Solenoid Valves | Solenoid | SAMPNL | 10-07052A | no data | no data | water | 1/8" | no data
no data | 02-SOV-SMP821 | no data | no data | no data | Sample Manifold Valve Assy with (4) Solenoid Valves | Solenoid | SAMPNL | 10-07052A | no data | no data | water | 1/8" | no data
no data | 02-SOV-SMP822 | no data | no data | no data | Sample Manifold Valve Assy with (4) Solenoid Valves | Solenoid | SAMPNL | 10-07052A | no data | no data | water | 1/8" | no data
no data | 02-SOV-SMP823 | no data | no data | no data | Sample Manifold Valve Assy with (4) Solenoid Valves | Solenoid | SAMPNL | 10-07052A | no data | no data | water | 1/8" | no data
no data | 02-SOV-SMP824 | no data | no data | no data | Sample Manifold Valve Assy with (4) Solenoid Valves | Solenoid | SAMPNL | 10-07052A | no data | no data | water | 1/8" | no data
no data | 02-SOV-SMP825 | no data | no data | no data | Sample Manifold Valve Assy with (4) Solenoid Valves | Solenoid | SAMPNL | 10-07052A | no data | no data | water | 1/8" | no data
no data | 02-SOV-SMP826 | no data | no data | no data | Sample Manifold Valve Assy with (4) Solenoid Valves | Solenoid | SAMPNL | 10-07052A | no data | no data | water | 1/8" | no data
no data | 02-SOV-SMP827 | no data | no data | no data | Sample Manifold Valve Assy with (4) Solenoid Valves | Solenoid | SAMPNL | 10-07052A | no data | no data | water | 1/8" | no data
no data | 02-SOV-SMP828 | no data | no data | no data | Sample Manifold Valve Assy with (4) Solenoid Valves | Solenoid | SAMPNL | 10-07052A | no data | no data | water | 1/8" | no data
no data | 02-SOV-SMP829 | no data | no data | no data | Sample Manifold Valve Assy with (4) Solenoid Valves | Solenoid | SAMPNL | 10-07052A | no data | no data | water | 1/8" | no data
no data | 02-SOV-SMP830 | no data | no data | no data | Sample Manifold Valve Assy with (4) Solenoid Valves | Solenoid | SAMPNL | 10-07052A | no data | no data | water | 1/8" | no data
no data | 02-SOV-SMP831 | no data | no data | no data | Sample Manifold Valve Assy with (4) Solenoid Valves | Solenoid | SAMPNL | 10-07052A | no data | no data | water | 1/8" | no data
no data | 02-SOV-SMP832 | no data | no data | no data | Sample Manifold Valve Assy with (4) Solenoid Valves | Solenoid | SAMPNL | 10-07052A | no data | no data | water | 1/8" | no data
no data | 02-SOV-SMP833 | no data | no data | no data | Sample Manifold Valve Assy with (4) Solenoid Valves | Solenoid | SAMPNL | 10-07052A | no data | no data | water | 1/8" | no data
no data | 02-SOV-SMP834 | no data | no data | no data | Sample Manifold Valve Assy with (4) Solenoid Valves | Solenoid | SAMPNL | 10-07052A | no data | no data | water | 1/8" | no data
no data | 02-SOV-SMP835 | no data | no data | no data | Sample Manifold Valve Assy with (4) Solenoid Valves | Solenoid | SAMPNL | 10-07052A | no data | no data | water | 1/8" | no data
no data | 01-TV-SMP800 | no data | no data | no data | Thermal Shutoff Valve,TSV, 140⁰F/60⁰C | Temperature | SAMPNL | 10-07051A | no data | no data | water | 1/4" | no data
no data | 01-TV-SMP801 | no data | no data | no data | Thermal Shutoff Valve,TSV, 140⁰F/60⁰C | Temperature | SAMPNL | 10-07051A | no data | no data | water | 1/4" | no data
no data | 01-TV-SMP802 | no data | no data | no data | Thermal Shutoff Valve,TSV, 140⁰F/60⁰C | Temperature | SAMPNL | 10-07051A | no data | no data | water | 1/4" | no data
no data | 01-TV-SMP803 | no data | no data | no data | Thermal Shutoff Valve,TSV, 140⁰F/60⁰C | Temperature | SAMPNL | 10-07051A | no data | no data | water | 1/4" | no data
no data | 01-TV-SMP804 | no data | no data | no data | Thermal Shutoff Valve,TSV, 140⁰F/60⁰C | Temperature | SAMPNL | 10-07051A | no data | no data | water | 1/4" | no data
no data | 01-TV-SMP805 | no data | no data | no data | Thermal Shutoff Valve,TSV, 140⁰F/60⁰C | Temperature | SAMPNL | 10-07051A | no data | no data | water | 1/4" | no data
no data | 01-TV-SMP806 | no data | no data | no data | Thermal Shutoff Valve,TSV, 140⁰F/60⁰C | Temperature | SAMPNL | 10-07051A | no data | no data | water | 1/4" | no data
no data | 01-TV-SMP807 | no data | no data | no data | Thermal Shutoff Valve,TSV, 140⁰F/60⁰C | Temperature | SAMPNL | 10-07051A | no data | no data | water | 1/4" | no data
no data | 01-TV-SMP808 | no data | no data | no data | Thermal Shutoff Valve,TSV, 140⁰F/60⁰C | Temperature | SAMPNL | 10-07051A | no data | no data | water | 1/4" | no data
no data | 02-TV-SMP800 | no data | no data | no data | Thermal Shutoff Valve,TSV, 140⁰F/60⁰C | Temperature | SAMPNL | 10-07052A | no data | no data | water | 1/4" | no data
no data | 02-TV-SMP801 | no data | no data | no data | Thermal Shutoff Valve,TSV, 140⁰F/60⁰C | Temperature | SAMPNL | 10-07052A | no data | no data | water | 1/4" | no data
no data | 02-TV-SMP802 | no data | no data | no data | Thermal Shutoff Valve,TSV, 140⁰F/60⁰C | Temperature | SAMPNL | 10-07052A | no data | no data | water | 1/4" | no data
no data | 02-TV-SMP803 | no data | no data | no data | Thermal Shutoff Valve,TSV, 140⁰F/60⁰C | Temperature | SAMPNL | 10-07052A | no data | no data | water | 1/4" | no data
no data | 02-TV-SMP804 | no data | no data | no data | Thermal Shutoff Valve,TSV, 140⁰F/60⁰C | Temperature | SAMPNL | 10-07052A | no data | no data | water | 1/4" | no data
no data | 02-TV-SMP805 | no data | no data | no data | Thermal Shutoff Valve,TSV, 140⁰F/60⁰C | Temperature | SAMPNL | 10-07052A | no data | no data | water | 1/4" | no data
no data | 02-TV-SMP806 | no data | no data | no data | Thermal Shutoff Valve,TSV, 140⁰F/60⁰C | Temperature | SAMPNL | 10-07052A | no data | no data | water | 1/4" | no data
no data | 02-TV-SMP807 | no data | no data | no data | Thermal Shutoff Valve,TSV, 140⁰F/60⁰C | Temperature | SAMPNL | 10-07052A | no data | no data | water | 1/4" | no data
no data | 02-TV-SMP808 | no data | no data | no data | Thermal Shutoff Valve,TSV, 140⁰F/60⁰C | Temperature | SAMPNL | 10-07052A | no data | no data | water | 1/4" | no data
no data | 02-TV-SMP809 | no data | no data | no data | Thermal Shutoff Valve,TSV, 140⁰F/60⁰C | Temperature | SAMPNL | 10-07052A | no data | no data | water | 1/4" | no data
no data | 02-TV-SMP810 | no data | no data | no data | Thermal Shutoff Valve,TSV, 140⁰F/60⁰C | Temperature | SAMPNL | 10-07052A | no data | no data | water | 1/4" | no data
no data | 02-TV-SMP811 | no data | no data | no data | Thermal Shutoff Valve,TSV, 140⁰F/60⁰C | Temperature | SAMPNL | 10-07052A | no data | no data | water | 1/4" | no data
no data | 01MPV01AA001 | no data | no data | no data | no data | Gate valve | MBSHI | LP-01191 | no data | no data | LO | 3" | no data
no data | 01MPV01AA002 | no data | no data | no data | no data | Globe valve | MBSHI | LP-01191 | no data | no data | LO | 1" | no data
no data | 01MPV01AA003 | no data | no data | no data | no data | Ball valve | MBSHI | LP-01191 | no data | no data | LO | 3" | no data
no data | 01MPV01AA004 | no data | no data | no data | no data | Gate valve | MBSHI | LP-01191 | no data | no data | LO | 3" | no data
no data | 01MPV01AA013 | no data | no data | no data | no data | Gate valve | MBSHI | LP-01191 | no data | no data | LO | 2-1/2" | no data
no data | 01MPV01AA101 | no data | no data | no data | no data | Check valve | MBSHI | LP-01191 | no data | no data | LO | 8" | no data
no data | 01MPV01AA102 | no data | no data | no data | no data | Check valve | MBSHI | LP-01191 | no data | no data | LO | 8" | no data
no data | 01MPV01AA109 | no data | no data | no data | no data | Needle valve | MBSHI | LP-01191 | no data | no data | LO | 1/2" | no data
no data | 01MPV01AA114 | no data | no data | no data | no data | Gate valve | MBSHI | LP-01191 | no data | no data | LO | 2-1/2" | no data
no data | 01MPV01AA125 | no data | no data | no data | no data | Ball valve | MBSHI | LP-01191 | no data | no data | LO | 3/4" | no data
no data | 01MPV01AA401 | no data | no data | no data | no data | Check valve | MBSHI | LP-01191 | no data | no data | LO | 8" | no data
no data | 01MPV01AA801 | no data | no data | no data | no data | Gate valve | MBSHI | LP-01191 | no data | no data | LO | 3/4" | no data
no data | 01MPV01AA802 | no data | no data | no data | no data | Gate valve | MBSHI | LP-01191 | no data | no data | LO | 3/4" | no data
no data | 01MPV01AA803 | no data | no data | no data | no data | Gate valve | MBSHI | LP-01191 | no data | no data | LO | 2" | no data
no data | 01MPV01AA804 | no data | no data | no data | no data | Gate valve | MBSHI | LP-01191 | no data | no data | LO | 2" | no data
no data | 01MPV01AA812 | no data | no data | no data | no data | Gate valve | MBSHI | LP-01191 | no data | no data | LO | 3/4" | no data
no data | 01MPV01AA813 | no data | no data | no data | no data | Gate valve | MBSHI | LP-01191 | no data | no data | LO | 3/4" | no data
no data | 01MPV01AA814 | no data | no data | no data | no data | Gate valve | MBSHI | LP-01191 | no data | no data | LO | 3/4" | no data
no data | 01MPV01AA815 | no data | no data | no data | no data | Gate valve | MBSHI | LP-01191 | no data | no data | LO | 3/4" | no data
no data | 01MPV01AA816 | no data | no data | no data | no data | Gate valve | MBSHI | LP-01191 | no data | no data | LO | 3/4" | no data
no data | 01MPV01AA817 | no data | no data | no data | no data | Gate valve | MBSHI | LP-01191 | no data | no data | LO | 3/4" | no data
no data | 01MPV01AA821 | no data | no data | no data | no data | Gate valve | MBSHI | LP-01191 | no data | no data | LO | 3/4" | no data
no data | 01MPV01AA822 | no data | no data | no data | no data | Gate valve | MBSHI | LP-01191 | no data | no data | LO | 3/4" | no data
no data | 01MPV01AA823 | no data | no data | no data | no data | Gate valve | MBSHI | LP-01191 | no data | no data | LO | 3/4" | no data
no data | 01MPV01AA824 | no data | no data | no data | no data | Gate valve | MBSHI | LP-01191 | no data | no data | LO | 3/4" | no data
no data | 01MPV01AA841 | no data | no data | no data | no data | Gate valve | MBSHI | LP-01191 | no data | no data | LO | 3/4" | no data
no data | 01MPV01AA851 | no data | no data | no data | no data | Gate valve | MBSHI | LP-01191 | no data | no data | LO | 3/4" | no data
no data | 01MPV01AA852 | no data | no data | no data | no data | Gate valve | MBSHI | LP-01191 | no data | no data | LO | 3/4" | no data
no data | 01MPV01AA911 | no data | no data | no data | no data | Globe valve | MBSHI | LP-01191 | no data | no data | LO | 1-1/2" | no data
no data | 01MPV01AA912 | no data | no data | no data | no data | Globe valve | MBSHI | LP-01191 | no data | no data | LO | 1-1/2" | no data
no data | 01MPV01AA914 | no data | no data | no data | no data | Globe valve | MBSHI | LP-01191 | no data | no data | LO | 1-1/2" | no data
no data | 01MPV01AA915 | no data | no data | no data | no data | Globe valve | MBSHI | LP-01191 | no data | no data | LO | 1-1/2" | no data
no data | 01MPV01AA918 | no data | no data | no data | no data | Globe valve | MBSHI | LP-01191 | no data | no data | LO | 1" | no data
no data | 01MPV01AA919 | no data | no data | no data | no data | Globe valve | MBSHI | LP-01191 | no data | no data | LO | 1" | no data
no data | 01MPV01AA930 | no data | no data | no data | no data | Globe valve | MBSHI | LP-01191 | no data | no data | LO | 1" | no data
no data | 01MPV21AA101 | no data | no data | no data | no data | Gate valve | MBSHI | LP-01191 | no data | no data | LO | 3" | no data
no data | 01MBV02AA832 | no data | no data | no data | no data | Gate valve | MBSHI | LP-01192 | no data | no data | LO | 1" | no data
no data | 01MBV03AA811 | no data | no data | no data | no data | Globe valve | MBSHI | LP-01192 | no data | no data | LO | 1/4" | no data
no data | 01MBV03AA812 | no data | no data | no data | no data | Gate valve | MBSHI | LP-01192 | no data | no data | LO | 1/4" | no data
no data | 01MBV03AA813 | no data | no data | no data | no data | Gate valve | MBSHI | LP-01192 | no data | no data | AC | 1/4" | no data
no data | 01MBV03AA827 | no data | no data | no data | no data | Globe valve | MBSHI | LP-01192 | no data | no data | LO | 1" | no data
no data | 01MBV05AA923 | no data | no data | no data | no data | Gate valve | MBSHI | LP-01192 | no data | no data | LO | 1" | no data
no data | 01MPV01AA107 | no data | no data | no data | no data | Globe valve | MBSHI | LP-01192 | no data | no data | LO | 1/2" | no data
no data | 01MPV01AA108 | no data | no data | no data | no data | Globe valve | MBSHI | LP-01192 | no data | no data | LO | 1/2" | no data
no data | 01MPV01AA110 | no data | no data | no data | no data | Globe valve | MBSHI | LP-01192 | no data | no data | LO | 1/2" | no data
no data | 01MPV01AA201 | no data | no data | no data | no data | Globe valve | MBSHI | LP-01192 | no data | no data | LO | 3/4" | no data
no data | 01MPV01AA202 | no data | no data | no data | no data | Globe valve | MBSHI | LP-01192 | no data | no data | LO | 3/4" | no data
no data | 01MPV01AA203 | no data | no data | no data | no data | Globe valve | MBSHI | LP-01192 | no data | no data | LO | 3/4" | no data
no data | 01MPV01AA204 | no data | no data | no data | no data | Globe valve | MBSHI | LP-01192 | no data | no data | LO | 3/4" | no data
no data | 01MPV01AA842 | no data | no data | no data | no data | Needle valve | MBSHI | LP-01192 | no data | no data | LO | 8" | no data
no data | 01MPV01AA843 | no data | no data | no data | no data | Globe valve | MBSHI | LP-01192 | no data | no data | LO | 1/2" | no data
no data | 01MPV01AA105 | no data | no data | no data | no data | 3-way globe valve | MBSHI | LP-01193 | no data | no data | LO | 10" | no data
no data | 01MPV01AA106 | no data | no data | no data | no data | Ball valve | MBSHI | LP-01193 | no data | no data | LO | 1" | no data
no data | 01MPV01AA501 | no data | no data | no data | no data | Ball valve | MBSHI | LP-01193 | no data | no data | LO | 1-1/2" | no data
no data | 01MPV01AA502 | no data | no data | no data | no data | Ball valve | MBSHI | LP-01193 | no data | no data | LO | 1-1/2" | no data
no data | 01MPV01AA503 | no data | no data | no data | no data | Ball valve | MBSHI | LP-01193 | no data | no data | LO | 1-1/2" | no data
no data | 01MPV01AA512 | no data | no data | no data | no data | 3-way globe valve | MBSHI | LP-01193 | no data | no data | LO | 10" | no data
no data | 01MPV01AA902 | no data | no data | no data | no data | Gate valve | MBSHI | LP-01193 | no data | no data | LO | 1" | no data
no data | 01MPV01AA903 | no data | no data | no data | no data | Gate valve | MBSHI | LP-01193 | no data | no data | LO | 1" | no data
no data | 01MPV01AA905 | no data | no data | no data | no data | Globe valve | MBSHI | LP-01193 | no data | no data | LO | 1/2" | no data
no data | 01MPV01AA906 | no data | no data | no data | no data | Globe valve | MBSHI | LP-01193 | no data | no data | LO | 1/2" | no data
no data | 01MPV01AA907 | no data | no data | no data | no data | Globe valve | MBSHI | LP-01193 | no data | no data | LO | 1/2" | no data
no data | 01MPV01AA910 | no data | no data | no data | no data | Gate valve | MBSHI | LP-01193 | no data | no data | LO | 1" | no data
no data | 01MPV01AA920 | no data | no data | no data | no data | Ball valve | MBSHI | LP-01193 | no data | no data | LO | 1" | no data
no data | 01MPV01AA931 | no data | no data | no data | no data | Gate valve | MBSHI | LP-01193 | no data | no data | LO | 1" | no data
no data | 01MPV01AA932 | no data | no data | no data | no data | Gate valve | MBSHI | LP-01193 | no data | no data | LO | 1" | no data
no data | 01MPV03AA201 | no data | no data | no data | no data | Butterfly valve | MBSHI | LP-01194 | no data | no data | LO | 10" | no data
no data | 01MPV03AA202 | no data | no data | no data | no data | Butterfly valve | MBSHI | LP-01194 | no data | no data | LO | 10" | no data
no data | 01MPV03AA204 | no data | no data | no data | no data | Butterfly valve | MBSHI | LP-01194 | no data | no data | LO | 10" | no data
no data | 01MPV03AA207 | no data | no data | no data | no data | Butterfly valve | MBSHI | LP-01194 | no data | no data | LO | 10" | no data
no data | 01MPV03AA208 | no data | no data | no data | no data | Butterfly valve | MBSHI | LP-01194 | no data | no data | LO | 10" | no data
no data | 01MPV03AA301 | no data | no data | no data | no data | Check valve | MBSHI | LP-01194 | no data | no data | LO | 10" | no data
no data | 01MPV03AA302 | no data | no data | no data | no data | Check valve | MBSHI | LP-01194 | no data | no data | LO | 10" | no data
no data | 01MPV03AA801 | no data | no data | no data | no data | Ball valve | MBSHI | LP-01194 | no data | no data | LO | 3/4" | no data
no data | 01MPV03AA802 | no data | no data | no data | no data | Ball valve | MBSHI | LP-01194 | no data | no data | LO | 3/4" | no data
no data | 01MPV03AA902 | no data | no data | no data | no data | Ball valve | MBSHI | LP-01194 | no data | no data | LO | 1" | no data
no data | 01MPV03AA903 | no data | no data | no data | no data | Ball valve | MBSHI | LP-01194 | no data | no data | LO | 1" | no data
no data | 01MPV21AA103 | no data | no data | no data | no data | Check valve | MBSHI | LP-01195 | no data | no data | LO | 1-1/2" | no data
no data | 01MPV21AA106 | no data | no data | no data | no data | Gate valve | MBSHI | LP-01195 | no data | no data | LO | 1-1/2" | no data
no data | 01MPV21AA108 | no data | no data | no data | no data | Gate valve | MBSHI | LP-01195 | no data | no data | LO | 1-1/2" | no data
no data | 01MPV21AA801 | no data | no data | no data | no data | Ball valve | MBSHI | LP-01195 | no data | no data | LO | 3/4" | no data
no data | 01MPV21AA802 | no data | no data | no data | no data | Ball valve | MBSHI | LP-01195 | no data | no data | LO | 3/4" | no data
no data | 01MPV21AA803 | no data | no data | no data | no data | Globe valve | MBSHI | LP-01195 | no data | no data | LO | 3/4" | no data
no data | 01MPV21AA804 | no data | no data | no data | no data | Globe valve | MBSHI | LP-01195 | no data | no data | LO | 3/4" | no data
no data | 01MPV21AA807 | no data | no data | no data | no data | Needle valve | MBSHI | LP-01195 | no data | no data | LO | 1/2" | no data
no data | 01MPV21AA808 | no data | no data | no data | no data | Needle valve | MBSHI | LP-01195 | no data | no data | LO | 1/2" | no data
no data | 01MPV21AA809 | no data | no data | no data | no data | Ball valve | MBSHI | LP-01195 | no data | no data | LO | 3/4" | no data
no data | 01MPV21AA902 | no data | no data | no data | no data | Globe valve | MBSHI | LP-01195 | no data | no data | LO | 3/4" | no data
no data | 01MPV21AA903 | no data | no data | no data | no data | Gate valve | MBSHI | LP-01195 | no data | no data | LO | 3/4" | no data
no data | 01MPX01AA001 | no data | no data | no data | no data | Ball valve | MBSHI | LP-01196 | no data | no data | OH | 3" | no data
no data | 01MPX01AA004 | no data | no data | no data | no data | Ball valve | MBSHI | LP-01196 | no data | no data | OH | 3" | no data
no data | 01MPX01AA014 | no data | no data | no data | no data | Globe valve | MBSHI | LP-01196 | no data | no data | OH | 2" | no data
no data | 01MPX01AA015 | no data | no data | no data | no data | Check valve | MBSHI | LP-01196 | no data | no data | OH | 2" | no data
no data | 01MPX01AA053 | no data | no data | no data | no data | Check valve | MBSHI | LP-01196 | no data | no data | OH | 1/2" | no data
no data | 01MPX01AA054 | no data | no data | no data | no data | Check valve | MBSHI | LP-01196 | no data | no data | OH | 1/2" | no data
no data | 01MPX01AA102 | no data | no data | no data | no data | Ball valve | MBSHI | LP-01196 | no data | no data | OH | 1/4" | no data
no data | 01MPX01AA103 | no data | no data | no data | no data | Check valve | MBSHI | LP-01196 | no data | no data | OH | 1/4" | no data
no data | 01MPX01AA106 | no data | no data | no data | no data | Ball valve | MBSHI | LP-01196 | no data | no data | OH | 1/4" | no data
no data | 01MPX01AA107 | no data | no data | no data | no data | Check valve | MBSHI | LP-01196 | no data | no data | OH | 1/4" | no data
no data | 01MPX01AA114 | no data | no data | no data | no data | Check valve | MBSHI | LP-01196 | no data | no data | OH | 2" | no data
no data | 01MPX01AA115 | no data | no data | no data | no data | Ball valve | MBSHI | LP-01196 | no data | no data | OH | 1/2" | no data
no data | 01MPX01AA116 | no data | no data | no data | no data | Ball valve | MBSHI | LP-01196 | no data | no data | OH | 1/2" | no data
no data | 01MPX01AA118 | no data | no data | no data | no data | Ball valve | MBSHI | LP-01196 | no data | no data | OH | 1-1/2" | no data
no data | 01MPX01AA174 | no data | no data | no data | no data | Ball valve | MBSHI | LP-01196 | no data | no data | OH | 2" | no data
no data | 01MPX01AA177 | no data | no data | no data | no data | Ball valve | MBSHI | LP-01196 | no data | no data | OH | 2" | no data
no data | 01MPX01AA301 | no data | no data | no data | no data | Ball valve | MBSHI | LP-01196 | no data | no data | OH | 3/4" | no data
no data | 01MPX01AA306 | no data | no data | no data | no data | Ball valve | MBSHI | LP-01196 | no data | no data | OH | 1/2" | no data
no data | 01MPX01AA307 | no data | no data | no data | no data | Ball valve | MBSHI | LP-01196 | no data | no data | OH | 1/2" | no data
no data | 01MPX01AA801 | no data | no data | no data | no data | Needle valve | MBSHI | LP-01196 | no data | no data | OH | 1/2" | no data
no data | 01MPX01AA802 | no data | no data | no data | no data | Needle valve | MBSHI | LP-01196 | no data | no data | OH | 1/2" | no data
no data | 01MPX01AA805 | no data | no data | no data | no data | Needle valve | MBSHI | LP-01196 | no data | no data | OH | 1/2" | no data
no data | 01MPX01AA816 | no data | no data | no data | no data | Check valve | MBSHI | LP-01196 | no data | no data | OH | 2" | no data
no data | 01MPX01AA822 | no data | no data | no data | no data | Globe valve | MBSHI | LP-01196 | no data | no data | OH | 2" | no data
no data | 01MPX01AA823 | no data | no data | no data | no data | Globe valve | MBSHI | LP-01196 | no data | no data | OH | 2" | no data
no data | 01MPX01AA824 | no data | no data | no data | no data | Globe valve | MBSHI | LP-01196 | no data | no data | OH | 1/4" | no data
no data | 01MPX01AA850 | no data | no data | no data | no data | Ball valve | MBSHI | LP-01196 | no data | no data | OH | 3/4" | no data
no data | 01MPX01AA901 | no data | no data | no data | no data | Ball valve | MBSHI | LP-01196 | no data | no data | OH | 1-1/2" | no data
no data | 01MPX01AA902 | no data | no data | no data | no data | Globe valve | MBSHI | LP-01196 | no data | no data | OH | 1/2" | no data
no data | 01MPX01AA904 | no data | no data | no data | no data | Ball valve | MBSHI | LP-01196 | no data | no data | OH | 3/4" | no data
no data | 01MPX01AA905 | no data | no data | no data | no data | Ball valve | MBSHI | LP-01196 | no data | no data | OH | 3/4" | no data
no data | 01MPX01AA906 | no data | no data | no data | no data | Ball valve | MBSHI | LP-01196 | no data | no data | OH | 1-1/2" | no data
no data | 01MPX11AA041 | no data | no data | no data | no data | Ball valve | MBSHI | LP-01196 | no data | no data | OH | 2" | no data
no data | 01MPX11AA042. | no data | no data | no data | no data | Globe valve | MBSHI | LP-01196 | no data | no data | OH | 2" | no data
no data | 01MPX11AA043 | no data | no data | no data | no data | Check valve | MBSHI | LP-01196 | no data | no data | OH | 1" | no data
no data | 01MPX11AA044 | no data | no data | no data | no data | Globe valve | MBSHI | LP-01196 | no data | no data | OH | 1" | no data
no data | 01MPX11AA046 | no data | no data | no data | no data | Check valve | MBSHI | LP-01196 | no data | no data | OH | 1" | no data
no data | 01MPX11AA047 | no data | no data | no data | no data | Globe valve | MBSHI | LP-01196 | no data | no data | OH | 1" | no data
no data | 01MPX11AA301 | no data | no data | no data | no data | Ball valve | MBSHI | LP-01196 | no data | no data | OH | 2" | no data
no data | 01MPX11AA821 | no data | no data | no data | no data | Globe valve | MBSHI | LP-01196 | no data | no data | OH | 1" | no data
no data | 01PGG01AA111 | no data | no data | no data | no data | Ball valve | MBSHI | LP-01196 | no data | no data | CW | 1-1/2" | no data
no data | 01PGG02AA111 | no data | no data | no data | no data | Ball valve | MBSHI | LP-01196 | no data | no data | CW | 1-1/2" | no data
no data | 01MPX01AA140 | no data | no data | no data | no data | Gate valve | MBSHI | LP-01197 | no data | no data | OH | 1" | no data
no data | 01MPX01AA141 | no data | no data | no data | no data | Gate valve | MBSHI | LP-01197 | no data | no data | OH | 1" | no data
no data | 01MPX01AA240 | no data | no data | no data | no data | Gate valve | MBSHI | LP-01197 | no data | no data | OH | 1" | no data
no data | 01MPX01AA241 | no data | no data | no data | no data | Gate valve | MBSHI | LP-01197 | no data | no data | OH | 1" | no data
no data | 01MBP01AA801 | no data | no data | no data | no data | Ball valve | MBSHI | LP-01200 | no data | no data | GF | 1/2" | no data
no data | 01MBP01AA802 | no data | no data | no data | no data | Ball valve | MBSHI | LP-01200 | no data | no data | GF | 1/2" | no data
no data | 01MBP01AA820 | no data | no data | no data | no data | Gate valve | MBSHI | LP-01201 | no data | no data | GF | 2" | no data
no data | 01MBP01AA821 | no data | no data | no data | no data | Gate valve | MBSHI | LP-01201 | no data | no data | GF | 2" | no data
no data | 01MBP01AA822 | no data | no data | no data | no data | Gate valve | MBSHI | LP-01201 | no data | no data | GF | 2" | no data
no data | 01MBP01AA823 | no data | no data | no data | no data | Gate valve | MBSHI | LP-01201 | no data | no data | GF | 2" | no data
no data | 01MBP01AA830 | no data | no data | no data | no data | Gate valve | MBSHI | LP-01201 | no data | no data | GF | 2" | no data
no data | 01MBP01AA831 | no data | no data | no data | no data | Gate valve | MBSHI | LP-01201 | no data | no data | GF | 2" | no data
no data | 01MBP01AA832 | no data | no data | no data | no data | Gate valve | MBSHI | LP-01201 | no data | no data | GF | 2" | no data
no data | 01MBP01AA833 | no data | no data | no data | no data | Gate valve | MBSHI | LP-01201 | no data | no data | GF | 2" | no data
no data | 01MBP01AA922 | no data | no data | no data | no data | Gate valve | MBSHI | LP-01201 | no data | no data | GF | 3" | no data
no data | 01MBP01AA924 | no data | no data | no data | no data | Gate valve | MBSHI | LP-01201 | no data | no data | GF | 3" | no data
no data | 01MBP01AA932 | no data | no data | no data | no data | Gate valve | MBSHI | LP-01201 | no data | no data | GF | 3" | no data
no data | 01MBP01AA934 | no data | no data | no data | no data | Gate valve | MBSHI | LP-01201 | no data | no data | GF | 3" | no data
no data | 01MBP01AA842 | no data | no data | no data | no data | Gate valve | MBSHI | LP-01202 | no data | no data | GF | 1" | no data
no data | 01MBP01AA843 | no data | no data | no data | no data | Gate valve | MBSHI | LP-01202 | no data | no data | GF | 1" | no data
no data | 01MBP01AA844 | no data | no data | no data | no data | Gate valve | MBSHI | LP-01202 | no data | no data | GF | 1" | no data
no data | 01MBP01AA845 | no data | no data | no data | no data | Gate valve | MBSHI | LP-01202 | no data | no data | GF | 1" | no data
no data | 01MBP01AA907 | no data | no data | no data | no data | Gate valve | MBSHI | LP-01202 | no data | no data | GF | 1" | no data
no data | 01MBP01AA908 | no data | no data | no data | no data | Gate valve | MBSHI | LP-01202 | no data | no data | GF | 1" | no data
no data | 01MBP01AA909 | no data | no data | no data | no data | Gate valve | MBSHI | LP-01202 | no data | no data | GF | 1" | no data
no data | 01MBP01AA910 | no data | no data | no data | no data | Gate valve | MBSHI | LP-01202 | no data | no data | GF | 1" | no data
no data | 01MBP02AA801 | no data | no data | no data | no data | Gate valve | MBSHI | LP-01203 | no data | no data | GF | 3/4" | no data
no data | 01MBP02AA802 | no data | no data | no data | no data | Gate valve | MBSHI | LP-01203 | no data | no data | GF | 3/4" | no data
no data | 01MBP02AA803 | no data | no data | no data | no data | Gate valve | MBSHI | LP-01203 | no data | no data | GF | 3/4" | no data
no data | 01MBP02AA804 | no data | no data | no data | no data | Gate valve | MBSHI | LP-01203 | no data | no data | GF | 3/4" | no data
no data | 01MBP02AA805 | no data | no data | no data | no data | Gate valve | MBSHI | LP-01203 | no data | no data | GF | 3/4" | no data
no data | 01MBP02AA806 | no data | no data | no data | no data | Gate valve | MBSHI | LP-01203 | no data | no data | GF | 3/4" | no data
no data | 01QEF14AA743 | no data | no data | no data | no data | Check valve | MBSHI | LP-01203 | no data | no data | AP | 6" | no data
no data | 01QFF11AA202 | no data | no data | no data | no data | Needle valve | MBSHI | LP-01203 | no data | no data | AC | 1-1/2" | no data
no data | 01MBP03AA821 | no data | no data | no data | no data | Gate valve | MBSHI | LP-01205 | no data | no data | GF | 3/4" | no data
no data | 01MBP03AA822 | no data | no data | no data | no data | Gate valve | MBSHI | LP-01205 | no data | no data | GF | 3/4" | no data
no data | 01MBP03AA825 | no data | no data | no data | no data | Gate valve | MBSHI | LP-01205 | no data | no data | GF | 1" | no data
no data | 01MBP03AA826 | no data | no data | no data | no data | Gate valve | MBSHI | LP-01205 | no data | no data | GF | 1" | no data
no data | 01MBP03AA827 | no data | no data | no data | no data | Gate valve | MBSHI | LP-01205 | no data | no data | GF | 1" | no data
no data | 01MBP03AA828 | no data | no data | no data | no data | Gate valve | MBSHI | LP-01205 | no data | no data | GF | 1" | no data
no data | 01MBP03AA910 | no data | no data | no data | no data | Gate valve | MBSHI | LP-01205 | no data | no data | GF | 1" | no data
no data | 01MBP03AA911 | no data | no data | no data | no data | Gate valve | MBSHI | LP-01205 | no data | no data | GF | 1" | no data
no data | 01MBP03AA831 | no data | no data | no data | no data | Gate valve | MBSHI | LP-01206 | no data | no data | GF | 3/4" | no data
no data | 01MBP03AA832 | no data | no data | no data | no data | Gate valve | MBSHI | LP-01206 | no data | no data | GF | 3/4" | no data
no data | 01MBP03AA835 | no data | no data | no data | no data | Gate valve | MBSHI | LP-01206 | no data | no data | GF | 1" | no data
no data | 01MBP03AA836 | no data | no data | no data | no data | Gate valve | MBSHI | LP-01206 | no data | no data | GF | 1" | no data
no data | 01MBP03AA837 | no data | no data | no data | no data | Gate valve | MBSHI | LP-01206 | no data | no data | GF | 1" | no data
no data | 01MBP03AA838 | no data | no data | no data | no data | Gate valve | MBSHI | LP-01206 | no data | no data | GF | 1" | no data
no data | 01MBP03AA920 | no data | no data | no data | no data | Gate valve | MBSHI | LP-01206 | no data | no data | GF | 1" | no data
no data | 01MBP03AA921 | no data | no data | no data | no data | Gate valve | MBSHI | LP-01206 | no data | no data | GF | 1" | no data
no data | 01MBA01AA931 | no data | no data | no data | no data | Gate valve | MBSHI | LP-01207 | no data | no data | WC | 1-1/2" | no data
no data | 01MBA01AA932 | no data | no data | no data | no data | Gate valve | MBSHI | LP-01207 | no data | no data | WC | 1-1/2" | no data
no data | 01MBH05AA210 | no data | no data | no data | no data | Check valve | MBSHI | LP-01207 | no data | no data | GF | 3" | no data
no data | 01MBP03AA811 | no data | no data | no data | no data | Gate valve | MBSHI | LP-01207 | no data | no data | GF | 3/4" | no data
no data | 01MBP03AA812 | no data | no data | no data | no data | Gate valve | MBSHI | LP-01207 | no data | no data | GF | 3/4" | no data
no data | 01MBP03AA816 | no data | no data | no data | no data | Globe valve | MBSHI | LP-01207 | no data | no data | GF | 1" | no data
no data | 01MBP03AA817 | no data | no data | no data | no data | Globe valve | MBSHI | LP-01207 | no data | no data | GF | 1" | no data
no data | 01MBP03AA818 | no data | no data | no data | no data | Globe valve | MBSHI | LP-01207 | no data | no data | GF | 1" | no data
no data | 01MBP03AA819 | no data | no data | no data | no data | Globe valve | MBSHI | LP-01207 | no data | no data | GF | 1" | no data
no data | 01MBP03AA900 | no data | no data | no data | no data | Gate valve | MBSHI | LP-01207 | no data | no data | GF | 1" | no data
no data | 01MBP03AA901 | no data | no data | no data | no data | Gate valve | MBSHI | LP-01207 | no data | no data | GF | 1" | no data
no data | 01MBP03AA201 | no data | no data | no data | no data | Check valve | MBSHI | LP-01208 | no data | no data | GF | 2" | no data
no data | 01MBP03AA800 | no data | no data | no data | no data | Gate valve | MBSHI | LP-01208 | no data | no data | GF | 3/4" | no data
no data | 01MBP03AA815 | no data | no data | no data | no data | Gate valve | MBSHI | LP-01208 | no data | no data | GF | 3/4" | no data
no data | 01MBP03AA845 | no data | no data | no data | no data | Gate valve | MBSHI | LP-01208 | no data | no data | GF | 1" | no data
no data | 01MBP03AA846 | no data | no data | no data | no data | Gate valve | MBSHI | LP-01208 | no data | no data | GF | 1" | no data
no data | 01MBP03AA847 | no data | no data | no data | no data | Gate valve | MBSHI | LP-01208 | no data | no data | GF | 1" | no data
no data | 01MBP03AA848 | no data | no data | no data | no data | Gate valve | MBSHI | LP-01208 | no data | no data | GF | 1" | no data
no data | 01MBP03AA930 | no data | no data | no data | no data | Gate valve | MBSHI | LP-01208 | no data | no data | GF | 1" | no data
no data | 01MBP03AA931 | no data | no data | no data | no data | Gate valve | MBSHI | LP-01208 | no data | no data | GF | 1" | no data
no data | 01MBP03AA851 | no data | no data | no data | no data | Gate valve | MBSHI | LP-01209 | no data | no data | GF | 3/4" | no data
no data | 01MBP03AA852 | no data | no data | no data | no data | Gate valve | MBSHI | LP-01209 | no data | no data | GF | 3/4" | no data
no data | 01MBP03AA855 | no data | no data | no data | no data | Gate valve | MBSHI | LP-01209 | no data | no data | GF | 1" | no data
no data | 01MBP03AA856 | no data | no data | no data | no data | Gate valve | MBSHI | LP-01209 | no data | no data | GF | 1" | no data
no data | 01MBP03AA857 | no data | no data | no data | no data | Gate valve | MBSHI | LP-01209 | no data | no data | GF | 1" | no data
no data | 01MBP03AA858 | no data | no data | no data | no data | Gate valve | MBSHI | LP-01209 | no data | no data | GF | 1" | no data
no data | 01MBP03AA940 | no data | no data | no data | no data | Gate valve | MBSHI | LP-01209 | no data | no data | GF | 1" | no data
no data | 01MBP03AA941 | no data | no data | no data | no data | Gate valve | MBSHI | LP-01209 | no data | no data | GF | 1" | no data
no data | 01MBH01AA001 | no data | no data | no data | no data | Needle valve | MBSHI | LP-01211 | no data | no data | AC | 2" | no data
no data | 01MBH01AA121 | no data | no data | no data | no data | Needle valve | MBSHI | LP-01211 | no data | no data | AC | 2" | no data
no data | 01MBH01AA821 | no data | no data | no data | no data | Gate valve | MBSHI | LP-01211 | no data | no data | AC | 3/4" | no data
no data | 01MBH01AA826 | no data | no data | no data | no data | Gate valve | MBSHI | LP-01211 | no data | no data | AC | 3/4" | no data
no data | 01QFF11AA116 | no data | no data | no data | no data | Needle valve | MBSHI | LP-01211 | no data | no data | IA | 1/2" | no data
no data | 01MBH05AA141 | no data | no data | no data | no data | Gate valve | MBSHI | LP-01214 | no data | no data | AC | 3" | no data
no data | 01MBH05AA142 | no data | no data | no data | no data | Globe valve | MBSHI | LP-01214 | no data | no data | AC | 3" | no data
no data | 01MBH05AA143 | no data | no data | no data | no data | Gate valve | MBSHI | LP-01214 | no data | no data | AC | 3" | no data
no data | 01MBH05AA101 | no data | no data | no data | no data | Globe valve | MBSHI | LP-01215 | no data | no data | AC | 10" | no data
no data | 01MBH05AA803 | no data | no data | no data | no data | Gate valve | MBSHI | LP-01215 | no data | no data | AC | 2" | no data
no data | 01MBH05AA804 | no data | no data | no data | no data | Gate valve | MBSHI | LP-01215 | no data | no data | AC | 2" | no data
no data | 01MBH05AA805 | no data | no data | no data | no data | Gate valve | MBSHI | LP-01215 | no data | no data | AC | 2" | no data
no data | 01MBH05AA806 | no data | no data | no data | no data | Gate valve | MBSHI | LP-01215 | no data | no data | AC | 2" | no data
no data | 01MBH05AA807 | no data | no data | no data | no data | Gate valve | MBSHI | LP-01215 | no data | no data | AC | 2" | no data
no data | 01MBH05AA808 | no data | no data | no data | no data | Gate valve | MBSHI | LP-01215 | no data | no data | AC | 2" | no data
no data | 01MBH05AA833 | no data | no data | no data | no data | Gate valve | MBSHI | LP-01215 | no data | no data | AC | 2" | no data
no data | 01MBH05AA834 | no data | no data | no data | no data | Gate valve | MBSHI | LP-01215 | no data | no data | AC | 2" | no data
no data | 01MBH05AA835 | no data | no data | no data | no data | Gate valve | MBSHI | LP-01215 | no data | no data | AC | 2" | no data
no data | 01MBH05AA836 | no data | no data | no data | no data | Gate valve | MBSHI | LP-01215 | no data | no data | AC | 2" | no data
no data | 01MBH05AA837 | no data | no data | no data | no data | Gate valve | MBSHI | LP-01215 | no data | no data | AC | 2" | no data
no data | 01MBH05AA838 | no data | no data | no data | no data | Gate valve | MBSHI | LP-01215 | no data | no data | AC | 2" | no data
no data | 01MBH05AA901 | no data | no data | no data | no data | Gate valve | MBSHI | LP-01215 | no data | no data | AC | 1" | no data
no data | 01MBH05AA902 | no data | no data | no data | no data | Gate valve | MBSHI | LP-01215 | no data | no data | AC | 1" | no data
no data | 01MBH05AA903 | no data | no data | no data | no data | Gate valve | MBSHI | LP-01215 | no data | no data | AC | 1" | no data
no data | 01MBH05AA904 | no data | no data | no data | no data | Gate valve | MBSHI | LP-01215 | no data | no data | AC | 1" | no data
no data | 01MBH05AA905 | no data | no data | no data | no data | Gate valve | MBSHI | LP-01215 | no data | no data | AC | 1" | no data
no data | 01MBH05AA906 | no data | no data | no data | no data | Gate valve | MBSHI | LP-01215 | no data | no data | AC | 1" | no data
no data | 01MBH05AA907 | no data | no data | no data | no data | Gate valve | MBSHI | LP-01215 | no data | no data | AC | 1" | no data
no data | 01MBH05AA908 | no data | no data | no data | no data | Gate valve | MBSHI | LP-01215 | no data | no data | AC | 1" | no data
no data | 01MBH05AA909 | no data | no data | no data | no data | Gate valve | MBSHI | LP-01215 | no data | no data | AC | 1" | no data
no data | 01MBH05AA910 | no data | no data | no data | no data | Gate valve | MBSHI | LP-01215 | no data | no data | AC | 1" | no data
no data | 01MBH05AA915 | no data | no data | no data | no data | Gate valve | MBSHI | LP-01215 | no data | no data | AC | 1" | no data
no data | 01MBH05AA917 | no data | no data | no data | no data | Gate valve | MBSHI | LP-01215 | no data | no data | AC | 1" | no data
no data | 01MBH05AA918 | no data | no data | no data | no data | Gate valve | MBSHI | LP-01215 | no data | no data | AC | 1" | no data
no data | 01QFF11AA302 | no data | no data | no data | no data | Check valve | MBSHI | LP-01215 | no data | no data | IA | 1" | no data
no data | 01QFF11AA303 | no data | no data | no data | no data | Globe valve | MBSHI | LP-01215 | no data | no data | IA | 1" | no data
no data | 01MBA01AA813 | no data | no data | no data | no data | Gate valve | MBSHI | LP-01216 | no data | no data | AC | 3/4" | no data
no data | 01MBA01AA815 | no data | no data | no data | no data | Gate valve | MBSHI | LP-01216 | no data | no data | AC | 3/4" | no data
no data | 01MBA01AA817 | no data | no data | no data | no data | Gate valve | MBSHI | LP-01216 | no data | no data | AC | 3/4" | no data
no data | 01MBA01AA821 | no data | no data | no data | no data | Needle valve | MBSHI | LP-01216 | no data | no data | AC | 1/4" | no data
no data | 01MBL01AA811 | no data | no data | no data | no data | Needle valve | MBSHI | LP-01216 | no data | no data | AC | 1/4" | no data
no data | 01MBR01AA803 | no data | no data | no data | no data | Gate valve | MBSHI | LP-01216 | no data | no data | EG | 3/4" | no data
no data | 01MBR01AA804 | no data | no data | no data | no data | Gate valve | MBSHI | LP-01216 | no data | no data | EG | 3/4" | no data
no data | 01MBR01AA805 | no data | no data | no data | no data | Gate valve | MBSHI | LP-01216 | no data | no data | EG | 3/4" | no data
no data | 01MBH01AA921 | no data | no data | no data | no data | Gate valve | MBSHI | LP-01217 | no data | no data | AC | 1" | no data
no data | 01MBH01AA922 | no data | no data | no data | no data | Gate valve | MBSHI | LP-01217 | no data | no data | AC | 1" | no data
no data | 01MBH01AA941 | no data | no data | no data | no data | Gate valve | MBSHI | LP-01217 | no data | no data | AC | 1" | no data
no data | 01MBH01AA942 | no data | no data | no data | no data | Gate valve | MBSHI | LP-01217 | no data | no data | AC | 1" | no data
no data | 01MBH01AA943 | no data | no data | no data | no data | Gate valve | MBSHI | LP-01217 | no data | no data | AC | 1" | no data
no data | 01MBH01AA944 | no data | no data | no data | no data | Gate valve | MBSHI | LP-01217 | no data | no data | AC | 1" | no data
no data | 01MBH04AA811 | no data | no data | no data | no data | Gate valve | MBSHI | LP-01217 | no data | no data | CW | 2" | no data
no data | 01MBH04AA812 | no data | no data | no data | no data | Gate valve | MBSHI | LP-01217 | no data | no data | CW | 2" | no data
no data | 01MBH04AA813 | no data | no data | no data | no data | Gate valve | MBSHI | LP-01217 | no data | no data | CW | 2" | no data
no data | 01MBH04AA814 | no data | no data | no data | no data | Gate valve | MBSHI | LP-01217 | no data | no data | CW | 2" | no data
no data | 01MBH04AA815 | no data | no data | no data | no data | Gate valve | MBSHI | LP-01217 | no data | no data | CW | 2" | no data
no data | 01MBH04AA816 | no data | no data | no data | no data | Gate valve | MBSHI | LP-01217 | no data | no data | CW | 2" | no data
no data | 01MBH04AA911 | no data | no data | no data | no data | Gate valve | MBSHI | LP-01217 | no data | no data | AC | 1" | no data
no data | 01MBH04AA912 | no data | no data | no data | no data | Gate valve | MBSHI | LP-01217 | no data | no data | AC | 1" | no data
no data | 01MBH04AA913 | no data | no data | no data | no data | Gate valve | MBSHI | LP-01217 | no data | no data | AC | 1" | no data
no data | 01MBH04AA914 | no data | no data | no data | no data | Gate valve | MBSHI | LP-01217 | no data | no data | AC | 1" | no data
no data | 01MBH04AA915 | no data | no data | no data | no data | Gate valve | MBSHI | LP-01217 | no data | no data | AC | 1" | no data
no data | 01MBH04AA916 | no data | no data | no data | no data | Gate valve | MBSHI | LP-01217 | no data | no data | AC | 1" | no data
no data | 01MBH04AA917 | no data | no data | no data | no data | Gate valve | MBSHI | LP-01217 | no data | no data | AC | 1" | no data
no data | 01MBH04AA918 | no data | no data | no data | no data | Gate valve | MBSHI | LP-01217 | no data | no data | AC | 1" | no data
no data | 01MBH06AA801 | no data | no data | no data | no data | Gate valve | MBSHI | LP-01218 | no data | no data | AC | 3/4" | no data
no data | 01MBH06AA802 | no data | no data | no data | no data | Gate valve | MBSHI | LP-01218 | no data | no data | AC | 1/2" | no data
no data | 01MBH06AA803 | no data | no data | no data | no data | Gate valve | MBSHI | LP-01218 | no data | no data | AC | 3/4" | no data
no data | 01MBH06AA806 | no data | no data | no data | no data | Globe valve | MBSHI | LP-01218 | no data | no data | AC | 1/2" | no data
no data | 01MBH06AA807 | no data | no data | no data | no data | Globe valve | MBSHI | LP-01218 | no data | no data | AC | 1/2" | no data
no data | 01MBH06AA808 | no data | no data | no data | no data | Globe valve | MBSHI | LP-01218 | no data | no data | AC | 1/2" | no data
no data | 01MBH06AA809 | no data | no data | no data | no data | Globe valve | MBSHI | LP-01218 | no data | no data | AC | 1/2" | no data
no data | 01MBH06AA819 | no data | no data | no data | no data | Gate valve | MBSHI | LP-01218 | no data | no data | AC | 1/2" | no data
no data | 01MBH06AA820 | no data | no data | no data | no data | Gate valve | MBSHI | LP-01218 | no data | no data | AC | 1/2" | no data
no data | 01MBH06AA821 | no data | no data | no data | no data | Gate valve | MBSHI | LP-01218 | no data | no data | AC | 1/2" | no data
no data | 01MBH06AA822 | no data | no data | no data | no data | Gate valve | MBSHI | LP-01218 | no data | no data | AC | 1/2" | no data
no data | 01MBH06AA823 | no data | no data | no data | no data | Gate valve | MBSHI | LP-01218 | no data | no data | AC | 1/2" | no data
no data | 01MBH06AA824 | no data | no data | no data | no data | Gate valve | MBSHI | LP-01218 | no data | no data | AC | 1/2" | no data
no data | 01MBH06AA826 | no data | no data | no data | no data | Gate valve | MBSHI | LP-01218 | no data | no data | AC | 3/4" | no data
no data | 01MBH06AA827 | no data | no data | no data | no data | Gate valve | MBSHI | LP-01218 | no data | no data | AC | 1/2" | no data
no data | 01MBH06AA828 | no data | no data | no data | no data | Gate valve | MBSHI | LP-01218 | no data | no data | AC | 3/4" | no data
no data | 01MBH06AA829 | no data | no data | no data | no data | Gate valve | MBSHI | LP-01218 | no data | no data | AC | 3/4" | no data
no data | 01MBH06AA830 | no data | no data | no data | no data | Globe valve | MBSHI | LP-01218 | no data | no data | AC | 1/2" | no data
no data | 01MBH06AA831 | no data | no data | no data | no data | Globe valve | MBSHI | LP-01218 | no data | no data | AC | 1/2" | no data
no data | 01MBH06AA832 | no data | no data | no data | no data | Globe valve | MBSHI | LP-01218 | no data | no data | AC | 1/2" | no data
no data | 01MBH06AA833 | no data | no data | no data | no data | Globe valve | MBSHI | LP-01218 | no data | no data | AC | 1/2" | no data
no data | 01MBH06AA840 | no data | no data | no data | no data | Gate valve | MBSHI | LP-01218 | no data | no data | AC | 3/4" | no data
no data | 01MBH06AA842 | no data | no data | no data | no data | Check valve | MBSHI | LP-01218 | no data | no data | AC | 8" | no data
no data | 01MBH06AA843 | no data | no data | no data | no data | Gate valve | MBSHI | LP-01218 | no data | no data | AC | 8" | no data
no data | 01MBH06AA844 | no data | no data | no data | no data | Gate valve | MBSHI | LP-01218 | no data | no data | AC | 8" | no data
no data | 01MBH06AA861 | no data | no data | no data | no data | Gate valve | MBSHI | LP-01218 | no data | no data | AC | 2" | no data
no data | 01MBH06AA862 | no data | no data | no data | no data | Gate valve | MBSHI | LP-01218 | no data | no data | AC | 2" | no data
no data | 01MBH06AA863 | no data | no data | no data | no data | Gate valve | MBSHI | LP-01218 | no data | no data | AC | 2" | no data
no data | 01MBH06AA864 | no data | no data | no data | no data | Gate valve | MBSHI | LP-01218 | no data | no data | AC | 2" | no data
no data | 01MBH06AA865 | no data | no data | no data | no data | Gate valve | MBSHI | LP-01218 | no data | no data | AC | 2" | no data
no data | 01MBH06AA866 | no data | no data | no data | no data | Gate valve | MBSHI | LP-01218 | no data | no data | AC | 2" | no data
no data | 01MBH06AA872 | no data | no data | no data | no data | Check valve | MBSHI | LP-01218 | no data | no data | AC | 8" | no data
no data | 01MBH06AA873 | no data | no data | no data | no data | Gate valve | MBSHI | LP-01218 | no data | no data | AC | 8" | no data
no data | 01MBH06AA874 | no data | no data | no data | no data | Gate valve | MBSHI | LP-01218 | no data | no data | AC | 8" | no data
no data | 01MBH06AA881 | no data | no data | no data | no data | Gate valve | MBSHI | LP-01218 | no data | no data | AC | 1" | no data
no data | 01MBH06AA882 | no data | no data | no data | no data | Gate valve | MBSHI | LP-01218 | no data | no data | AC | 1" | no data
no data | 01MBH06AA926 | no data | no data | no data | no data | Gate valve | MBSHI | LP-01218 | no data | no data | AC | 1" | no data
no data | 01QFF11AA032 | no data | no data | no data | no data | Check valve | MBSHI | LP-01218 | no data | no data | AC | 1" | no data
no data | 01QFF11AA033 | no data | no data | no data | no data | Globe valve | MBSHI | LP-01218 | no data | no data | AC | 1" | no data
no data | 01MBH06AA814 | no data | no data | no data | no data | Gate valve | MBSHI | LP-01219 | no data | no data | AC | 3/4" | no data
no data | 01MBH06AA815 | no data | no data | no data | no data | Gate valve | MBSHI | LP-01219 | no data | no data | AC | 3/4" | no data
no data | 01MBH06AA816 | no data | no data | no data | no data | Gate valve | MBSHI | LP-01219 | no data | no data | AC | 3/4" | no data
no data | 01MBH06AA817 | no data | no data | no data | no data | Gate valve | MBSHI | LP-01219 | no data | no data | AC | 3/4" | no data
no data | 01MBH06AA818 | no data | no data | no data | no data | Gate valve | MBSHI | LP-01219 | no data | no data | AC | 3/4" | no data
no data | 01MBH06AA825 | no data | no data | no data | no data | Gate valve | MBSHI | LP-01219 | no data | no data | AC | 3/4" | no data
no data | 01MBA11AA801 | no data | no data | no data | no data | Gate valve | MBSHI | LP-01220 | no data | no data | AR | 3/4" | no data
no data | 01MBA11AA802 | no data | no data | no data | no data | Gate valve | MBSHI | LP-01220 | no data | no data | AR | 3/4" | no data
no data | 01MBA11AA803 | no data | no data | no data | no data | Gate valve | MBSHI | LP-01220 | no data | no data | AR | 3/4" | no data
no data | 01MBA11AA804 | no data | no data | no data | no data | Gate valve | MBSHI | LP-01220 | no data | no data | AR | 3/4" | no data
no data | 01MBA11AA805 | no data | no data | no data | no data | Gate valve | MBSHI | LP-01220 | no data | no data | AR | 3/4" | no data
no data | 01MBA11AA806 | no data | no data | no data | no data | Gate valve | MBSHI | LP-01220 | no data | no data | AR | 3/4" | no data
no data | 01MBL01AA801 | no data | no data | no data | no data | Ball valve | MBSHI | LP-01220 | no data | no data | AR | 1/2" | no data
no data | 01MBL01AA802 | no data | no data | no data | no data | Ball valve | MBSHI | LP-01220 | no data | no data | AR | 1/2" | no data
no data | 01MBL01AA803 | no data | no data | no data | no data | Ball valve | MBSHI | LP-01220 | no data | no data | AR | 1/2" | no data
no data | 01MBL01AA804 | no data | no data | no data | no data | Ball valve | MBSHI | LP-01220 | no data | no data | AR | 3/8" | no data
no data | 01MBL01AA805 | no data | no data | no data | no data | Ball valve | MBSHI | LP-01220 | no data | no data | AR | 3/8" | no data
no data | 01MBL01AA806 | no data | no data | no data | no data | Ball valve | MBSHI | LP-01220 | no data | no data | AR | 3/8" | no data
no data | 01MBL01AA807 | no data | no data | no data | no data | Ball valve | MBSHI | LP-01220 | no data | no data | AR | 3/8" | no data
no data | 01MBL01AA808 | no data | no data | no data | no data | Ball valve | MBSHI | LP-01220 | no data | no data | AR | 3/8" | no data
no data | 01MBL01AA809 | no data | no data | no data | no data | Ball valve | MBSHI | LP-01220 | no data | no data | AR | 3/8" | no data
no data | 01QEF13AA101 | no data | no data | no data | no data | Globe valve | MBSHI | LP-01221 | no data | no data | AP | 6" | no data
no data | 01QEF13AA801 | no data | no data | no data | no data | Gate valve | MBSHI | LP-01221 | no data | no data | AP | 1" | no data
no data | 01MBL03AA811 | no data | no data | no data | no data | Globe valve | MBSHI | LP-01222 | no data | no data | AC | 3/4" | no data
no data | 01MBL03AA901 | no data | no data | no data | no data | Gate valve | MBSHI | LP-01222 | no data | no data | AC | 1" | no data
no data | 01MBL03AA903 | no data | no data | no data | no data | Gate valve | MBSHI | LP-01222 | no data | no data | AC | 1" | no data
no data | 01MBL03AA904 | no data | no data | no data | no data | Gate valve | MBSHI | LP-01222 | no data | no data | AC | 1" | no data
no data | 01MBL03AA921 | no data | no data | no data | no data | Gate valve | MBSHI | LP-01222 | no data | no data | AC | 1" | no data
no data | 01MBL03AA922 | no data | no data | no data | no data | Gate valve | MBSHI | LP-01222 | no data | no data | AC | 1" | no data
no data | 01MBL03AA923 | no data | no data | no data | no data | Gate valve | MBSHI | LP-01222 | no data | no data | AC | 1" | no data
no data | 01MBL03AA924 | no data | no data | no data | no data | Gate valve | MBSHI | LP-01222 | no data | no data | AC | 1" | no data
no data | 01MBL03AA931 | no data | no data | no data | no data | Gate valve | MBSHI | LP-01222 | no data | no data | AC | 1" | no data
no data | 01MBL03AA932 | no data | no data | no data | no data | Gate valve | MBSHI | LP-01222 | no data | no data | AC | 1" | no data
no data | 01MBL03AA933 | no data | no data | no data | no data | Gate valve | MBSHI | LP-01222 | no data | no data | AC | 1" | no data
no data | 01MBL03AA934 | no data | no data | no data | no data | Gate valve | MBSHI | LP-01222 | no data | no data | AC | 1" | no data
no data | 00QFF11AA502 | no data | no data | no data | no data | Globe valve | MBSHI | LP-01224 | no data | no data | IA | 1/2" | no data
no data | 00QFF11AA503 | no data | no data | no data | no data | Globe valve | MBSHI | LP-01224 | no data | no data | IA | 1/2" | no data
no data | 00QFF11AA951 | no data | no data | no data | no data | Globe valve | MBSHI | LP-01224 | no data | no data | IA | 1/2" | no data
no data | 00SDD01AA101 | no data | no data | no data | no data | Ball valve | MBSHI | LP-01224 | no data | no data | DW | 2" | no data
no data | 00SDD01AA102 | no data | no data | no data | no data | Gate valve | MBSHI | LP-01224 | no data | no data | DW | 2" | no data
no data | 00SDD01AA103 | no data | no data | no data | no data | Globe valve | MBSHI | LP-01224 | no data | no data | DW | 2" | no data
no data | 00SDD01AA104 | no data | no data | no data | no data | Check valve | MBSHI | LP-01224 | no data | no data | DW | 2" | no data
no data | 00SDD01AA105 | no data | no data | no data | no data | Ball valve | MBSHI | LP-01224 | no data | no data | DW | 1/2" | no data
no data | 00SDD01AA106 | no data | no data | no data | no data | Ball valve | MBSHI | LP-01224 | no data | no data | DW | 2" | no data
no data | 00SDD01AA107 | no data | no data | no data | no data | Gate valve | MBSHI | LP-01224 | no data | no data | DW | 2" | no data
no data | 00SDD01AA122 | no data | no data | no data | no data | Gate valve | MBSHI | LP-01224 | no data | no data | DW | 2" | no data
no data | 00SDD01AA702 | no data | no data | no data | no data | Gate valve | MBSHI | LP-01224 | no data | no data | DW | 2" | no data
no data | 00SDD01AA803 | no data | no data | no data | no data | Gate valve | MBSHI | LP-01224 | no data | no data | DW | 1/2" | no data
no data | 00SDD01AA803 | no data | no data | no data | no data | Gate valve | MBSHI | LP-01224 | no data | no data | DW | 1/2" | no data
no data | 00SDD01AA901 | no data | no data | no data | no data | Ball valve | MBSHI | LP-01224 | no data | no data | DW | 2" | no data
no data | 00SDD01AA902 | no data | no data | no data | no data | Gate valve | MBSHI | LP-01224 | no data | no data | DW | 1" | no data
no data | 00SDD01AA903 | no data | no data | no data | no data | Gate valve | MBSHI | LP-01224 | no data | no data | DW | 1" | no data
no data | 00SDJ01AA803 | no data | no data | no data | no data | Gate valve | MBSHI | LP-01224 | no data | no data | DW | 1/2" | no data
no data | 01MBA01AA907 | no data | no data | no data | no data | Gate valve | MBSHI | LP-01225 | no data | no data | AC | 1" | no data
no data | 01MBA01AA908 | no data | no data | no data | no data | Gate valve | MBSHI | LP-01225 | no data | no data | AC | 1" | no data
no data | 01MBA01AA913 | no data | no data | no data | no data | Gate valve | MBSHI | LP-01225 | no data | no data | AC | 1" | no data
no data | 01MBA01AA914 | no data | no data | no data | no data | Gate valve | MBSHI | LP-01225 | no data | no data | AC | 1" | no data
no data | 01MBA01AA915 | no data | no data | no data | no data | Gate valve | MBSHI | LP-01225 | no data | no data | AC | 1" | no data
no data | 01MBA01AA916 | no data | no data | no data | no data | Gate valve | MBSHI | LP-01225 | no data | no data | AC | 1" | no data
no data | 01MBA01AA917 | no data | no data | no data | no data | Gate valve | MBSHI | LP-01225 | no data | no data | AC | 1" | no data
no data | 01MBA01AA920 | no data | no data | no data | no data | Gate valve | MBSHI | LP-01225 | no data | no data | AC | 1" | no data
no data | 01MBA01AA921 | no data | no data | no data | no data | Gate valve | MBSHI | LP-01225 | no data | no data | AC | 1" | no data
no data | 01MBA01AA922 | no data | no data | no data | no data | Gate valve | MBSHI | LP-01225 | no data | no data | AC | 1" | no data
no data | 01MBA01AA923 | no data | no data | no data | no data | Gate valve | MBSHI | LP-01225 | no data | no data | AC | 1" | no data
no data | 01MBA01AA924 | no data | no data | no data | no data | Gate valve | MBSHI | LP-01225 | no data | no data | AC | 1" | no data
no data | 01MBA01AA925 | no data | no data | no data | no data | Gate valve | MBSHI | LP-01225 | no data | no data | AC | 1" | no data
no data | 01MBA01AA941 | no data | no data | no data | no data | Gate valve | MBSHI | LP-01225 | no data | no data | AC | 1" | no data
no data | 01MBA01AA942 | no data | no data | no data | no data | Gate valve | MBSHI | LP-01225 | no data | no data | AC | 1" | no data
no data | 01MBA01AA943 | no data | no data | no data | no data | Gate valve | MBSHI | LP-01225 | no data | no data | AC | 1" | no data
no data | 01MBA01AA944 | no data | no data | no data | no data | Gate valve | MBSHI | LP-01225 | no data | no data | AC | 1" | no data
no data | 01MBH01AA901 | no data | no data | no data | no data | Gate valve | MBSHI | LP-01225 | no data | no data | AC | 1" | no data
no data | 01MBH01AA902 | no data | no data | no data | no data | Gate valve | MBSHI | LP-01225 | no data | no data | AC | 1" | no data
no data | 01MBH01AA903 | no data | no data | no data | no data | Gate valve | MBSHI | LP-01225 | no data | no data | AC | 1" | no data
no data | 01MBH01AA904 | no data | no data | no data | no data | Gate valve | MBSHI | LP-01225 | no data | no data | AC | 1" | no data
no data | 01MBH02AA903 | no data | no data | no data | no data | Gate valve | MBSHI | LP-01225 | no data | no data | AC | 1" | no data
no data | 01MBH02AA904 | no data | no data | no data | no data | Gate valve | MBSHI | LP-01225 | no data | no data | AC | 1" | no data
no data | 01MBH02AA905 | no data | no data | no data | no data | Gate valve | MBSHI | LP-01225 | no data | no data | AC | 1" | no data
no data | 01MBH02AA906 | no data | no data | no data | no data | Gate valve | MBSHI | LP-01225 | no data | no data | AC | 1" | no data
no data | 01MBH02AA907 | no data | no data | no data | no data | Gate valve | MBSHI | LP-01225 | no data | no data | AC | 1" | no data
no data | 01MBH02AA908 | no data | no data | no data | no data | Gate valve | MBSHI | LP-01225 | no data | no data | AC | 1" | no data
no data | 01MBH02AA910 | no data | no data | no data | no data | Gate valve | MBSHI | LP-01225 | no data | no data | AC | 1" | no data
no data | 01MBH02AA911 | no data | no data | no data | no data | Gate valve | MBSHI | LP-01225 | no data | no data | AC | 1" | no data
no data | 01MBH03AA911 | no data | no data | no data | no data | Gate valve | MBSHI | LP-01225 | no data | no data | AC | 1" | no data
no data | 01MBH03AA912 | no data | no data | no data | no data | Gate valve | MBSHI | LP-01225 | no data | no data | AC | 1" | no data
no data | 01MBH04AA901 | no data | no data | no data | no data | Gate valve | MBSHI | LP-01225 | no data | no data | AC | 1" | no data
no data | 01MBH04AA902 | no data | no data | no data | no data | Gate valve | MBSHI | LP-01225 | no data | no data | AC | 1" | no data
no data | 01MBP01AA901 | no data | no data | no data | no data | Gate valve | MBSHI | LP-01225 | no data | no data | EG | 2" | no data
no data | 01MBP01AA902 | no data | no data | no data | no data | Gate valve | MBSHI | LP-01225 | no data | no data | EG | 2" | no data
no data | 01MBP01AA903 | no data | no data | no data | no data | Gate valve | MBSHI | LP-01225 | no data | no data | EG | 2" | no data
no data | 01MBP01AA904 | no data | no data | no data | no data | Gate valve | MBSHI | LP-01225 | no data | no data | EG | 2" | no data
no data | 01QFF11AA112 | no data | no data | no data | no data | Globe valve | MBSHI | LP-01226 | no data | no data | IA | 1/2" | no data
no data | 01QFF11AA113 | no data | no data | no data | no data | Globe valve | MBSHI | LP-01226 | no data | no data | IA | 1/2" | no data
no data | 01QFF11AA114 | no data | no data | no data | no data | Globe valve | MBSHI | LP-01226 | no data | no data | IA | 1-1/2" | no data
no data | 01QFF11AA115 | no data | no data | no data | no data | Globe valve | MBSHI | LP-01226 | no data | no data | IA | 1/2" | no data
no data | 01QFF11AA117 | no data | no data | no data | no data | Globe valve | MBSHI | LP-01226 | no data | no data | IA | 1" | no data
no data | 01QFF11AA118 | no data | no data | no data | no data | Globe valve | MBSHI | LP-01226 | no data | no data | IA | 1/2" | no data
no data | 01QFF11AA121 | no data | no data | no data | no data | Globe valve | MBSHI | LP-01226 | no data | no data | IA | 1/2" | no data
no data | 01QFF11AA122 | no data | no data | no data | no data | Globe valve | MBSHI | LP-01226 | no data | no data | IA | 1-1/2" | no data
no data | 01QFF11AA123 | no data | no data | no data | no data | Globe valve | MBSHI | LP-01226 | no data | no data | IA | 1-1/2" | no data
no data | 01QFF11AA125 | no data | no data | no data | no data | Globe valve | MBSHI | LP-01226 | no data | no data | IA | 1/2" | no data
no data | 01QFF11AA126 | no data | no data | no data | no data | Globe valve | MBSHI | LP-01226 | no data | no data | IA | 1/2" | no data
no data | 01QFF11AA152 | no data | no data | no data | no data | Globe valve | MBSHI | LP-01226 | no data | no data | IA | 1-1/2" | no data
no data | 01QFF11AA380 | no data | no data | no data | no data | Globe valve | MBSHI | LP-01226 | no data | no data | IA | 1/2" | no data
no data | 01QFF11AA381 | no data | no data | no data | no data | Globe valve | MBSHI | LP-01226 | no data | no data | IA | 1/2" | no data
no data | 01QFF11AA382 | no data | no data | no data | no data | Globe valve | MBSHI | LP-01226 | no data | no data | IA | 1/2" | no data
no data | 01QFF11AA383 | no data | no data | no data | no data | Globe valve | MBSHI | LP-01226 | no data | no data | IA | 1" | no data
no data | 01QFF11AA601 | no data | no data | no data | no data | Globe valve | MBSHI | LP-01226 | no data | no data | IA | 1" | no data
no data | 01QFF11AA604 | no data | no data | no data | no data | Globe valve | MBSHI | LP-01226 | no data | no data | IA | 1/2" | no data
no data | 01QFF11AA607 | no data | no data | no data | no data | Globe valve | MBSHI | LP-01226 | no data | no data | IA | 1/2" | no data
no data | 01QFF11AA611 | no data | no data | no data | no data | Globe valve | MBSHI | LP-01226 | no data | no data | IA | 1" | no data
no data | 01QFF11AA612 | no data | no data | no data | no data | Globe valve | MBSHI | LP-01226 | no data | no data | IA | 1/2" | no data
no data | 01QFF11AA613 | no data | no data | no data | no data | Globe valve | MBSHI | LP-01226 | no data | no data | IA | 3/4" | no data
no data | 01QFF11AA614 | no data | no data | no data | no data | Globe valve | MBSHI | LP-01226 | no data | no data | IA | 1/2" | no data
no data | 01QFF11AA615 | no data | no data | no data | no data | Globe valve | MBSHI | LP-01226 | no data | no data | IA | 1/2" | no data
no data | 01QFF11AA621 | no data | no data | no data | no data | Globe valve | MBSHI | LP-01226 | no data | no data | IA | 1" | no data
no data | 01QFF11AA623 | no data | no data | no data | no data | Globe valve | MBSHI | LP-01226 | no data | no data | IA | 3/4" | no data
no data | 01QFF11AA624 | no data | no data | no data | no data | Globe valve | MBSHI | LP-01226 | no data | no data | IA | 1/2" | no data
no data | 01QFF11AA625 | no data | no data | no data | no data | Globe valve | MBSHI | LP-01226 | no data | no data | IA | 1/2" | no data
no data | 01QFF11AA626 | no data | no data | no data | no data | Globe valve | MBSHI | LP-01226 | no data | no data | IA | 3/4" | no data
no data | 01QFF11AA630 | no data | no data | no data | no data | Globe valve | MBSHI | LP-01226 | no data | no data | IA | 1" | no data
no data | 01QFF11AA631 | no data | no data | no data | no data | Globe valve | MBSHI | LP-01226 | no data | no data | IA | 1/2" | no data
no data | 01QFF11AA632 | no data | no data | no data | no data | Globe valve | MBSHI | LP-01226 | no data | no data | IA | 1/2" | no data
no data | 01QFF11AA633 | no data | no data | no data | no data | Globe valve | MBSHI | LP-01226 | no data | no data | IA | 1/2" | no data
no data | 01QFF11AA640 | no data | no data | no data | no data | Globe valve | MBSHI | LP-01226 | no data | no data | IA | 1-1/2" | no data
no data | 01QFF11AA641 | no data | no data | no data | no data | Globe valve | MBSHI | LP-01226 | no data | no data | IA | 1" | no data
no data | 01QFF11AA642 | no data | no data | no data | no data | Globe valve | MBSHI | LP-01226 | no data | no data | IA | 1" | no data
no data | 01QFF11AA643 | no data | no data | no data | no data | Globe valve | MBSHI | LP-01226 | no data | no data | IA | 1" | no data
no data | 01QFF11AA650 | no data | no data | no data | no data | Globe valve | MBSHI | LP-01226 | no data | no data | IA | 1" | no data
no data | 01QFF11AA651 | no data | no data | no data | no data | Globe valve | MBSHI | LP-01226 | no data | no data | IA | 1/2" | no data
no data | 01QFF11AA652 | no data | no data | no data | no data | Globe valve | MBSHI | LP-01226 | no data | no data | IA | 1/2" | no data
no data | 01QFF11AA653 | no data | no data | no data | no data | Globe valve | MBSHI | LP-01226 | no data | no data | IA | 1/2" | no data
no data | 01QFF11AA661 | no data | no data | no data | no data | Globe valve | MBSHI | LP-01226 | no data | no data | IA | 1/2" | no data
no data | 01QFF11AA662 | no data | no data | no data | no data | Globe valve | MBSHI | LP-01226 | no data | no data | IA | 1/2" | no data
no data | 01QFF11AA664 | no data | no data | no data | no data | Globe valve | MBSHI | LP-01226 | no data | no data | IA | 1/2" | no data
no data | 01QFF11AA665 | no data | no data | no data | no data | Globe valve | MBSHI | LP-01226 | no data | no data | IA | 1/2" | no data
no data | 01QFF11AA666 | no data | no data | no data | no data | Globe valve | MBSHI | LP-01226 | no data | no data | IA | 1/2" | no data
no data | 01QFF11AA670 | no data | no data | no data | no data | Globe valve | MBSHI | LP-01226 | no data | no data | IA | 1" | no data
no data | 01QFF11AA672 | no data | no data | no data | no data | Globe valve | MBSHI | LP-01226 | no data | no data | IA | 1/2" | no data
no data | 01QFF11AA674 | no data | no data | no data | no data | Globe valve | MBSHI | LP-01226 | no data | no data | IA | 1/2" | no data
no data | 01QFF11AA801 | no data | no data | no data | no data | Globe valve | MBSHI | LP-01226 | no data | no data | IA | 3/4" | no data
no data | 01QFF11AA901 | no data | no data | no data | no data | Globe valve | MBSHI | LP-01226 | no data | no data | IA | 1/2" | no data
no data | tank | no data | no data | no data | Valve 2" with Sampler 3/8" | Globo | GSU | no data | no data | no data | Mineral Oil | 2" | no data
no data | tank | no data | no data | no data | Ball Valve 2" | Ball | GSU | no data | no data | no data | Mineral Oil | 2" | no data
no data | tank | no data | no data | no data | Ball Valve 1 1/2" | Ball | GSU | no data | no data | no data | Mineral Oil | 1 1/2" | no data
no data | tank | no data | no data | no data | Ball Valve 1" | Ball | GSU | no data | no data | no data | Mineral Oil | 1" | no data
no data | tank | no data | no data | no data | Ball Valve 1/2" | Ball | GSU | no data | no data | no data | Mineral Oil | 1/2" | no data
no data | tank | no data | no data | no data | Ball Valve 1 1/2" | Ball | GSU | no data | no data | no data | Mineral Oil | 1 1/2" | no data
no data | cover | no data | no data | no data | Ball Valve 3" | Ball | GSU | no data | no data | no data | Mineral Oil | 3" | no data
no data | cover | no data | no data | no data | Pressure Relief Device 6,69" | Pressure Relief | GSU | no data | no data | no data | Mineral Oil | 6,69" | no data
no data | cover | no data | no data | no data | Ball Valve 3" | Ball | GSU | no data | no data | no data | Mineral Oil | 3" | no data
no data | cover | no data | no data | no data | Ball Valve 1 1/2" | Ball | GSU | no data | no data | no data | Mineral Oil | 1 1/2" | no data
no data | oil | no data | no data | no data | Ball Valve 1 1/2" | Ball | GSU | no data | no data | no data | Mineral Oil | 1 1/2" | no data
no data | oil | no data | no data | no data | Ball Valve 1" | Ball | GSU | no data | no data | no data | Mineral Oil | 1" | no data
no data | 01MBA01AA813 | no data | no data | no data | no data | GATE VALVE | MBSHIVL | LP-01216 | no data | no data | AC | 3/4" | no data
no data | 01MBA01AA815 | no data | no data | no data | no data | GATE VALVE | MBSHIVL | LP-01216 | no data | no data | AC | 3/4" | no data
no data | 01MBA01AA817 | no data | no data | no data | no data | GATE VALVE | MBSHIVL | LP-01216 | no data | no data | AC | 3/4" | no data
no data | 01MBA01AA821 | no data | no data | no data | no data | NEEDLE VALVE | MBSHIVL | LP-01216 | no data | no data | AC | 1/8" | no data
no data | 01MBA01AA907 | no data | no data | no data | no data | GATE VALVE | MBSHIVL | LP-01225 | no data | no data | AC | 1" | no data
no data | 01MBA01AA908 | no data | no data | no data | no data | GATE VALVE | MBSHIVL | LP-01225 | no data | no data | AC | 1" | no data
no data | 01MBA01AA913 | no data | no data | no data | no data | GATE VALVE | MBSHIVL | LP-01225 | no data | no data | AC | 1" | no data
no data | 01MBA01AA914 | no data | no data | no data | no data | GATE VALVE | MBSHIVL | LP-01225 | no data | no data | AC | 1" | no data
no data | 01MBA01AA915 | no data | no data | no data | no data | GATE VALVE | MBSHIVL | LP-01225 | no data | no data | ZW | 1" | no data
no data | 01MBA01AA916 | no data | no data | no data | no data | GATE VALVE | MBSHIVL | LP-01225 | no data | no data | AC | 1" | no data
no data | 01MBA01AA917 | no data | no data | no data | no data | GATE VALVE | MBSHIVL | LP-01225 | no data | no data | AC | 1" | no data
no data | 01MBA01AA920 | no data | no data | no data | no data | GATE VALVE | MBSHIVL | LP-01225 | no data | no data | AC | 1" | no data
no data | 01MBA01AA921 | no data | no data | no data | no data | GATE VALVE | MBSHIVL | LP-01225 | no data | no data | AC | 1" | no data
no data | 01MBA01AA922 | no data | no data | no data | no data | GATE VALVE | MBSHIVL | LP-01225 | no data | no data | AC | 1" | no data
no data | 01MBA01AA923 | no data | no data | no data | no data | GATE VALVE | MBSHIVL | LP-01225 | no data | no data | AC | 1" | no data
no data | 01MBA01AA924 | no data | no data | no data | no data | GATE VALVE | MBSHIVL | LP-01225 | no data | no data | AC | 1" | no data
no data | 01MBA01AA925 | no data | no data | no data | no data | GATE VALVE | MBSHIVL | LP-01225 | no data | no data | AC | 1" | no data
no data | 01MBA01AA931 | no data | no data | no data | no data | GATE VALVE | MBSHIVL | LP-01207 | no data | no data | EG | 1-1/2" | no data
no data | 01MBA01AA932 | no data | no data | no data | no data | GATE VALVE | MBSHIVL | LP-01207 | no data | no data | EG | 1-1/2" | no data
no data | 01MBA01AA941 | no data | no data | no data | no data | GATE VALVE | MBSHIVL | LP-01225 | no data | no data | AC | 1" | no data
no data | 01MBA01AA942 | no data | no data | no data | no data | GATE VALVE | MBSHIVL | LP-01225 | no data | no data | AC | 1" | no data
no data | 01MBA11AA801 | no data | no data | no data | no data | GATE VALVE | MBSHIVL | LP-01220 | no data | no data | AR | 3/4" | no data
no data | 01MBA11AA802 | no data | no data | no data | no data | GATE VALVE | MBSHIVL | LP-01220 | no data | no data | AR | 3/4" | no data
no data | 01MBA11AA803 | no data | no data | no data | no data | GATE VALVE | MBSHIVL | LP-01220 | no data | no data | AR | 3/4" | no data
no data | 01MBA11AA804 | no data | no data | no data | no data | GATE VALVE | MBSHIVL | LP-01220 | no data | no data | AR | 3/4" | no data
no data | 01MBH01AA001 | no data | no data | no data | no data | NEEDLE VALVE | MBSHIVL | LP-01211 | no data | no data | AC | 2" | no data
no data | 01MBH01AA121 | no data | no data | no data | no data | NEEDLE VALVE | MBSHIVL | LP-01211 | no data | no data | AC | 2" | no data
no data | 01MBH01AA821 | no data | no data | no data | no data | GATE VALVE | MBSHIVL | LP-01211 | no data | no data | AC | 3/4" | no data
no data | 01MBH01AA826 | no data | no data | no data | no data | GATE VALVE | MBSHIVL | LP-01211 | no data | no data | AC | 3/4" | no data
no data | 01MBH01AA901 | no data | no data | no data | no data | GATE VALVE | MBSHIVL | LP-01225 | no data | no data | AC | 1" | no data
no data | 01MBH01AA902 | no data | no data | no data | no data | GATE VALVE | MBSHIVL | LP-01225 | no data | no data | AC | 1" | no data
no data | 01MBH01AA903 | no data | no data | no data | no data | GATE VALVE | MBSHIVL | LP-01225 | no data | no data | AC | 1" | no data
no data | 01MBH01AA904 | no data | no data | no data | no data | GATE VALVE | MBSHIVL | LP-01225 | no data | no data | AC | 1" | no data
no data | 01MBH01AA921 | no data | no data | no data | no data | GATE VALVE | MBSHIVL | LP-01217 | no data | no data | AC | 1" | no data
no data | 01MBH01AA922 | no data | no data | no data | no data | GATE VALVE | MBSHIVL | LP-01217 | no data | no data | AC | 1" | no data
no data | 01MBH01AA941 | no data | no data | no data | no data | GATE VALVE | MBSHIVL | LP-01217 | no data | no data | AC | 1" | no data
no data | 01MBH01AA942 | no data | no data | no data | no data | GATE VALVE | MBSHIVL | LP-01217 | no data | no data | AC | 1" | no data
no data | 01MBH01AA943 | no data | no data | no data | no data | GATE VALVE | MBSHIVL | LP-01217 | no data | no data | AC | 1" | no data
no data | 01MBH01AA944 | no data | no data | no data | no data | GATE VALVE | MBSHIVL | LP-01217 | no data | no data | AC | 1" | no data
no data | 01MBH02AA903 | no data | no data | no data | no data | GATE VALVE | MBSHIVL | LP-01225 | no data | no data | AC | 1" | no data
no data | 01MBH02AA904 | no data | no data | no data | no data | GATE VALVE | MBSHIVL | LP-01225 | no data | no data | AC | 1" | no data
no data | 01MBH02AA905 | no data | no data | no data | no data | GATE VALVE | MBSHIVL | LP-01225 | no data | no data | AC | 1" | no data
no data | 01MBH02AA906 | no data | no data | no data | no data | GATE VALVE | MBSHIVL | LP-01225 | no data | no data | AC | 1" | no data
no data | 01MBH02AA907 | no data | no data | no data | no data | GATE VALVE | MBSHIVL | LP-01225 | no data | no data | AC | 1" | no data
no data | 01MBH02AA908 | no data | no data | no data | no data | GATE VALVE | MBSHIVL | LP-01225 | no data | no data | AC | 1" | no data
no data | 01MBH02AA910 | no data | no data | no data | no data | GATE VALVE | MBSHIVL | LP-01225 | no data | no data | AC | 1" | no data
no data | 01MBH02AA911 | no data | no data | no data | no data | GATE VALVE | MBSHIVL | LP-01225 | no data | no data | AC | 1" | no data
no data | 01MBH03AA911 | no data | no data | no data | no data | GATE VALVE | MBSHIVL | LP-01225 | no data | no data | AC | 1" | no data
no data | 01MBH03AA912 | no data | no data | no data | no data | GATE VALVE | MBSHIVL | LP-01225 | no data | no data | AC | 1" | no data
no data | 01MBH04AA811 | no data | no data | no data | no data | GATE VALVE | MBSHIVL | LP-01217 | no data | no data | AC | 2" | no data
no data | 01MBH04AA812 | no data | no data | no data | no data | GATE VALVE | MBSHIVL | LP-01217 | no data | no data | AC | 2" | no data
no data | 01MBH04AA813 | no data | no data | no data | no data | GATE VALVE | MBSHIVL | LP-01217 | no data | no data | AC | 2" | no data
no data | 01MBH04AA814 | no data | no data | no data | no data | GATE VALVE | MBSHIVL | LP-01217 | no data | no data | AC | 2" | no data
no data | 01MBH04AA815 | no data | no data | no data | no data | GATE VALVE | MBSHIVL | LP-01217 | no data | no data | AC | 2" | no data
no data | 01MBH04AA816 | no data | no data | no data | no data | GATE VALVE | MBSHIVL | LP-01217 | no data | no data | AC | 2" | no data
no data | 01MBH04AA901 | no data | no data | no data | no data | GATE VALVE | MBSHIVL | LP-01225 | no data | no data | AC | 1" | no data
no data | 01MBH04AA902 | no data | no data | no data | no data | GATE VALVE | MBSHIVL | LP-01225 | no data | no data | AC | 1" | no data
no data | 01MBH04AA911 | no data | no data | no data | no data | GATE VALVE | MBSHIVL | LP-01217 | no data | no data | AC | 1" | no data
no data | 01MBH04AA912 | no data | no data | no data | no data | GATE VALVE | MBSHIVL | LP-01217 | no data | no data | AC | 1" | no data
no data | 01MBH04AA913 | no data | no data | no data | no data | GATE VALVE | MBSHIVL | LP-01217 | no data | no data | AC | 1" | no data
no data | 01MBH04AA914 | no data | no data | no data | no data | GATE VALVE | MBSHIVL | LP-01217 | no data | no data | AC | 1" | no data
no data | 01MBH04AA915 | no data | no data | no data | no data | GATE VALVE | MBSHIVL | LP-01217 | no data | no data | AC | 1" | no data
no data | 01MBH04AA916 | no data | no data | no data | no data | GATE VALVE | MBSHIVL | LP-01217 | no data | no data | AC | 1" | no data
no data | 01MBH04AA917 | no data | no data | no data | no data | GATE VALVE | MBSHIVL | LP-01217 | no data | no data | AC | 1" | no data
no data | 01MBH04AA918 | no data | no data | no data | no data | GATE VALVE | MBSHIVL | LP-01217 | no data | no data | AC | 1" | no data
no data | 01MBH04AA931 | no data | no data | no data | no data | GATE VALVE | MBSHIVL | LP-01225 | no data | no data | AC | 1" | no data
no data | 01MBH04AA932 | no data | no data | no data | no data | GATE VALVE | MBSHIVL | LP-01225 | no data | no data | AC | 1" | no data
no data | 01MBH05AA141 | no data | no data | no data | no data | GATE VALVE | MBSHIVL | LP-01214 | no data | no data | AC | 3" | no data
no data | 01MBH05AA142 | no data | no data | no data | no data | GLOBE VALVE | MBSHIVL | LP-01214 | no data | no data | AC | 3" | no data
no data | 01MBH05AA143 | no data | no data | no data | no data | GATE VALVE | MBSHIVL | LP-01214 | no data | no data | AC | 3" | no data
no data | 01MBH05AA144 | no data | no data | no data | no data | GATE VALVE | MBSHIVL | LP-01215 | no data | no data | AC | 3/4" | no data
no data | 01MBH05AA145 | no data | no data | no data | no data | GATE VALVE | MBSHIVL | LP-01214 | no data | no data | AC | 3/4" | no data
no data | 01MBH05AA146 | no data | no data | no data | no data | GATE VALVE | MBSHIVL | LP-01214 | no data | no data | AC | 3/4" | no data
no data | 01MBH05AA147 | no data | no data | no data | no data | BALL VALVE | MBSHIVL | LP-01214 | no data | no data | AC | 10" | no data
no data | 01MBH05AA210 | no data | no data | no data | no data | CHECK VALVE | MBSHIVL | LP-01207 | no data | no data | GF | 3" | no data
no data | 01MBH05AA803 | no data | no data | no data | no data | GATE VALVE | MBSHIVL | LP-01215 | no data | no data | AC | 2" | no data
no data | 01MBH05AA804 | no data | no data | no data | no data | GATE VALVE | MBSHIVL | LP-01215 | no data | no data | AC | 2" | no data
no data | 01MBH05AA805 | no data | no data | no data | no data | GATE VALVE | MBSHIVL | LP-01215 | no data | no data | AC | 2" | no data
no data | 01MBH05AA806 | no data | no data | no data | no data | GATE VALVE | MBSHIVL | LP-01215 | no data | no data | AC | 2" | no data
no data | 01MBH05AA807 | no data | no data | no data | no data | GATE VALVE | MBSHIVL | LP-01215 | no data | no data | AC | 2" | no data
no data | 01MBH05AA808 | no data | no data | no data | no data | GATE VALVE | MBSHIVL | LP-01215 | no data | no data | AC | 2" | no data
no data | 01MBH05AA833 | no data | no data | no data | no data | GATE VALVE | MBSHIVL | LP-01215 | no data | no data | AC | 2" | no data
no data | 01MBH05AA834 | no data | no data | no data | no data | GATE VALVE | MBSHIVL | LP-01215 | no data | no data | AC | 2" | no data
no data | 01MBH05AA835 | no data | no data | no data | no data | GATE VALVE | MBSHIVL | LP-01215 | no data | no data | AC | 2" | no data
no data | 01MBH05AA836 | no data | no data | no data | no data | GATE VALVE | MBSHIVL | LP-01215 | no data | no data | AC | 2" | no data
no data | 01MBH05AA837 | no data | no data | no data | no data | GATE VALVE | MBSHIVL | LP-01215 | no data | no data | AC | 2" | no data
no data | 01MBH05AA838 | no data | no data | no data | no data | GATE VALVE | MBSHIVL | LP-01215 | no data | no data | AC | 2" | no data
no data | 01MBH05AA901 | no data | no data | no data | no data | GATE VALVE | MBSHIVL | LP-01215 | no data | no data | AC | 1" | no data
no data | 01MBH05AA902 | no data | no data | no data | no data | GATE VALVE | MBSHIVL | LP-01215 | no data | no data | AC | 1" | no data
no data | 01MBH05AA903 | no data | no data | no data | no data | GATE VALVE | MBSHIVL | LP-01215 | no data | no data | AC | 1" | no data
no data | 01MBH05AA904 | no data | no data | no data | no data | GATE VALVE | MBSHIVL | LP-01215 | no data | no data | AC | 1" | no data
no data | 01MBH05AA905 | no data | no data | no data | no data | GATE VALVE | MBSHIVL | LP-01215 | no data | no data | AC | 1" | no data
no data | 01MBH05AA906 | no data | no data | no data | no data | GATE VALVE | MBSHIVL | LP-01215 | no data | no data | AC | 1" | no data
no data | 01MBH05AA907 | no data | no data | no data | no data | GATE VALVE | MBSHIVL | LP-01215 | no data | no data | AC | 1" | no data
no data | 01MBH05AA908 | no data | no data | no data | no data | GATE VALVE | MBSHIVL | LP-01215 | no data | no data | AC | 1" | no data
no data | 01MBH05AA909 | no data | no data | no data | no data | GATE VALVE | MBSHIVL | LP-01215 | no data | no data | AC | 1" | no data
no data | 01MBH05AA910 | no data | no data | no data | no data | GATE VALVE | MBSHIVL | LP-01215 | no data | no data | AC | 1" | no data
no data | 01MBH05AA915 | no data | no data | no data | no data | GATE VALVE | MBSHIVL | LP-01215 | no data | no data | AC | 1" | no data
no data | 01MBH05AA917 | no data | no data | no data | no data | GATE VALVE | MBSHIVL | LP-01215 | no data | no data | AC | 1" | no data
no data | 01MBH05AA918 | no data | no data | no data | no data | GATE VALVE | MBSHIVL | LP-01215 | no data | no data | AC | 1" | no data
no data | 01MBH06AA806 | no data | no data | no data | no data | GATE VALVE | MBSHIVL | LP-01218 | no data | no data | AC | 1/2" | no data
no data | 01MBH06AA807 | no data | no data | no data | no data | GATE VALVE | MBSHIVL | LP-01218 | no data | no data | AC | 1/2" | no data
no data | 01MBH06AA808 | no data | no data | no data | no data | GATE VALVE | MBSHIVL | LP-01218 | no data | no data | AC | 1/2" | no data
no data | 01MBH06AA809 | no data | no data | no data | no data | GATE VALVE | MBSHIVL | LP-01218 | no data | no data | AC | 1/2" | no data
no data | 01MBH06AA814 | no data | no data | no data | no data | GATE VALVE | MBSHIVL | LP-01219 | no data | no data | AC | 3/4" | no data
no data | 01MBH06AA815 | no data | no data | no data | no data | GATE VALVE | MBSHIVL | LP-01219 | no data | no data | AC | 3/4" | no data
no data | 01MBH06AA816 | no data | no data | no data | no data | GATE VALVE | MBSHIVL | LP-01219 | no data | no data | AC | 3/4" | no data
no data | 01MBH06AA817 | no data | no data | no data | no data | GATE VALVE | MBSHIVL | LP-01219 | no data | no data | AC | 3/4" | no data
no data | 01MBH06AA818 | no data | no data | no data | no data | GATE VALVE | MBSHIVL | LP-01219 | no data | no data | AC | 3/4" | no data
no data | 01MBH06AA824 | no data | no data | no data | no data | GATE VALVE | MBSHIVL | LP-01218 | no data | no data | AC | 3/4" | no data
no data | 01MBH06AA825 | no data | no data | no data | no data | GATE VALVE | MBSHIVL | LP-01219 | no data | no data | AC | 3/4" | no data
no data | 01MBH06AA826 | no data | no data | no data | no data | GATE VALVE | MBSHIVL | LP-01218 | no data | no data | AC | 3/4" | no data
no data | 01MBH06AA827 | no data | no data | no data | no data | GATE VALVE | MBSHIVL | LP-01218 | no data | no data | AC | 1/2" | no data
no data | 01MBH06AA828 | no data | no data | no data | no data | GATE VALVE | MBSHIVL | LP-01218 | no data | no data | AC | 1/2" | no data
no data | 01MBH06AA830 | no data | no data | no data | no data | GATE VALVE | MBSHIVL | LP-01218 | no data | no data | AC | 1/2" | no data
no data | 01MBH06AA831 | no data | no data | no data | no data | GATE VALVE | MBSHIVL | LP-01218 | no data | no data | AC | 1/2" | no data
no data | 01MBH06AA832 | no data | no data | no data | no data | GATE VALVE | MBSHIVL | LP-01218 | no data | no data | AC | 1/2" | no data
no data | 01MBH06AA833 | no data | no data | no data | no data | GATE VALVE | MBSHIVL | LP-01218 | no data | no data | AC | 1/2" | no data
no data | 01MBH06AA841 | no data | no data | no data | no data | GATE VALVE | MBSHIVL | LP-01218 | no data | no data | AC | 8" | no data
no data | 01MBH06AA842 | no data | no data | no data | no data | CHECK VALVE | MBSHIVL | LP-01218 | no data | no data | AC | 8" | no data
no data | 01MBH06AA843 | no data | no data | no data | no data | GATE VALVE | MBSHIVL | LP-01218 | no data | no data | AC | 8" | no data
no data | 01MBH06AA844 | no data | no data | no data | no data | GATE VALVE | MBSHIVL | LP-01218 | no data | no data | AC | 8" | no data
no data | 01MBH06AA845 | no data | no data | no data | no data | GATE VALVE | MBSHIVL | LP-01218 | no data | no data | AC | 1/2" | no data
no data | 01MBH06AA846 | no data | no data | no data | no data | GATE VALVE | MBSHIVL | LP-01218 | no data | no data | AC | 1/2" | no data
no data | 01MBH06AA847 | no data | no data | no data | no data | GATE VALVE | MBSHIVL | LP-01218 | no data | no data | AC | 1/2" | no data
no data | 01MBH06AA850 | no data | no data | no data | no data | CHECK VALVE | MBSHIVL | LP-01218 | no data | no data | AC | 8" | no data
no data | 01MBH06AA851 | no data | no data | no data | no data | CHECK VALVE | MBSHIVL | LP-01218 | no data | no data | AC | 8" | no data
no data | 01MBH06AA861 | no data | no data | no data | no data | GATE VALVE | MBSHIVL | LP-01218 | no data | no data | AC | 2" | no data
no data | 01MBH06AA862 | no data | no data | no data | no data | GATE VALVE | MBSHIVL | LP-01218 | no data | no data | AC | 2" | no data
no data | 01MBH06AA863 | no data | no data | no data | no data | GATE VALVE | MBSHIVL | LP-01218 | no data | no data | AC | 2" | no data
no data | 01MBH06AA864 | no data | no data | no data | no data | GATE VALVE | MBSHIVL | LP-01218 | no data | no data | AC | 2" | no data
no data | 01MBH06AA865 | no data | no data | no data | no data | GATE VALVE | MBSHIVL | LP-01218 | no data | no data | AC | 2" | no data
no data | 01MBH06AA866 | no data | no data | no data | no data | GATE VALVE | MBSHIVL | LP-01218 | no data | no data | AC | 2" | no data
no data | 01MBH06AA871 | no data | no data | no data | no data | GATE VALVE | MBSHIVL | LP-01218 | no data | no data | AC | 8" | no data
no data | 01MBH06AA872 | no data | no data | no data | no data | CHECK VALVE | MBSHIVL | LP-01218 | no data | no data | AC | 8" | no data
no data | 01MBH06AA873 | no data | no data | no data | no data | GATE VALVE | MBSHIVL | LP-01218 | no data | no data | AC | 8" | no data
no data | 01MBH06AA874 | no data | no data | no data | no data | GATE VALVE | MBSHIVL | LP-01218 | no data | no data | AC | 8" | no data
no data | 01MBH06AA875 | no data | no data | no data | no data | GATE VALVE | MBSHIVL | LP-01218 | no data | no data | AC | 1/2" | no data
no data | 01MBH06AA876 | no data | no data | no data | no data | GATE VALVE | MBSHIVL | LP-01218 | no data | no data | AC | 1/2" | no data
no data | 01MBH06AA877 | no data | no data | no data | no data | GATE VALVE | MBSHIVL | LP-01218 | no data | no data | AC | 1/2" | no data
no data | 01MBH06AA881 | no data | no data | no data | no data | GATE VALVE | MBSHIVL | LP-01218 | no data | no data | AC | 1" | no data
no data | 01MBH06AA882 | no data | no data | no data | no data | GATE VALVE | MBSHIVL | LP-01218 | no data | no data | AC | 1" | no data
no data | 01MBH06AA890 | no data | no data | no data | no data | CHECK VALVE | MBSHIVL | LP-01218 | no data | no data | AC | 8" | no data
no data | 01MBH06AA891 | no data | no data | no data | no data | GATE VALVE | MBSHIVL | LP-01218 | no data | no data | AC | 8" | no data
no data | 01MBH06AA892 | no data | no data | no data | no data | CHECK VALVE | MBSHIVL | LP-01218 | no data | no data | AC | 8" | no data
no data | 01MBH06AA893 | no data | no data | no data | no data | GATE VALVE | MBSHIVL | LP-01218 | no data | no data | AC | 8" | no data
no data | 01MBH06AA901 | no data | no data | no data | no data | GATE VALVE | MBSHIVL | LP-01218 | no data | no data | AC | 1" | no data
no data | 01MBH06AA902 | no data | no data | no data | no data | GATE VALVE | MBSHIVL | LP-01218 | no data | no data | AC | 1" | no data
no data | 01MBH06AA903 | no data | no data | no data | no data | GATE VALVE | MBSHIVL | LP-01218 | no data | no data | AC | 1" | no data
no data | 01MBH06AA904 | no data | no data | no data | no data | GATE VALVE | MBSHIVL | LP-01218 | no data | no data | AC | 1" | no data
no data | 01MBH06AA905 | no data | no data | no data | no data | GATE VALVE | MBSHIVL | LP-01218 | no data | no data | AC | 1" | no data
no data | 01MBH06AA906 | no data | no data | no data | no data | GATE VALVE | MBSHIVL | LP-01218 | no data | no data | AC | 1" | no data
no data | 01MBH06AA909 | no data | no data | no data | no data | GATE VALVE | MBSHIVL | LP-01218 | no data | no data | AC | 1" | no data
no data | 01MBH06AA910 | no data | no data | no data | no data | GATE VALVE | MBSHIVL | LP-01218 | no data | no data | AC | 1" | no data
no data | 01MBH06AA911 | no data | no data | no data | no data | GATE VALVE | MBSHIVL | LP-01218 | no data | no data | AC | 1" | no data
no data | 01MBH06AA912 | no data | no data | no data | no data | GATE VALVE | MBSHIVL | LP-01218 | no data | no data | AC | 1" | no data
no data | 01MBH06AA926 | no data | no data | no data | no data | GATE VALVE | MBSHIVL | LP-01218 | no data | no data | AC | 1" | no data
no data | 01MBL01AA801 | no data | no data | no data | no data | NEEDLE VALVE | MBSHIVL | LP-01220 | no data | no data | AR | 1/2" | no data
no data | 01MBL01AA802 | no data | no data | no data | no data | NEEDLE VALVE | MBSHIVL | LP-01220 | no data | no data | AR | 1/2" | no data
no data | 01MBL01AA803 | no data | no data | no data | no data | NEEDLE VALVE | MBSHIVL | LP-01220 | no data | no data | AR | 1/2" | no data
no data | 01MBL01AA804 | no data | no data | no data | no data | NEEDLE VALVE | MBSHIVL | LP-01220 | no data | no data | AR | 1/2" | no data
no data | 01MBL01AA805 | no data | no data | no data | no data | NEEDLE VALVE | MBSHIVL | LP-01220 | no data | no data | AR | 1/2" | no data
no data | 01MBL01AA806 | no data | no data | no data | no data | NEEDLE VALVE | MBSHIVL | LP-01220 | no data | no data | AR | 1/2" | no data
no data | 01MBL01AA807 | no data | no data | no data | no data | NEEDLE VALVE | MBSHIVL | LP-01220 | no data | no data | AR | 1/2" | no data
no data | 01MBL01AA808 | no data | no data | no data | no data | NEEDLE VALVE | MBSHIVL | LP-01220 | no data | no data | AR | 1/2" | no data
no data | 01MBL01AA809 | no data | no data | no data | no data | NEEDLE VALVE | MBSHIVL | LP-01220 | no data | no data | AR | 1/2" | no data
no data | 01MBL01AA811 | no data | no data | no data | no data | NEEDLE VALVE | MBSHIVL | LP-01216 | no data | no data | AC | 1/8" | no data
no data | 01MBL03AA811 | no data | no data | no data | no data | GLOBE VALVE | MBSHIVL | LP-01222 | no data | no data | AC | 3/4" | no data
no data | 01MBL03AA901 | no data | no data | no data | no data | GATE VALVE | MBSHIVL | LP-01222 | no data | no data | AC | 1" | no data
no data | 01MBL03AA903 | no data | no data | no data | no data | GATE VALVE | MBSHIVL | LP-01222 | no data | no data | AC | 1" | no data
no data | 01MBL03AA904 | no data | no data | no data | no data | GATE VALVE | MBSHIVL | LP-01222 | no data | no data | AC | 1" | no data
no data | 01MBL03AA905 | no data | no data | no data | no data | GATE VALVE | MBSHIVL | LP-01222 | no data | no data | AC | 1" | no data
no data | 01MBL03AA921 | no data | no data | no data | no data | GATE VALVE | MBSHIVL | LP-01222 | no data | no data | AC | 1" | no data
no data | 01MBL03AA922 | no data | no data | no data | no data | GATE VALVE | MBSHIVL | LP-01222 | no data | no data | AC | 1" | no data
no data | 01MBL03AA923 | no data | no data | no data | no data | GATE VALVE | MBSHIVL | LP-01222 | no data | no data | AC | 1" | no data
no data | 01MBL03AA924 | no data | no data | no data | no data | GATE VALVE | MBSHIVL | LP-01222 | no data | no data | AC | 1" | no data
no data | 01MBL03AA931 | no data | no data | no data | no data | GATE VALVE | MBSHIVL | LP-01222 | no data | no data | AC | 1" | no data
no data | 01MBL03AA932 | no data | no data | no data | no data | GATE VALVE | MBSHIVL | LP-01222 | no data | no data | AC | 1" | no data
no data | 01MBL03AA933 | no data | no data | no data | no data | GATE VALVE | MBSHIVL | LP-01222 | no data | no data | AC | 1" | no data
no data | 01MBL03AA934 | no data | no data | no data | no data | GATE VALVE | MBSHIVL | LP-01222 | no data | no data | AC | 1" | no data
no data | 01MBP01AA801 | no data | no data | no data | no data | BALL VALVE | MBSHIVL | LP-01200 | no data | no data | GF | 1/2" | no data
no data | 01MBP01AA802 | no data | no data | no data | no data | BALL VALVE | MBSHIVL | LP-01200 | no data | no data | GF | 1/2" | no data
no data | 01MBP01AA820 | no data | no data | no data | no data | GATE VALVE | MBSHIVL | LP-01201 | no data | no data | GF | 2" | no data
no data | 01MBP01AA821 | no data | no data | no data | no data | GATE VALVE | MBSHIVL | LP-01201 | no data | no data | GF | 2" | no data
no data | 01MBP01AA822 | no data | no data | no data | no data | GATE VALVE | MBSHIVL | LP-01201 | no data | no data | GF | 2" | no data
no data | 01MBP01AA823 | no data | no data | no data | no data | GATE VALVE | MBSHIVL | LP-01201 | no data | no data | GF | 2" | no data
no data | 01MBP01AA830 | no data | no data | no data | no data | GATE VALVE | MBSHIVL | LP-01201 | no data | no data | GF | 2" | no data
no data | 01MBP01AA831 | no data | no data | no data | no data | GATE VALVE | MBSHIVL | LP-01201 | no data | no data | GF | 2" | no data
no data | 01MBP01AA832 | no data | no data | no data | no data | GATE VALVE | MBSHIVL | LP-01201 | no data | no data | GF | 2" | no data
no data | 01MBP01AA833 | no data | no data | no data | no data | GATE VALVE | MBSHIVL | LP-01201 | no data | no data | GF | 2" | no data
no data | 01MBP01AA842 | no data | no data | no data | no data | GATE VALVE | MBSHIVL | LP-01202 | no data | no data | GF | 1" | no data
no data | 01MBP01AA843 | no data | no data | no data | no data | GATE VALVE | MBSHIVL | LP-01202 | no data | no data | GF | 1" | no data
no data | 01MBP01AA844 | no data | no data | no data | no data | GATE VALVE | MBSHIVL | LP-01202 | no data | no data | GF | 1" | no data
no data | 01MBP01AA845 | no data | no data | no data | no data | GATE VALVE | MBSHIVL | LP-01202 | no data | no data | GF | 1" | no data
no data | 01MBP01AA903 | no data | no data | no data | no data | GATE VALVE | MBSHIVL | LP-01225 | no data | no data | EG | 2" | no data
no data | 01MBP01AA904 | no data | no data | no data | no data | GATE VALVE | MBSHIVL | LP-01225 | no data | no data | EG | 2" | no data
no data | 01MBP01AA907 | no data | no data | no data | no data | GATE VALVE | MBSHIVL | LP-01202 | no data | no data | GF | 1" | no data
no data | 01MBP01AA908 | no data | no data | no data | no data | GATE VALVE | MBSHIVL | LP-01202 | no data | no data | GF | 1" | no data
no data | 01MBP01AA909 | no data | no data | no data | no data | GATE VALVE | MBSHIVL | LP-01202 | no data | no data | GF | 1" | no data
no data | 01MBP01AA910 | no data | no data | no data | no data | GATE VALVE | MBSHIVL | LP-01202 | no data | no data | GF | 1" | no data
no data | 01MBP01AA911 | no data | no data | no data | no data | GATE VALVE | MBSHIVL | LP-01202 | no data | no data | GF | 1" | no data
no data | 01MBP01AA912 | no data | no data | no data | no data | GATE VALVE | MBSHIVL | LP-01202 | no data | no data | GF | 1" | no data
no data | 01MBP01AA922 | no data | no data | no data | no data | GATE VALVE | MBSHIVL | LP-01201 | no data | no data | GF | 3" | no data
no data | 01MBP01AA924 | no data | no data | no data | no data | GATE VALVE | MBSHIVL | LP-01201 | no data | no data | GF | 3" | no data
no data | 01MBP01AA932 | no data | no data | no data | no data | GATE VALVE | MBSHIVL | LP-01201 | no data | no data | GF | 3" | no data
no data | 01MBP01AA934 | no data | no data | no data | no data | GATE VALVE | MBSHIVL | LP-01201 | no data | no data | GF | 3" | no data
no data | 01MBP02AA801 | no data | no data | no data | no data | GATE VALVE | MBSHIVL | LP-01203 | no data | no data | GF | 3/4" | no data
no data | 01MBP02AA802 | no data | no data | no data | no data | GATE VALVE | MBSHIVL | LP-01203 | no data | no data | GF | 3/4" | no data
no data | 01MBP02AA803 | no data | no data | no data | no data | GATE VALVE | MBSHIVL | LP-01203 | no data | no data | GF | 3/4" | no data
no data | 01MBP02AA804 | no data | no data | no data | no data | GATE VALVE | MBSHIVL | LP-01203 | no data | no data | GF | 3/4" | no data
no data | 01MBP02AA805 | no data | no data | no data | no data | GATE VALVE | MBSHIVL | LP-01203 | no data | no data | GF | 3/4" | no data
no data | 01MBP02AA806 | no data | no data | no data | no data | GATE VALVE | MBSHIVL | LP-01203 | no data | no data | GF | 3/4" | no data
no data | 01MBP02AA807 | no data | no data | no data | no data | GATE VALVE | MBSHIVL | LP-01203 | no data | no data | GF | 3/4" | no data
no data | 01MBP02AA808 | no data | no data | no data | no data | GATE VALVE | MBSHIVL | LP-01203 | no data | no data | GF | 3/4" | no data
no data | 01MBP03AA811 | no data | no data | no data | no data | GATE VALVE | MBSHIVL | LP-01207 | no data | no data | GF | 3/4" | no data
no data | 01MBP03AA812 | no data | no data | no data | no data | GATE VALVE | MBSHIVL | LP-01207 | no data | no data | GF | 3/4" | no data
no data | 01MBP03AA815 | no data | no data | no data | no data | GATE VALVE | MBSHIVL | LP-01207 | no data | no data | GF | 1" | no data
no data | 01MBP03AA816 | no data | no data | no data | no data | GATE VALVE | MBSHIVL | LP-01207 | no data | no data | GF | 1" | no data
no data | 01MBP03AA817 | no data | no data | no data | no data | GATE VALVE | MBSHIVL | LP-01207 | no data | no data | GF | 1" | no data
no data | 01MBP03AA818 | no data | no data | no data | no data | GATE VALVE | MBSHIVL | LP-01207 | no data | no data | GF | 1" | no data
no data | 01MBP03AA821 | no data | no data | no data | no data | GATE VALVE | MBSHIVL | LP-01205 | no data | no data | GF | 3/4" | no data
no data | 01MBP03AA822 | no data | no data | no data | no data | GATE VALVE | MBSHIVL | LP-01205 | no data | no data | GF | 3/4" | no data
no data | 01MBP03AA825 | no data | no data | no data | no data | GATE VALVE | MBSHIVL | LP-01205 | no data | no data | GF | 1" | no data
no data | 01MBP03AA826 | no data | no data | no data | no data | GATE VALVE | MBSHIVL | LP-01205 | no data | no data | GF | 1" | no data
no data | 01MBP03AA827 | no data | no data | no data | no data | GATE VALVE | MBSHIVL | LP-01205 | no data | no data | GF | 1" | no data
no data | 01MBP03AA828 | no data | no data | no data | no data | GATE VALVE | MBSHIVL | LP-01205 | no data | no data | GF | 1" | no data
no data | 01MBP03AA831 | no data | no data | no data | no data | GATE VALVE | MBSHIVL | LP-01206 | no data | no data | GF | 3/4" | no data
no data | 01MBP03AA832 | no data | no data | no data | no data | GATE VALVE | MBSHIVL | LP-01206 | no data | no data | GF | 3/4" | no data
no data | 01MBP03AA835 | no data | no data | no data | no data | GATE VALVE | MBSHIVL | LP-01206 | no data | no data | GF | 1" | no data
no data | 01MBP03AA836 | no data | no data | no data | no data | GATE VALVE | MBSHIVL | LP-01206 | no data | no data | GF | 1" | no data
no data | 01MBP03AA837 | no data | no data | no data | no data | GATE VALVE | MBSHIVL | LP-01206 | no data | no data | GF | 1" | no data
no data | 01MBP03AA838 | no data | no data | no data | no data | GATE VALVE | MBSHIVL | LP-01206 | no data | no data | GF | 1" | no data
no data | 01MBP03AA841 | no data | no data | no data | no data | GATE VALVE | MBSHIVL | LP-01208 | no data | no data | GF | 3/4" | no data
no data | 01MBP03AA842 | no data | no data | no data | no data | GATE VALVE | MBSHIVL | LP-01208 | no data | no data | GF | 3/4" | no data
no data | 01MBP03AA845 | no data | no data | no data | no data | GATE VALVE | MBSHIVL | LP-01208 | no data | no data | GF | 1" | no data
no data | 01MBP03AA846 | no data | no data | no data | no data | GATE VALVE | MBSHIVL | LP-01208 | no data | no data | GF | 1" | no data
no data | 01MBP03AA847 | no data | no data | no data | no data | GATE VALVE | MBSHIVL | LP-01208 | no data | no data | GF | 1" | no data
no data | 01MBP03AA848 | no data | no data | no data | no data | GATE VALVE | MBSHIVL | LP-01208 | no data | no data | GF | 1" | no data
no data | 01MBP03AA851 | no data | no data | no data | no data | GATE VALVE | MBSHIVL | LP-01209 | no data | no data | GF | 3/4" | no data
no data | 01MBP03AA852 | no data | no data | no data | no data | GATE VALVE | MBSHIVL | LP-01209 | no data | no data | GF | 3/4" | no data
no data | 01MBP03AA855 | no data | no data | no data | no data | GATE VALVE | MBSHIVL | LP-01209 | no data | no data | GF | 1" | no data
no data | 01MBP03AA856 | no data | no data | no data | no data | GATE VALVE | MBSHIVL | LP-01209 | no data | no data | GF | 1" | no data
no data | 01MBP03AA857 | no data | no data | no data | no data | GATE VALVE | MBSHIVL | LP-01209 | no data | no data | GF | 1" | no data
no data | 01MBP03AA858 | no data | no data | no data | no data | GATE VALVE | MBSHIVL | LP-01209 | no data | no data | GF | 1" | no data
no data | 01MBP03AA900 | no data | no data | no data | no data | GATE VALVE | MBSHIVL | LP-01207 | no data | no data | GF | 1" | no data
no data | 01MBP03AA901 | no data | no data | no data | no data | GATE VALVE | MBSHIVL | LP-01207 | no data | no data | GF | 1" | no data
no data | 01MBP03AA910 | no data | no data | no data | no data | GATE VALVE | MBSHIVL | LP-01205 | no data | no data | GF | 1" | no data
no data | 01MBP03AA911 | no data | no data | no data | no data | GATE VALVE | MBSHIVL | LP-01205 | no data | no data | GF | 1" | no data
no data | 01MBP03AA920 | no data | no data | no data | no data | GATE VALVE | MBSHIVL | LP-01206 | no data | no data | GF | 1" | no data
no data | 01MBP03AA921 | no data | no data | no data | no data | GATE VALVE | MBSHIVL | LP-01206 | no data | no data | GF | 1" | no data
no data | 01MBP03AA930 | no data | no data | no data | no data | GATE VALVE | MBSHIVL | LP-01208 | no data | no data | GF | 1" | no data
no data | 01MBP03AA931 | no data | no data | no data | no data | GATE VALVE | MBSHIVL | LP-01208 | no data | no data | GF | 1" | no data
no data | 01MBP03AA940 | no data | no data | no data | no data | GATE VALVE | MBSHIVL | LP-01209 | no data | no data | GF | 1" | no data
no data | 01MBP03AA941 | no data | no data | no data | no data | GATE VALVE | MBSHIVL | LP-01209 | no data | no data | GF | 1" | no data
no data | 01MBR01AA803 | no data | no data | no data | no data | GATE VALVE | MBSHIVL | LP-01216 | no data | no data | EG | 3/4" | no data
no data | 01MBR01AA804 | no data | no data | no data | no data | GATE VALVE | MBSHIVL | LP-01216 | no data | no data | EG | 3/4" | no data
no data | 01MBR01AA805 | no data | no data | no data | no data | GATE VALVE | MBSHIVL | LP-01216 | no data | no data | EG | 3/4" | no data
no data | 01MBV01AA827 | no data | no data | no data | no data | GLOBE VALVE | MBSHIVL | LP-01192 | no data | no data | LO | 1" | no data
no data | 01MBV03AA811 | no data | no data | no data | no data | GLOBE VALVE | MBSHIVL | LP-01192 | no data | no data | AC | 1/4" | no data
no data | 01MBV03AA812 | no data | no data | no data | no data | GATE VALVE | MBSHIVL | LP-01192 | no data | no data | AC | 1/4" | no data
no data | 01MBV03AA813 | no data | no data | no data | no data | GATE VALVE | MBSHIVL | LP-01192 | no data | no data | AC | 1/4" | no data
no data | 01MBX01AA103 | no data | no data | no data | no data | GATE VALVE | MBSHIVL | LP-01197 | no data | no data | OH | 1" | no data
no data | 01MBX01AA104 | no data | no data | no data | no data | GATE VALVE | MBSHIVL | LP-01197 | no data | no data | OH | 1" | no data
no data | 01MBX01AA203 | no data | no data | no data | no data | GATE VALVE | MBSHIVL | LP-01197 | no data | no data | OH | 1" | no data
no data | 01MBX01AA204 | no data | no data | no data | no data | GATE VALVE | MBSHIVL | LP-01197 | no data | no data | OH | 1" | no data
no data | 01MPV01AA002 | no data | no data | no data | no data | GLOBE VALVE | MBSHIVL | LP-01191 | no data | no data | LO | 1" | no data
no data | 01MPV01AA003 | no data | no data | no data | no data | BALL VALVE | MBSHIVL | LP-01191 | no data | no data | LO | 3" | no data
no data | 01MPV01AA004 | no data | no data | no data | no data | GATE VALVE | MBSHIVL | LP-01191 | no data | no data | LO | 3" | no data
no data | 01MPV01AA013 | no data | no data | no data | no data | GATE VALVE | MBSHIVL | LP-01191 | no data | no data | LO | 2-1/2" | no data
no data | 01MPV01AA101 | no data | no data | no data | no data | CHECK VALVE | MBSHIVL | LP-01191 | no data | no data | LO | 8" | no data
no data | 01MPV01AA102 | no data | no data | no data | no data | CHECK VALVE | MBSHIVL | LP-01191 | no data | no data | LO | 8" | no data
no data | 01MPV01AA104 | no data | no data | no data | no data | 3-WAY GLOBE VALVE | MBSHIVL | LP-01193 | no data | no data | LO | 8" | no data
no data | 01MPV01AA105 | no data | no data | no data | no data | 3-WAY GLOBE VALVE | MBSHIVL | LP-01193 | no data | no data | LO | 8" | no data
no data | 01MPV01AA106 | no data | no data | no data | no data | BALL VALVE | MBSHIVL | LP-01193 | no data | no data | LO | 1" | no data
no data | 01MPV01AA109 | no data | no data | no data | no data | NEEDLE VALVE | MBSHIVL | LP-01191 | no data | no data | LO | 1/2" | no data
no data | 01MPV01AA125 | no data | no data | no data | no data | BALL VALVE | MBSHIVL | LP-01191 | no data | no data | LO | 3/4" | no data
no data | 01MPV01AA401 | no data | no data | no data | no data | CHECK VALVE | MBSHIVL | LP-01191 | no data | no data | LO | 8" | no data
no data | 01MPV01AA501 | no data | no data | no data | no data | BALL VALVE | MBSHIVL | LP-01193 | no data | no data | LO | 4" | no data
no data | 01MPV01AA502 | no data | no data | no data | no data | BALL VALVE | MBSHIVL | LP-01193 | no data | no data | LO | 4" | no data
no data | 01MPV01AA503 | no data | no data | no data | no data | BALL VALVE | MBSHIVL | LP-01193 | no data | no data | LO | 4" | no data
no data | 01MPV01AA504 | no data | no data | no data | no data | BALL VALVE | MBSHIVL | LP-01193 | no data | no data | LO | 4" | no data
no data | 01MPV01AA801 | no data | no data | no data | no data | GLOBE VALVE | MBSHIVL | LP-01191 | no data | no data | LO | 3/4" | no data
no data | 01MPV01AA802 | no data | no data | no data | no data | GLOBE VALVE | MBSHIVL | LP-01191 | no data | no data | LO | 3/4" | no data
no data | 01MPV01AA803 | no data | no data | no data | no data | GATE VALVE | MBSHIVL | LP-01191 | no data | no data | LO | 2" | no data
no data | 01MPV01AA804 | no data | no data | no data | no data | GATE VALVE | MBSHIVL | LP-01191 | no data | no data | LO | 2" | no data
no data | 01MPV01AA813 | no data | no data | no data | no data | GLOBE VALVE | MBSHIVL | LP-01191 | no data | no data | LO | 3/4" | no data
no data | 01MPV01AA814 | no data | no data | no data | no data | GLOBE VALVE | MBSHIVL | LP-01191 | no data | no data | LO | 3/4" | no data
no data | 01MPV01AA815 | no data | no data | no data | no data | GLOBE VALVE | MBSHIVL | LP-01191 | no data | no data | LO | 3/4" | no data
no data | 01MPV01AA816 | no data | no data | no data | no data | GLOBE VALVE | MBSHIVL | LP-01191 | no data | no data | LO | 3/4" | no data
no data | 01MPV01AA817 | no data | no data | no data | no data | GLOBE VALVE | MBSHIVL | LP-01191 | no data | no data | LO | 3/4" | no data
no data | 01MPV01AA821 | no data | no data | no data | no data | GLOBE VALVE | MBSHIVL | LP-01191 | no data | no data | LO | 3/4" | no data
no data | 01MPV01AA822 | no data | no data | no data | no data | GLOBE VALVE | MBSHIVL | LP-01191 | no data | no data | LO | 3/4" | no data
no data | 01MPV01AA823 | no data | no data | no data | no data | GLOBE VALVE | MBSHIVL | LP-01191 | no data | no data | LO | 3/4" | no data
no data | 01MPV01AA824 | no data | no data | no data | no data | GLOBE VALVE | MBSHIVL | LP-01191 | no data | no data | LO | 3/4" | no data
no data | 01MPV01AA841 | no data | no data | no data | no data | GLOBE VALVE | MBSHIVL | LP-01191 | no data | no data | LO | 3/4" | no data
no data | 01MPV01AA851 | no data | no data | no data | no data | GLOBE VALVE | MBSHIVL | LP-01191 | no data | no data | LO | 3/4" | no data
no data | 01MPV01AA852 | no data | no data | no data | no data | GLOBE VALVE | MBSHIVL | LP-01191 | no data | no data | LO | 3/4" | no data
no data | 01MPV01AA902 | no data | no data | no data | no data | GLOBE VALVE | MBSHIVL | LP-01193 | no data | no data | LO | 1" | no data
no data | 01MPV01AA903 | no data | no data | no data | no data | GLOBE VALVE | MBSHIVL | LP-01193 | no data | no data | LO | 1" | no data
no data | 01MPV01AA904 | no data | no data | no data | no data | GLOBE VALVE | MBSHIVL | LP-01193 | no data | no data | LO | 1" | no data
no data | 01MPV01AA905 | no data | no data | no data | no data | GLOBE VALVE | MBSHIVL | LP-01193 | no data | no data | LO | 1" | no data
no data | 01MPV01AA906 | no data | no data | no data | no data | GLOBE VALVE | MBSHIVL | LP-01193 | no data | no data | LO | 1" | no data
no data | 01MPV01AA907 | no data | no data | no data | no data | GLOBE VALVE | MBSHIVL | LP-01193 | no data | no data | LO | 1" | no data
no data | 01MPV01AA910 | no data | no data | no data | no data | GLOBE VALVE | MBSHIVL | LP-01193 | no data | no data | LO | 1" | no data
no data | 01MPV01AA911 | no data | no data | no data | no data | GLOBE VALVE | MBSHIVL | LP-01191 | no data | no data | LO | 1-1/2" | no data
no data | 01MPV01AA912 | no data | no data | no data | no data | GLOBE VALVE | MBSHIVL | LP-01191 | no data | no data | LO | 1-1/2" | no data
no data | 01MPV01AA914 | no data | no data | no data | no data | GLOBE VALVE | MBSHIVL | LP-01191 | no data | no data | LO | 1-1/2" | no data
no data | 01MPV01AA915 | no data | no data | no data | no data | GLOBE VALVE | MBSHIVL | LP-01191 | no data | no data | LO | 1-1/2" | no data
no data | 01MPV01AA918 | no data | no data | no data | no data | GLOBE VALVE | MBSHIVL | LP-01191 | no data | no data | LO | 1" | no data
no data | 01MPV01AA919 | no data | no data | no data | no data | GLOBE VALVE | MBSHIVL | LP-01191 | no data | no data | LO | 1" | no data
no data | 01MPV01AA920 | no data | no data | no data | no data | GATE VALVE | MBSHIVL | LP-01193 | no data | no data | LO | 1" | no data
no data | 01MPV01AA930 | no data | no data | no data | no data | GLOBE VALVE | MBSHIVL | LP-01191 | no data | no data | LO | 1" | no data
no data | 01MPV01AA931 | no data | no data | no data | no data | GLOBE VALVE | MBSHIVL | LP-01193 | no data | no data | LO | 1" | no data
no data | 01MPV01AA932 | no data | no data | no data | no data | GLOBE VALVE | MBSHIVL | LP-01193 | no data | no data | LO | 1" | no data
no data | 01MPV01AA933 | no data | no data | no data | no data | GATE VALVE | MBSHIVL | LP-01191 | no data | no data | LO | 3/4" | no data
no data | 01MPV03AA201 | no data | no data | no data | no data | BUTTERFLY VALVE | MBSHIVL | LP-01194 | no data | no data | LO | 8" | no data
no data | 01MPV03AA202 | no data | no data | no data | no data | BUTTERFLY VALVE | MBSHIVL | LP-01194 | no data | no data | LO | 8" | no data
no data | 01MPV03AA204 | no data | no data | no data | no data | BUTTERFLY VALVE | MBSHIVL | LP-01194 | no data | no data | LO | 8" | no data
no data | 01MPV03AA207 | no data | no data | no data | no data | BUTTERFLY VALVE | MBSHIVL | LP-01194 | no data | no data | LO | 8" | no data
no data | 01MPV03AA208 | no data | no data | no data | no data | BUTTERFLY VALVE | MBSHIVL | LP-01194 | no data | no data | LO | 8" | no data
no data | 01MPV03AA209 | no data | no data | no data | no data | BUTTERFLY VALVE | MBSHIVL | LP-01194 | no data | no data | LO | 8" | no data
no data | 01MPV03AA301 | no data | no data | no data | no data | CHECK VALVE | MBSHIVL | LP-01194 | no data | no data | LO | 8" | no data
no data | 01MPV03AA302 | no data | no data | no data | no data | CHECK VALVE | MBSHIVL | LP-01194 | no data | no data | LO | 8" | no data
no data | 01MPV03AA801 | no data | no data | no data | no data | GLOBE VALVE | MBSHIVL | LP-01194 | no data | no data | LO | 3/4" | no data
no data | 01MPV03AA802 | no data | no data | no data | no data | GLOBE VALVE | MBSHIVL | LP-01194 | no data | no data | LO | 3/4" | no data
no data | 01MPV03AA902 | no data | no data | no data | no data | GLOBE VALVE | MBSHIVL | LP-01194 | no data | no data | LO | 1" | no data
no data | 01MPV03AA903 | no data | no data | no data | no data | GLOBE VALVE | MBSHIVL | LP-01194 | no data | no data | LO | 1" | no data
no data | 01MPV21AA103 | no data | no data | no data | no data | CHECK VALVE | MBSHIVL | LP-01195 | no data | no data | LO | 2" | no data
no data | 01MPV21AA106 | no data | no data | no data | no data | GATE VALVE | MBSHIVL | LP-01195 | no data | no data | LO | 2" | no data
no data | 01MPV21AA801 | no data | no data | no data | no data | GLOBE VALVE | MBSHIVL | LP-01195 | no data | no data | LO | 3/4" | no data
no data | 01MPV21AA802 | no data | no data | no data | no data | GLOBE VALVE | MBSHIVL | LP-01195 | no data | no data | LO | 3/4" | no data
no data | 01MPV21AA803 | no data | no data | no data | no data | GLOBE VALVE | MBSHIVL | LP-01195 | no data | no data | LO | 3/4" | no data
no data | 01MPV21AA804 | no data | no data | no data | no data | GLOBE VALVE | MBSHIVL | LP-01195 | no data | no data | LO | 3/4" | no data
no data | 01MPV21AA807 | no data | no data | no data | no data | GLOBE VALVE | MBSHIVL | LP-01195 | no data | no data | LO | 1/2" | no data
no data | 01MPV21AA808 | no data | no data | no data | no data | GLOBE VALVE | MBSHIVL | LP-01195 | no data | no data | LO | 1/2" | no data
no data | 01MPV21AA809 | no data | no data | no data | no data | GLOBE VALVE | MBSHIVL | LP-01195 | no data | no data | LO | 3/4" | no data
no data | 01MPV21AA810 | no data | no data | no data | no data | GLOBE VALVE | MBSHIVL | LP-01195 | no data | no data | LO | 3/4" | no data
no data | 01MPV21AA901 | no data | no data | no data | no data | GLOBE VALVE | MBSHIVL | LP-01195 | no data | no data | LO | 3/4" | no data
no data | 01MPV21AA902 | no data | no data | no data | no data | GLOBE VALVE | MBSHIVL | LP-01195 | no data | no data | LO | 3/4" | no data
no data | 01MPV21AA903 | no data | no data | no data | no data | GLOBE VALVE | MBSHIVL | LP-01195 | no data | no data | LO | 3/4" | no data
no data | 01MPV21AA904 | no data | no data | no data | no data | GATE VALVE | MBSHIVL | LP-01195 | no data | no data | LO | 2" | no data
no data | 01MPV21AA905 | no data | no data | no data | no data | GLOBE VALVE | MBSHIVL | LP-01195 | no data | no data | LO | 3/4" | no data
no data | 01MPV21AA906 | no data | no data | no data | no data | GLOBE VALVE | MBSHIVL | LP-01195 | no data | no data | LO | 1" | no data
no data | 01MPX01AA001 | no data | no data | no data | no data | BALL VALVE | MBSHIVL | LP-01196 | no data | no data | OH | 2-1/2" | no data
no data | 01MPX01AA004 | no data | no data | no data | no data | BALL VALVE | MBSHIVL | LP-01196 | no data | no data | OH | 2-1/2" | no data
no data | 01MPX01AA014 | no data | no data | no data | no data | GLOBE VALVE | MBSHIVL | LP-01196 | no data | no data | OH | 1/2" | no data
no data | 01MPX01AA015 | no data | no data | no data | no data | CHECK VALVE | MBSHIVL | LP-01196 | no data | no data | OH | 1/2" | no data
no data | 01MPX01AA106 | no data | no data | no data | no data | BALL VALVE | MBSHIVL | LP-01196 | no data | no data | OH | 1-1/4" | no data
no data | 01MPX01AA107 | no data | no data | no data | no data | CHECK VALVE | MBSHIVL | LP-01196 | no data | no data | OH | 1-1/4" | no data
no data | 01MPX01AA108 | no data | no data | no data | no data | BALL VALVE | MBSHIVL | LP-01196 | no data | no data | OH | 1-1/4" | no data
no data | 01MPX01AA109 | no data | no data | no data | no data | CHECK VALVE | MBSHIVL | LP-01196 | no data | no data | OH | 1-1/4" | no data
no data | 01MPX01AA115 | no data | no data | no data | no data | BALL VALVE | MBSHIVL | LP-01196 | no data | no data | OH | 1" | no data
no data | 01MPX01AA116 | no data | no data | no data | no data | BALL VALVE | MBSHIVL | LP-01196 | no data | no data | OH | 1" | no data
no data | 01MPX01AA117 | no data | no data | no data | no data | BALL VALVE | MBSHIVL | LP-01196 | no data | no data | OH | 1-1/2" | no data
no data | 01MPX01AA118 | no data | no data | no data | no data | GLOBE VALVE | MBSHIVL | LP-01196 | no data | no data | OH | 1/2" | no data
no data | 01MPX01AA119 | no data | no data | no data | no data | BALL VALVE | MBSHIVL | LP-01196 | no data | no data | OH | 1-1/2" | no data
no data | 01MPX01AA120 | no data | no data | no data | no data | GLOBE VALVE | MBSHIVL | LP-01196 | no data | no data | OH | 3/4" | no data
no data | 01MPX01AA145 | no data | no data | no data | no data | GLOBE VALVE | MBSHIVL | LP-01198 | no data | no data | OH | 1/2" | no data
no data | 01MPX01AA146 | no data | no data | no data | no data | GLOBE VALVE | MBSHIVL | LP-01198 | no data | no data | OH | 1/2" | no data
no data | 01MPX01AA174 | no data | no data | no data | no data | BALL VALVE | MBSHIVL | LP-01196 | no data | no data | OH | 2" | no data
no data | 01MPX01AA177 | no data | no data | no data | no data | BALL VALVE | MBSHIVL | LP-01196 | no data | no data | OH | 2" | no data
no data | 01MPX01AA301 | no data | no data | no data | no data | BALL VALVE | MBSHIVL | LP-01196 | no data | no data | OH | 3/4" | no data
no data | 01MPX01AA306 | no data | no data | no data | no data | BALL VALVE | MBSHIVL | LP-01196 | no data | no data | OH | 1/2" | no data
no data | 01MPX01AA307 | no data | no data | no data | no data | BALL VALVE | MBSHIVL | LP-01196 | no data | no data | OH | 1/2" | no data
no data | 01MPX01AA712 | no data | no data | no data | no data | GLOBE VALVE | MBSHIVL | LP-01196 | no data | no data | OH | 3/4" | no data
no data | 01MPX01AA801 | no data | no data | no data | no data | NEEDLE VALVE | MBSHIVL | LP-01196 | no data | no data | OH | 1/2" | no data
no data | 01MPX01AA802 | no data | no data | no data | no data | NEEDLE VALVE | MBSHIVL | LP-01196 | no data | no data | OH | 1/2" | no data
no data | 01MPX01AA803 | no data | no data | no data | no data | NEEDLE VALVE | MBSHIVL | LP-01196 | no data | no data | OH | 1/2" | no data
no data | 01MPX01AA804 | no data | no data | no data | no data | NEEDLE VALVE | MBSHIVL | LP-01196 | no data | no data | OH | 1/2" | no data
no data | 01MPX01AA805 | no data | no data | no data | no data | NEEDLE VALVE | MBSHIVL | LP-01196 | no data | no data | OH | 1/2" | no data
no data | 01MPX01AA806 | no data | no data | no data | no data | NEEDLE VALVE | MBSHIVL | LP-01196 | no data | no data | OH | 1/2" | no data
no data | 01MPX01AA807 | no data | no data | no data | no data | NEEDLE VALVE | MBSHIVL | LP-01196 | no data | no data | OH | 1/2" | no data
no data | 01MPX01AA808 | no data | no data | no data | no data | NEEDLE VALVE | MBSHIVL | LP-01196 | no data | no data | OH | 1/2" | no data
no data | 01MPX01AA809 | no data | no data | no data | no data | NEEDLE VALVE | MBSHIVL | LP-01196 | no data | no data | OH | 1/2" | no data
no data | 01MPX01AA810 | no data | no data | no data | no data | NEEDLE VALVE | MBSHIVL | LP-01196 | no data | no data | OH | 1/2" | no data
no data | 01MPX01AA811 | no data | no data | no data | no data | NEEDLE VALVE | MBSHIVL | LP-01196 | no data | no data | OH | 1/2" | no data
no data | 01MPX01AA812 | no data | no data | no data | no data | NEEDLE VALVE | MBSHIVL | LP-01196 | no data | no data | OH | 1/2" | no data
no data | 01MPX01AA813 | no data | no data | no data | no data | GLOBE VALVE | MBSHIVL | LP-01196 | no data | no data | OH | 1/2" | no data
no data | 01MPX01AA814 | no data | no data | no data | no data | GLOBE VALVE | MBSHIVL | LP-01196 | no data | no data | OH | 1/2" | no data
no data | 01MPX01AA816 | no data | no data | no data | no data | CHECK VALVE | MBSHIVL | LP-01196 | no data | no data | OH | 1/2" | no data
no data | 01MPX01AA822 | no data | no data | no data | no data | GLOBE VALVE | MBSHIVL | LP-01196 | no data | no data | OH | 3/4" | no data
no data | 01MPX01AA823 | no data | no data | no data | no data | GLOBE VALVE | MBSHIVL | LP-01196 | no data | no data | OH | 3/4" | no data
no data | 01MPX01AA824 | no data | no data | no data | no data | NEEDLE VALVE | MBSHIVL | LP-01196 | no data | no data | OH | 1/4" | no data
no data | 01MPX01AA825 | no data | no data | no data | no data | NEEDLE VALVE | MBSHIVL | LP-01196 | no data | no data | OH | 1/4" | no data
no data | 01MPX01AA849 | no data | no data | no data | no data | NEEDLE VALVE | MBSHIVL | LP-01198 | no data | no data | OH | 1/2" | no data
no data | 01MPX01AA850 | no data | no data | no data | no data | BALL VALVE | MBSHIVL | LP-01196 | no data | no data | OH | 3/4" | no data
no data | 01MPX01AA851 | no data | no data | no data | no data | NEEDLE VALVE | MBSHIVL | LP-01198 | no data | no data | OH | 1/2" | no data
no data | 01MPX01AA852 | no data | no data | no data | no data | NEEDLE VALVE | MBSHIVL | LP-01198 | no data | no data | OH | 1/2" | no data
no data | 01MPX01AA853 | no data | no data | no data | no data | NEEDLE VALVE | MBSHIVL | LP-01198 | no data | no data | OH | 1/2" | no data
no data | 01MPX01AA854 | no data | no data | no data | no data | NEEDLE VALVE | MBSHIVL | LP-01198 | no data | no data | OH | 1/2" | no data
no data | 01MPX01AA855 | no data | no data | no data | no data | NEEDLE VALVE | MBSHIVL | LP-01198 | no data | no data | OH | 1/2" | no data
no data | 01MPX01AA856 | no data | no data | no data | no data | NEEDLE VALVE | MBSHIVL | LP-01198 | no data | no data | OH | 1/2" | no data
no data | 01MPX01AA859 | no data | no data | no data | no data | NEEDLE VALVE | MBSHIVL | LP-01198 | no data | no data | OH | 1/4" | no data
no data | 01MPX01AA860 | no data | no data | no data | no data | NEEDLE VALVE | MBSHIVL | LP-01198 | no data | no data | OH | 1/4" | no data
no data | 01MPX01AA901 | no data | no data | no data | no data | BALL VALVE | MBSHIVL | LP-01196 | no data | no data | OH | 1-1/2" | no data
no data | 01MPX01AA902 | no data | no data | no data | no data | GLOBE VALVE | MBSHIVL | LP-01196 | no data | no data | OH | 1/2" | no data
no data | 01MPX01AA904 | no data | no data | no data | no data | BALL VALVE | MBSHIVL | LP-01196 | no data | no data | OH | 3/4" | no data
no data | 01MPX01AA905 | no data | no data | no data | no data | BALL VALVE | MBSHIVL | LP-01196 | no data | no data | OH | 3/4" | no data
no data | 01MPX01AA906 | no data | no data | no data | no data | GLOBE VALVE | MBSHIVL | LP-01196 | no data | no data | OH | 1/2" | no data
no data | 01MPX11AA041 | no data | no data | no data | no data | BALL VALVE | MBSHIVL | LP-01196 | no data | no data | OH | 2" | no data
no data | 01MPX11AA042 | no data | no data | no data | no data | BALL VALVE | MBSHIVL | LP-01196 | no data | no data | OH | 1" | no data
no data | 01MPX11AA043 | no data | no data | no data | no data | CHECK VALVE | MBSHIVL | LP-01196 | no data | no data | OH | 1" | no data
no data | 01MPX11AA044 | no data | no data | no data | no data | BALL VALVE | MBSHIVL | LP-01196 | no data | no data | OH | 1" | no data
no data | 01MPX11AA046 | no data | no data | no data | no data | CHECK VALVE | MBSHIVL | LP-01196 | no data | no data | OH | 1" | no data
no data | 01MPX11AA047 | no data | no data | no data | no data | BALL VALVE | MBSHIVL | LP-01196 | no data | no data | OH | 1" | no data
no data | 01MPX11AA301 | no data | no data | no data | no data | BALL VALVE | MBSHIVL | LP-01196 | no data | no data | OH | 2" | no data
no data | 01MPX11AA820 | no data | no data | no data | no data | NEEDLE VALVE | MBSHIVL | LP-01196 | no data | no data | OH | 1/2" | no data
no data | 01MPX11AA821 | no data | no data | no data | no data | NEEDLE VALVE | MBSHIVL | LP-01196 | no data | no data | OH | 1/2" | no data
no data | 01PGG01AA111 | no data | no data | no data | no data | BALL VALVE | MBSHIVL | LP-01196 | no data | no data | CW | 1-1/2" | no data
no data | 01PGG02AA111 | no data | no data | no data | no data | BALL VALVE | MBSHIVL | LP-01196 | no data | no data | CW | 1-1/2" | no data
no data | 01QEF13AA101 | no data | no data | no data | no data | GLOBE VALVE | MBSHIVL | LP-01221 | no data | no data | AC | 6" | no data
no data | 01QEF13AA801 | no data | no data | no data | no data | GATE VALVE | MBSHIVL | LP-01221 | no data | no data | AC | 1" | no data
no data | 01QFF11AA032 | no data | no data | no data | no data | CHECK VALVE | MBSHIVL | LP-01215 | no data | no data | AC | 1" | no data
no data | 01QFF11AA033 | no data | no data | no data | no data | GLOBE VALVE | MBSHIVL | LP-01215 | no data | no data | AC | 1" | no data
no data | 01QFF11AA111 | no data | no data | no data | no data | GLOBE VALVE | MBSHIVL | LP-01226 | no data | no data | IA | 1" | no data
no data | 01QFF11AA112 | no data | no data | no data | no data | GLOBE VALVE | MBSHIVL | LP-01226 | no data | no data | IA | 1/2" | no data
no data | 01QFF11AA113 | no data | no data | no data | no data | GLOBE VALVE | MBSHIVL | LP-01226 | no data | no data | IA | 1/2" | no data
no data | 01QFF11AA114 | no data | no data | no data | no data | GLOBE VALVE | MBSHIVL | LP-01226 | no data | no data | IA | 1-1/2" | no data
no data | 01QFF11AA115 | no data | no data | no data | no data | GLOBE VALVE | MBSHIVL | LP-01226 | no data | no data | IA | 1/2" | no data
no data | 01QFF11AA116 | no data | no data | no data | no data | NEEDLE VALVE | MBSHIVL | LP-01211 | no data | no data | IA | 1/2" | no data
no data | 01QFF11AA117 | no data | no data | no data | no data | GLOBE VALVE | MBSHIVL | LP-01226 | no data | no data | IA | 1" | no data
no data | 01QFF11AA118 | no data | no data | no data | no data | GLOBE VALVE | MBSHIVL | LP-01226 | no data | no data | IA | 1/2" | no data
no data | 01QFF11AA119 | no data | no data | no data | no data | GATE VALVE | MBSHIVL | LP-01218 | no data | no data | AC | 1" | no data
no data | 01QFF11AA120 | no data | no data | no data | no data | GATE VALVE | MBSHIVL | LP-01218 | no data | no data | AC | 1" | no data
no data | 01QFF11AA121 | no data | no data | no data | no data | GLOBE VALVE | MBSHIVL | LP-01226 | no data | no data | IA | 1/2" | no data
no data | 01QFF11AA122 | no data | no data | no data | no data | GLOBE VALVE | MBSHIVL | LP-01226 | no data | no data | IA | 1-1/2" | no data
no data | 01QFF11AA123 | no data | no data | no data | no data | GLOBE VALVE | MBSHIVL | LP-01226 | no data | no data | IA | 1-1/2" | no data
no data | 01QFF11AA125 | no data | no data | no data | no data | GLOBE VALVE | MBSHIVL | LP-01226 | no data | no data | IA | 1" | no data
no data | 01QFF11AA126 | no data | no data | no data | no data | GLOBE VALVE | MBSHIVL | LP-01226 | no data | no data | IA | 1/2" | no data
no data | 01QFF11AA127 | no data | no data | no data | no data | GATE VALVE | MBSHIVL | LP-01218 | no data | no data | AC | 1" | no data
no data | 01QFF11AA128 | no data | no data | no data | no data | GATE VALVE | MBSHIVL | LP-01218 | no data | no data | AC | 1" | no data
no data | 01QFF11AA152 | no data | no data | no data | no data | GLOBE VALVE | MBSHIVL | LP-01226 | no data | no data | IA | 1-1/2" | no data
no data | 01QFF11AA202 | no data | no data | no data | no data | NEEDLE VALVE | MBSHIVL | LP-01203 | no data | no data | IA | 1-1/2" | no data
no data | 01QFF11AA380 | no data | no data | no data | no data | GLOBE VALVE | MBSHIVL | LP-01226 | no data | no data | IA | 1/2" | no data
no data | 01QFF11AA381 | no data | no data | no data | no data | GLOBE VALVE | MBSHIVL | LP-01226 | no data | no data | IA | 1/2" | no data
no data | 01QFF11AA382 | no data | no data | no data | no data | GLOBE VALVE | MBSHIVL | LP-01226 | no data | no data | IA | 1/2" | no data
no data | 01QFF11AA383 | no data | no data | no data | no data | GLOBE VALVE | MBSHIVL | LP-01226 | no data | no data | IA | 1" | no data
no data | 01QFF11AA601 | no data | no data | no data | no data | GLOBE VALVE | MBSHIVL | LP-01226 | no data | no data | IA | 1" | no data
no data | 01QFF11AA604 | no data | no data | no data | no data | GLOBE VALVE | MBSHIVL | LP-01226 | no data | no data | IA | 1/2" | no data
no data | 01QFF11AA605 | no data | no data | no data | no data | GLOBE VALVE | MBSHIVL | LP-01226 | no data | no data | IA | 1/2" | no data
no data | 01QFF11AA607 | no data | no data | no data | no data | GLOBE VALVE | MBSHIVL | LP-01226 | no data | no data | IA | 1/2" | no data
no data | 01QFF11AA611 | no data | no data | no data | no data | GLOBE VALVE | MBSHIVL | LP-01226 | no data | no data | IA | 1" | no data
no data | 01QFF11AA612 | no data | no data | no data | no data | GLOBE VALVE | MBSHIVL | LP-01226 | no data | no data | IA | 1/2" | no data
no data | 01QFF11AA613 | no data | no data | no data | no data | GLOBE VALVE | MBSHIVL | LP-01226 | no data | no data | IA | 3/4" | no data
no data | 01QFF11AA614 | no data | no data | no data | no data | GLOBE VALVE | MBSHIVL | LP-01226 | no data | no data | IA | 1/2" | no data
no data | 01QFF11AA615 | no data | no data | no data | no data | GLOBE VALVE | MBSHIVL | LP-01226 | no data | no data | IA | 1/2" | no data
no data | 01QFF11AA621 | no data | no data | no data | no data | GLOBE VALVE | MBSHIVL | LP-01226 | no data | no data | IA | 1" | no data
no data | 01QFF11AA623 | no data | no data | no data | no data | GLOBE VALVE | MBSHIVL | LP-01226 | no data | no data | IA | 3/4" | no data
no data | 01QFF11AA624 | no data | no data | no data | no data | GLOBE VALVE | MBSHIVL | LP-01226 | no data | no data | IA | 1/2" | no data
no data | 01QFF11AA625 | no data | no data | no data | no data | GLOBE VALVE | MBSHIVL | LP-01226 | no data | no data | IA | 1/2" | no data
no data | 01QFF11AA626 | no data | no data | no data | no data | GLOBE VALVE | MBSHIVL | LP-01226 | no data | no data | IA | 3/4" | no data
no data | 01QFF11AA630 | no data | no data | no data | no data | GLOBE VALVE | MBSHIVL | LP-01226 | no data | no data | IA | 1" | no data
no data | 01QFF11AA631 | no data | no data | no data | no data | GLOBE VALVE | MBSHIVL | LP-01226 | no data | no data | IA | 1/2" | no data
no data | 01QFF11AA632 | no data | no data | no data | no data | GLOBE VALVE | MBSHIVL | LP-01226 | no data | no data | IA | 1/2" | no data
no data | 01QFF11AA633 | no data | no data | no data | no data | GLOBE VALVE | MBSHIVL | LP-01226 | no data | no data | IA | 1/2" | no data
no data | 01QFF11AA640 | no data | no data | no data | no data | GLOBE VALVE | MBSHIVL | LP-01226 | no data | no data | IA | 1" | no data
no data | 01QFF11AA641 | no data | no data | no data | no data | GLOBE VALVE | MBSHIVL | LP-01226 | no data | no data | IA | 1" | no data
no data | 01QFF11AA642 | no data | no data | no data | no data | GLOBE VALVE | MBSHIVL | LP-01226 | no data | no data | IA | 1" | no data
no data | 01QFF11AA643 | no data | no data | no data | no data | GLOBE VALVE | MBSHIVL | LP-01226 | no data | no data | IA | 3/4" | no data
no data | 01QFF11AA650 | no data | no data | no data | no data | GLOBE VALVE | MBSHIVL | LP-01226 | no data | no data | IA | 1" | no data
no data | 01QFF11AA651 | no data | no data | no data | no data | GLOBE VALVE | MBSHIVL | LP-01226 | no data | no data | IA | 1/2" | no data
no data | 01QFF11AA652 | no data | no data | no data | no data | GLOBE VALVE | MBSHIVL | LP-01226 | no data | no data | IA | 1/2" | no data
no data | 01QFF11AA660 | no data | no data | no data | no data | GLOBE VALVE | MBSHIVL | LP-01226 | no data | no data | IA | 1" | no data
no data | 01QFF11AA661 | no data | no data | no data | no data | GLOBE VALVE | MBSHIVL | LP-01226 | no data | no data | IA | 1/2" | no data
no data | 01QFF11AA662 | no data | no data | no data | no data | GLOBE VALVE | MBSHIVL | LP-01226 | no data | no data | IA | 1/2" | no data
no data | 01QFF11AA663 | no data | no data | no data | no data | GLOBE VALVE | MBSHIVL | LP-01226 | no data | no data | IA | 1" | no data
no data | 01QFF11AA664 | no data | no data | no data | no data | GLOBE VALVE | MBSHIVL | LP-01226 | no data | no data | IA | 1/2" | no data
no data | 01QFF11AA665 | no data | no data | no data | no data | GLOBE VALVE | MBSHIVL | LP-01226 | no data | no data | IA | 1/2" | no data
no data | 01QFF11AA670 | no data | no data | no data | no data | GLOBE VALVE | MBSHIVL | LP-01226 | no data | no data | IA | 1" | no data
no data | 01QFF11AA671 | no data | no data | no data | no data | GLOBE VALVE | MBSHIVL | LP-01226 | no data | no data | IA | 1/2" | no data
no data | 01QFF11AA672 | no data | no data | no data | no data | GLOBE VALVE | MBSHIVL | LP-01226 | no data | no data | IA | 1/2" | no data
no data | 01QFF11AA801 | no data | no data | no data | no data | GLOBE VALVE | MBSHIVL | LP-01226 | no data | no data | IA | 3/4" | no data
no data | 01QFF11AA901 | no data | no data | no data | no data | GLOBE VALVE | MBSHIVL | LP-01226 | no data | no data | IA | 1/2" | no data
no data | 01QJA05AA101 | no data | no data | no data | no data | GATE VALVE | MBSHIVL | LP-01203 | no data | no data | NG | 1" | no data
no data | 00QFF11AA501 | no data | no data | no data | no data | BALL VALVE | MBSHIVL | LP-01224 | no data | no data | IA | 1" | no data
no data | 00QFF11AA951 | no data | no data | no data | no data | BALL VALVE | MBSHIVL | LP-01224 | no data | no data | IA | 1/2" | no data
no data | 00SDD01AA101 | no data | no data | no data | no data | BALL VALVE | MBSHIVL | LP-01224 | no data | no data | DW | 2" | no data
no data | 00SDD01AA102 | no data | no data | no data | no data | BALL VALVE | MBSHIVL | LP-01224 | no data | no data | DW | 2" | no data
no data | 00SDD01AA104 | no data | no data | no data | no data | CHECK VALVE | MBSHIVL | LP-01224 | no data | no data | DW | 2" | no data
no data | 00SDD01AA106 | no data | no data | no data | no data | BALL VALVE | MBSHIVL | LP-01224 | no data | no data | DW | 2" | no data
no data | 00SDD01AA110 | no data | no data | no data | no data | BALL VALVE | MBSHIVL | LP-01224 | no data | no data | DW | 1" | no data
no data | 00SDD01AA801 | no data | no data | no data | no data | BALL VALVE | MBSHIVL | LP-01224 | no data | no data | DW | 1/2" | no data
no data | 00SDD01AA802 | no data | no data | no data | no data | BALL VALVE | MBSHIVL | LP-01224 | no data | no data | DW | 1/2" | no data
no data | 00SDD01AA901 | no data | no data | no data | no data | BALL VALVE | MBSHIVL | LP-01224 | no data | no data | DW | 2" | no data
no data | 00SDD01AA902 | no data | no data | no data | no data | BALL VALVE | MBSHIVL | LP-01224 | no data | no data | DW | 1" | no data
no data | 00SDD01AA903 | no data | no data | no data | no data | BALL VALVE | MBSHIVL | LP-01224 | no data | no data | DW | 1" | no data
no data | 00SDD01AA904 | no data | no data | no data | no data | BALL VALVE | MBSHIVL | LP-01224 | no data | no data | DW | 1/2" | no data
no data | 00SDD01AA906 | no data | no data | no data | no data | BALL VALVE | MBSHIVL | LP-01224 | no data | no data | DW | 1/2" | no data
no data | 01QFF11AA502 | no data | no data | no data | no data | BALL VALVE | MBSHIVL | LP-01224 | no data | no data | IA | 1/2" | no data
no data | 01SDD01AA103 | no data | no data | no data | no data | GLOBE VALVE | MBSHIVL | LP-01224 | no data | no data | DW | 1-1/2" | no data
no data | 01SDD01AA122 | no data | no data | no data | no data | BALL VALVE | MBSHIVL | LP-01224 | no data | no data | DW | 2" | no data
no data | 01SDD01AA803 | no data | no data | no data | no data | GLOBE VALVE | MBSHIVL | LP-01224 | no data | no data | DW | 1/2" | no data
no data | 02QFF11AA502 | no data | no data | no data | no data | BALL VALVE | MBSHIVL | LP-01224 | no data | no data | IA | 1/2" | no data
no data | 02SDD01AA103 | no data | no data | no data | no data | GLOBE VALVE | MBSHIVL | LP-01224 | no data | no data | DW | 1-1/2" | no data
no data | 02SDD01AA122 | no data | no data | no data | no data | BALL VALVE | MBSHIVL | LP-01224 | no data | no data | DW | 2" | no data
no data | 02SDD01AA803 | no data | no data | no data | no data | GLOBE VALVE | MBSHIVL | LP-01224 | no data | no data | DW | 1/2" | no data
no data | 01MBP01AA820 | FGPH A DRAIN LEVEL 1 UPPER | HRSG WEST | FGPH | FGPH A DRAIN LEVEL 1 UPPER | DRAIN | FGS GT | LP-01201 | no data | no data | no data | no data | no data
no data | 01MBP01AA821 | FGPH A DRAIN LEVEL 1 LOWER | HRSG WEST | FGPH | FGPH A DRAIN LEVEL 1 LOWER | DRAIN | FGS GT | LP-01201 | no data | no data | no data | no data | no data
no data | 01MBP01AA822 | FGPH A DRAIN LEVEL 2 UPPER | HRSG WEST | FGPH | FGPH A DRAIN LEVEL 2 UPPER | DRAIN | FGS GT | LP-01201 | no data | no data | no data | no data | no data
no data | 01MBP01AA823 | FGPH A DRAIN LEVEL 2 LOWER | HRSG WEST | FGPH | FGPH A DRAIN LEVEL 2 LOWER | DRAIN | FGS GT | LP-01201 | no data | no data | no data | no data | no data
no data | 01MBP01AA830 | FGPH B DRAIN LEVEL 1 UPPER | HRSG WEST | FGPH | FGPH B DRAIN LEVEL 1 UPPER | DRAIN | FGS GT | LP-01201 | no data | no data | no data | no data | no data
no data | 01MBP01AA831 | FGPH B DRAIN LEVEL 1 LOWER | HRSG WEST | FGPH | FGPH B DRAIN LEVEL 1 LOWER | DRAIN | FGS GT | LP-01201 | no data | no data | no data | no data | no data
no data | 01MBP01AA832 | FGPH B DRAIN LEVEL 2 UPPER | HRSG WEST | FGPH | FGPH B DRAIN LEVEL 2 UPPER | DRAIN | FGS GT | LP-01201 | no data | no data | no data | no data | no data
no data | 01MBP01AA833 | FGPH B DRAIN LEVEL 2 LOWER | HRSG WEST | FGPH | FGPH B DRAIN LEVEL 2 LOWER | DRAIN | FGS GT | LP-01201 | no data | no data | no data | no data | no data
no data | 01MBP01AA922 | FGPH A INSTRUMENT ISO UPPER | HRSG WEST | FGPH | FGPH A INSTRUMENT ISO UPPER | ISO | FGS GT | LP-01201 | no data | no data | no data | no data | no data
no data | 01MBP01AA924 | FGPH A INSTRUMENT ISO LOWER | HRSG WEST | FGPH | FGPH A INSTRUMENT ISO LOWER | ISO | FGS GT | LP-01201 | no data | no data | no data | no data | no data
no data | 01MBP01AA932 | FGPH B INSTRUMENT ISO UPPER | HRSG WEST | FGPH | FGPH B INSTRUMENT ISO UPPER | ISO | FGS GT | LP-01201 | no data | no data | no data | no data | no data
no data | 01MBP01AA934 | FGPH B INSTRUMENT ISO LOWER | HRSG WEST | FGPH | FGPH B INSTRUMENT ISO LOWER | ISO | FGS GT | LP-01201 | no data | no data | no data | no data | no data
no data | 01MBH05AA803 | TCA HI TEMP DRAIN LVL1 UPPER | HRSG LOWER SE | TCA | TCA HI TEMP DRAIN LVL1 UPPER | DRAIN | AIR GT | LP-01215 | no data | no data | no data | no data | no data
no data | 01MBH05AA804 | TCA HI TEMP DRAIN LVL1 LOWER | HRSG LOWER SE | TCA | TCA HI TEMP DRAIN LVL1 LOWER | DRAIN | AIR GT | LP-01215 | no data | no data | no data | no data | no data
no data | 01MBH05AA805 | TCA HI TEMP DRAIN LVL2 UPPER | HRSG LOWER SE | TCA | TCA HI TEMP DRAIN LVL2 UPPER | DRAIN | AIR GT | LP-01215 | no data | no data | no data | no data | no data
no data | 01MBH05AA806 | TCA HI TEMP DRAIN LVL2 LOWER | HRSG LOWER SE | TCA | TCA HI TEMP DRAIN LVL2 LOWER | DRAIN | AIR GT | LP-01215 | no data | no data | no data | no data | no data
no data | 01MBH05AA807 | TCA HI TEMP DRAIN LVL3 UPPER | HRSG LOWER SE | TCA | TCA HI TEMP DRAIN LVL3 UPPER | DRAIN | AIR GT | LP-01215 | no data | no data | no data | no data | no data
no data | 01MBH05AA808 | TCA HI TEMP DRAIN LVL3 LOWER | HRSG LOWER SE | TCA | TCA HI TEMP DRAIN LVL3 LOWER | DRAIN | AIR GT | LP-01215 | no data | no data | no data | no data | no data
no data | 01MBH05AA833 | TCA LO TEMP DRAIN LVL1 UPPER | HRSG LOWER SE | TCA | TCA LO TEMP DRAIN LVL1 UPPER | DRAIN | AIR GT | LP-01215 | no data | no data | no data | no data | no data
no data | 01MBH05AA834 | TCA LP TEMP DRAIN LVL1 LOWER | HRSG LOWER SE | TCA | TCA LP TEMP DRAIN LVL1 LOWER | DRAIN | AIR GT | LP-01215 | no data | no data | no data | no data | no data
no data | 01MBH05AA835 | TCA LO TEMP DRAIN LVL2 UPPER | HRSG LOWER SE | TCA | TCA LO TEMP DRAIN LVL2 UPPER | DRAIN | AIR GT | LP-01215 | no data | no data | no data | no data | no data
no data | 01MBH05AA836 | TCA LO TEMP DRAIN LVL2 LOWER | HRSG LOWER SE | TCA | TCA LO TEMP DRAIN LVL2 LOWER | DRAIN | AIR GT | LP-01215 | no data | no data | no data | no data | no data
no data | 01MBH05AA837 | TCA LO TEMP DRAIN LVL3 UPPER | HRSG LOWER SE | TCA | TCA LO TEMP DRAIN LVL3 UPPER | DRAIN | AIR GT | LP-01215 | no data | no data | no data | no data | no data
no data | 01MBH05AA838 | TCA LO TEMP DRAIN LVL3 LOWER | HRSG LOWER SE | TCA | TCA LO TEMP DRAIN LVL3 LOWER | DRAIN | AIR GT | LP-01215 | no data | no data | no data | no data | no data
no data | 01MBH04AA811 | 2C COLER LT1 UPPER ISO | TB LOWER NE | 2C | 2C COLER LT1 UPPER ISO | ISO | AIR GT | LP-01217 | no data | no data | no data | no data | no data
no data | 01MBH04AA812 | 2C COLER LT1 LOWER ISO | TB LOWER NE | 2C | 2C COLER LT1 LOWER ISO | ISO | AIR GT | LP-01217 | no data | no data | no data | no data | no data
no data | 01MBH04AA813 | 2C COLER LT2 UPPER ISO | TB LOWER NE | 2C | 2C COLER LT2 UPPER ISO | ISO | AIR GT | LP-01217 | no data | no data | no data | no data | no data
no data | 01MBH04AA814 | 2C COLER LT2 LOWER ISO | TB LOWER NE | 2C | 2C COLER LT2 LOWER ISO | ISO | AIR GT | LP-01217 | no data | no data | no data | no data | no data
no data | 01MBH04AA815 | 2C COLER LT3 UPPER ISO | TB LOWER NE | 2C | 2C COLER LT3 UPPER ISO | ISO | AIR GT | LP-01217 | no data | no data | no data | no data | no data
no data | 01MBH04AA816 | 2C COLER LT3 LOWER ISO | TB LOWER NE | 2C | 2C COLER LT3 LOWER ISO | ISO | AIR GT | LP-01217 | no data | no data | no data | no data | no data
no data | 01MBH06AA861 | ECA COLER LT1 UPPER ISO | HRSG LOWER SE | ECA | ECA COLER LT1 UPPER ISO | ISO | AIR GT | LP-01218 | no data | no data | no data | no data | no data
no data | 01MBH06AA862 | ECA COLER LT1 LOWER ISO | HRSG LOWER SE | ECA | ECA COLER LT1 LOWER ISO | ISO | AIR GT | LP-01218 | no data | no data | no data | no data | no data
no data | 01MBH06AA863 | ECA COLER LT2 UPPER ISO | HRSG LOWER SE | ECA | ECA COLER LT2 UPPER ISO | ISO | AIR GT | LP-01218 | no data | no data | no data | no data | no data
no data | 01MBH06AA864 | ECA COLER LT2 LOWER ISO | HRSG LOWER SE | ECA | ECA COLER LT2 LOWER ISO | ISO | AIR GT | LP-01218 | no data | no data | no data | no data | no data
no data | 01MBH06AA865 | ECA COLER LT3 UPPER ISO | HRSG LOWER SE | ECA | ECA COLER LT3 UPPER ISO | ISO | AIR GT | LP-01218 | no data | no data | no data | no data | no data
no data | 01MBH06AA866 | ECA COLER LT3 LOWER ISO | HRSG LOWER SE | ECA | ECA COLER LT3 LOWER ISO | ISO | AIR GT | LP-01218 | no data | no data | no data | no data | no data
no data | 01MAW01AA802 | GS CONDESER PIT ISO | TB UPPER SW | GS CONDENSER | GS CONDESER PIT ISO | ISO | ST GS | no data | no data | no data | no data | no data | no data
no data | 01MAW01AA803 | GS CONDESER LI ISO | TB UPPER SW | GS CONDENSER | GS CONDESER LI ISO | ISO | ST GS | no data | no data | no data | no data | no data | no data
no data | 01MAW01AA804 | GS CONDESER LI ISO | TB UPPER SW | GS CONDENSER | GS CONDESER LI ISO | ISO | ST GS | no data | no data | no data | no data | no data | no data
no data | 01MAW01AA911 | GS CONDESER ISTRUMENT PIPING DRAIN | TB UPPER SW | GS CONDENSER | GS CONDESER ISTRUMENT PIPING DRAIN | ISO | ST GS | no data | no data | no data | no data | no data | no data
no data | 01MAW01AA001 | GS EXHAUST FAN A INLET VLV | TB UPPER SW | GS CONDENSER | GS EXHAUST FAN A INLET VLV | ISO | ST GS | no data | no data | no data | no data | no data | no data
no data | 01MAW01AA002 | GS EXHAUST FAN B INLET VLV | TB UPPER SW | GS CONDENSER | GS EXHAUST FAN B INLET VLV | ISO | ST GS | no data | no data | no data | no data | no data | no data
no data | 01LBC01AA101 | no data | no data | ST | LTR CHECK VALVE | no data | CRH ST | T3463AAAA230-2 | no data | no data | no data | no data | no data
no data | 01LBC01AA103 | no data | no data | ST | ST VENTILATOR VALVE | ISO | CRH ST | T3463AAAA230-2 | no data | no data | no data | no data | no data
no data | 01LCE01AA101 | no data | no data | ST | LP TURBINE EXHAUST HOOD SPRAY STRAINER INLET VALVE | ISO | LP ST | T3463AAAA230-2 | no data | no data | no data | no data | no data
no data | 01LCE01AA102 | no data | no data | ST | LP TURBINE EXHAUST HOOD SPRAY INLET | ISO | LP ST | T3463AAAA230-2 | no data | no data | no data | no data | no data
no data | 01LCE01AA104 | no data | no data | ST | LP TURBINE EXHAUST HOOD SPRAY OUTLET | ISO | LP ST | T3463AAAA230-2 | no data | no data | no data | no data | no data
no data | 01LCE01AA105 | no data | no data | ST | LP TURBINE EXHAUST HOOD SPRAY BYPASS | ISO | LP ST | T3463AAAA230-2 | no data | no data | no data | no data | no data
no data | 01MAA03AA801 | no data | no data | ST | HP TURBINE INLET STEAM PIT-101 ISO | ISO | ST | T3463AAAA230-2 | no data | no data | no data | no data | no data
no data | 01MAA03AA802 | no data | no data | ST | INSTRUMENT VALVE FOR PIT-101 | ISO | ST | T3463AAAA230-2 | no data | no data | no data | no data | no data
no data | 01MAA03AA803 | no data | no data | ST | HP TURBINE INLET STEAM PIT-102 ISO | ISO | ST | T3463AAAA230-2 | no data | no data | no data | no data | no data
no data | 01MAA03AA804 | no data | no data | ST | INSTRUMENT VALVE FOR PET-102 | ISO | ST | T3463AAAA230-2 | no data | no data | no data | no data | no data
no data | 01MAA03AA805 | no data | no data | ST | HP TURBINE INLET STEAM PIT-103 ISO | ISO | ST | T3463AAAA230-2 | no data | no data | no data | no data | no data
no data | 01MAA03AA806 | no data | no data | ST | INSTRUMENT VALVE FOR PIT-103 | ISO | ST | T3463AAAA230-2 | no data | no data | no data | no data | no data
no data | 01MAA41AA801 | no data | no data | ST | INSTRUMENT VALVE FOR PIT-110 | ISO | ST | T3463AAAA230-2 | no data | no data | no data | no data | no data
no data | 01MAA41AA802 | no data | no data | ST | INSTRUMENT VALVE FOR PIT-111 | ISO | ST | T3463AAAA230-2 | no data | no data | no data | no data | no data
no data | 01MAA41AA803 | no data | no data | ST | INSTRUMENT VALVE FOR PIT-112 | ISO | ST | T3463AAAA230-2 | no data | no data | no data | no data | no data
no data | 01MAA41AA804 | no data | no data | ST | HP TURBINE GLAND STEAM PIT lSO | ISO | ST | T3463AAAA230-2 | no data | no data | no data | no data | no data
no data | 01MAB03AA801 | no data | no data | ST | PIT-113 ISO | ISO | ST | T3463AAAA230-2 | no data | no data | no data | no data | no data
no data | 01MAB03AA802 | no data | no data | ST | PIT-114 ISO | ISO | ST | T3463AAAA230-2 | no data | no data | no data | no data | no data
no data | 01MAB03AA803 | no data | no data | ST | PIT-115 ISO | ISO | ST | T3463AAAA230-2 | no data | no data | no data | no data | no data
no data | 01MAC03AA801 | no data | no data | ST | PIT-123 ISO | ISO | ST | T3463AAAA230-2 | no data | no data | no data | no data | no data
no data | 01MAC11AA901 | no data | no data | ST | ST VACUUM BR 1 | MOV | ST | T3463AAAA230-2 | no data | no data | no data | no data | no data
no data | 01MAC11AA902 | no data | no data | ST | ST VACUUM BR 2 | MOV | ST | T3463AAAA230-2 | no data | no data | no data | no data | no data
no data | 01MAL01AA901 | no data | no data | ST | CMV SEAT DRAIN MOV | MOV | ST | T3463AAAA230-1 | no data | no data | no data | no data | no data
no data | 01MAL02AA901 | no data | no data | ST | ST HP TURBINE STEAM INLET PIPE DRAIN MOTOR VALVE | MOV | ST | T3463AAAA230-1 | no data | no data | no data | no data | no data
no data | 01MAL04AA901 | no data | no data | ST | CRV SEAT DRAIN MOTOR VALVE | MOV | ST | T3463AAAA230-1 | no data | no data | no data | no data | no data
no data | 01MAL06AA901 | no data | no data | ST | ST IP TURBINE STEAM INLET PIPE DRAIN MOTOR VALVE | MOV | ST | T3463AAAA230-1 | no data | no data | no data | no data | no data
no data | 01MAL08AA901 | no data | no data | ST | LP STEAM STRAINER DRAIN VALVE | DRAIN | ST | T3463AAAA230-1 | no data | no data | no data | no data | no data
no data | 01MAL08AA902 | no data | no data | ST | LP STEAM STRAINER DRAIN VALVE AIR SET | DRAIN | ST | T3463AAAA230-1 | no data | no data | no data | no data | no data
no data | 01MAL08AA903 | no data | no data | ST | LP STEAM INLET PIPE DRAIN VALVE | DRAIN | ST | T3463AAAA230-1 | no data | no data | no data | no data | no data
no data | 01MAL08AA904 | no data | no data | ST | LP STEAM INLET PIPE DRAIN VALVE AIR SET | DRAIN | ST | T3463AAAA230-1 | no data | no data | no data | no data | no data
no data | 01MAM30AA101 | no data | no data | ST | GMV STEM LEAK RECOVERY MOTOR VALVE | MOV | ST | T3463AAAA230-1 | no data | no data | no data | no data | no data
no data | 01MAM30AA102 | no data | no data | ST | CMV STEAM LEAK DRAIN VALVE | MOV | ST | T3463AAAA230-1 | no data | no data | no data | no data | no data
no data | 01MAV10AA101 | no data | no data | Lube Oil | TURNING GEAR SUPPLY OIL SOLENOID VALVE BYPASS VALVE | ISO | ST | T3463AAAA210-1 | no data | no data | no data | no data | no data
no data | 01MAV10AA102 | no data | no data | Lube Oil | TURNING GEAR SUPPLY OIL SOLENOID VALVE JNLET VALVE | ISO | ST | T3463AAAA210-1 | no data | no data | no data | no data | no data
no data | 01MAV10AA103 | no data | no data | Lube Oil | TURNING GEAR SUPPLY OIL SOLENOID VALVE OUTLET VALVE | ISO | ST | T3463AAAA210-1 | no data | no data | no data | no data | no data
no data | 01MAV10AA106 | no data | no data | Lube Oil | SSS CLUTCH (DISENGAGED) OIL SUPPLY SOLENOID VALVE ISOLATION VALVE | ISO | ST | T3463AAAA210-1 | no data | no data | no data | no data | no data
no data | 01MAV10AA108 | no data | no data | Lube Oil | SSS CŁUTCH (ENGAGED) OIL SUPPLY SOLENOID VALVE BY—PASS VALVE | ISO | ST | T3463AAAA210-1 | no data | no data | no data | no data | no data
no data | 01MAV10AA109 | no data | no data | Lube Oil | SSS CLUTCH (ENGAGED) OIL DRAIN SOLENOID VALVE ISOLATION VALVE | ISO | ST | T3463AAAA210-1 | no data | no data | no data | no data | no data
no data | 01MAV10AA112 | no data | no data | Lube Oil | SSS CLUTCH (DISENGAGED) OIL DRAIN VALVE BY-PASS VALVE | ISO | ST | T3463AAAA210-1 | no data | no data | no data | no data | no data
no data | 01MAV10AA801 | no data | no data | no data | INSTRUMENT VALVE FOR PIT-16 | no data | ST | T3463AAAA210-1 | no data | no data | no data | no data | no data
no data | 01MAV10AA802 | no data | no data | no data | INSTRUMENT VALVE FOR PS-1 | no data | ST | T3463AAAA210-1 | no data | no data | no data | no data | no data
no data | 01MAY02AA151 | no data | no data | no data | HP STOP VALVE ACTUATOR PILOT CHEGK VALVE | no data | ST | T3463AAAA210-3 | no data | no data | no data | no data | no data
no data | 01MAY02AA153 | no data | no data | no data | SERVO VALVE FOR HP CONTROL VALVE | no data | ST | T3463AAAA210-3 | no data | no data | no data | no data | no data
no data | 01MAY02AA251 | no data | no data | no data | IP STOP VALVE ACTUATOR PILOT CHECK VALVE | no data | ST | T3463AAAA210-3 | no data | no data | no data | no data | no data
no data | 01MAY02AA253 | no data | no data | no data | SERVO VALVE FOR IP CONTROL VALVE | no data | ST | T3463AAAA210-3 | no data | no data | no data | no data | no data
no data | 01MAY02AA351 | no data | no data | no data | LP STOP VALVE AGTUATDR ST CONTROL OIL INLET VALVE | no data | ST | T3463AAAA210-3 | no data | no data | no data | no data | no data
no data | 01MAY02AA353 | no data | no data | no data | LP STOP VALVE PILOT OPERATED CHECK VALVE | no data | ST | T3463AAAA210-3 | no data | no data | no data | no data | no data
no data | 01MAY02AA401 | no data | no data | no data | LP CONTROL VALVE ACTUATOR ST CONTROL OIL INLET VALVE | no data | ST | T3463AAAA210-3 | no data | no data | no data | no data | no data
no data | 01MAY02AA402 | no data | no data | no data | LP CONTROL VALVE PILOT OPERATED CHEGK | no data | ST | T3463AAAA210-3 | no data | no data | no data | no data | no data
no data | 01MAY02AA403 | no data | no data | no data | Servo valve for LP control vlv | no data | ST | T3463AAAA210-3 | no data | no data | no data | no data | no data
no data | 01MAY04AA901 | no data | no data | no data | LP STOP VALVE ACTUATOR DRAIN CHEGK VALVE | no data | ST | T3463AAAA210-3 | no data | no data | no data | no data | no data
no data | 01MAY04AA902 | no data | no data | no data | FAST ACTING SOLENOID VALVE FOR LP CONTROL VALVE DRAIN VALVE | no data | ST | T3463AAAA210-3 | no data | no data | no data | no data | no data
no data | 01MAY04AA903 | no data | no data | no data | LP CONTROL VALVE AGTUATOR DRAIN CHECK VALVE | no data | ST | T3463AAAA210-3 | no data | no data | no data | no data | no data
no data | 01QEB01AA101 | no data | no data | no data | HIP TURBINE COOLING CELL SUPPLY AIR VALVE INLET VALVE | no data | ST | T3463AAAA230-2 | no data | no data | no data | no data | no data
no data | 01QEB01AA103 | no data | no data | no data | HIP TURBINE COOLING CELL SUPPLY ATR VALVE OUTLET VALVE | no data | ST | T3463AAAA230-2 | no data | no data | no data | no data | no data
no data | 01QEB01AA104 | no data | no data | no data | HIP TURBINE COOLING CELL SUPPLY AIR VALUE BY-PASS VALVE | no data | ST | T3463AAAA230-2 | no data | no data | no data | no data | no data
no data | 01QEB01AA105 | no data | no data | no data | CASING COOLING CELL (HP) SUPPLY AIR INLET VALVE | no data | ST | T3463AAAA230-2 | no data | no data | no data | no data | no data
no data | 01QEB01AA106 | no data | no data | no data | CASING COOLING CELL (HP) OUTLET VALVE | no data | ST | T3463AAAA230-2 | no data | no data | no data | no data | no data
no data | 01QEB01AA107 | no data | no data | no data | GASING COOLING GELL (IP) SUPPLY AIR INLET VALVE | no data | ST | T3463AAAA230-2 | no data | no data | no data | no data | no data
no data | 01QEB01AA108 | no data | no data | no data | CASJNG COOLING GELL (IP) OUTLET CHEGK VALVE | no data | ST | T3463AAAA230-2 | no data | no data | no data | no data | no data
no data | 01QEB01AA109 | no data | no data | no data | CASING COOLING CELL (LP) SUPPLY AIR INLET VALVE | no data | ST | T3463AAAA230-2 | no data | no data | no data | no data | no data
no data | 01QEB01AA110 | no data | no data | no data | CASING COOLING CELL (LP) OUTLET CHECK VALVE | no data | ST | T3463AAAA230-2 | no data | no data | no data | no data | no data
no data | 01QEB01AA801 | no data | no data | no data | INSTRUMENT VALVE FOR PiT—109 | no data | ST | T3463AAAA230-2 | no data | no data | no data | no data | no data
no data | 00‐VDWT728 | no data | WTB | RO | no data | MANUAL | DWT | 1000AD | no data | no data | no data | 3" | no data
no data | 00‐VDWT723 | no data | WTB | RO | no data | MANUAL | DWT | 1000AD | no data | no data | no data | 3" | no data
no data | 00‐VDWT726 | no data | WTB | RO | no data | MANUAL | DWT | 1000AD | no data | no data | no data | 3" | no data
no data | 00‐VDWT751 | no data | WTB | RO | no data | MANUAL | DWT | 1000AD | no data | no data | no data | 3" | no data
no data | 00‐VDWT716 | no data | WTB | RO | no data | MANUAL | DWT | 1000AD | no data | no data | no data | 4" | no data
no data | 00‐VDWT727 | no data | WTB | RO | no data | MANUAL | DWT | 1000AD | no data | no data | no data | 4" | no data
no data | 00‐VDWT729 | no data | WTB | RO | no data | MANUAL | DWT | 1000AD | no data | no data | no data | 3" | no data
no data | 00‐VDWT730 | no data | WTB | RO | no data | MANUAL | DWT | 1000AD | no data | no data | no data | 3" | no data
no data | 00‐VDWT725 | no data | WTB | RO | no data | MANUAL | DWT | 1000AD | no data | no data | no data | 2" | no data
no data | 00‐VDWT717 | no data | WTB | RO | no data | MANUAL | DWT | 1000AD | no data | no data | no data | 1/4" | no data
no data | 00‐VDWT720 | no data | WTB | RO | no data | MANUAL | DWT | 1000AD | no data | no data | no data | 1/4" | no data
no data | 00‐VDWT731 | no data | WTB | RO | no data | MANUAL | DWT | 1000AD | no data | no data | no data | 1/4" | no data
no data | 00‐VDWT732 | no data | WTB | RO | no data | MANUAL | DWT | 1000AD | no data | no data | no data | 1/4" | no data
no data | 00‐VDWT733 | no data | WTB | RO | no data | MANUAL | DWT | 1000AD | no data | no data | no data | 1/4" | no data
no data | 00‐VDWT734 | no data | WTB | RO | no data | MANUAL | DWT | 1000AD | no data | no data | no data | 1/4" | no data
no data | 00‐VDWT735 | no data | WTB | RO | no data | MANUAL | DWT | 1000AD | no data | no data | no data | 1/4" | no data
no data | 00‐VDWT736 | no data | WTB | RO | no data | MANUAL | DWT | 1000AD | no data | no data | no data | 1/4" | no data
no data | 00‐VDWT753 | no data | WTB | RO | no data | MANUAL | DWT | 1000AD | no data | no data | no data | 1/4" | no data
no data | 00‐VDWT754 | no data | WTB | RO | no data | MANUAL | DWT | 1000AD | no data | no data | no data | 1/4" | no data
no data | 00‐VDWT755 | no data | WTB | RO | no data | MANUAL | DWT | 1000AD | no data | no data | no data | 1/4" | no data
no data | 00‐VDWT756 | no data | WTB | RO | no data | MANUAL | DWT | 1000AD | no data | no data | no data | 1/4" | no data
no data | 00‐VDWT757 | no data | WTB | RO | no data | MANUAL | DWT | 1000AD | no data | no data | no data | 1/4" | no data
no data | 00‐VDWT750 | no data | WTB | RO | no data | MANUAL | DWT | 1000AD | no data | no data | no data | 1/2" | no data
no data | 00‐VDWT718 | no data | WTB | RO | no data | MANUAL | DWT | 1000AD | no data | no data | no data | 1/2" | no data
no data | 00‐VDWT719 | no data | WTB | RO | no data | MANUAL | DWT | 1000AD | no data | no data | no data | 1/2" | no data
no data | 00‐VDWT721 | no data | WTB | RO | no data | MANUAL | DWT | 1000AD | no data | no data | no data | 1/2" | no data
no data | 00‐VDWT722 | no data | WTB | RO | no data | MANUAL | DWT | 1000AD | no data | no data | no data | 1/2" | no data
no data | 00‐VDWT752 | no data | WTB | RO | no data | MANUAL | DWT | 1000AD | no data | no data | no data | 1" | no data
no data | 00‐FCV‐DWT802 | no data | WTB | RO | no data | PNEU | DWT | 1000AD | no data | no data | no data | 4" | no data
no data | 00‐FCV‐DWT804 | no data | WTB | RO | no data | PNEU | DWT | 1000AD | no data | no data | no data | 4" | no data
no data | 00‐FCV‐DWT803 | no data | WTB | RO | no data | PNEU | DWT | 1000AD | no data | no data | no data | 1‐1/4" | no data
no data | 00‐FCV‐DWT801 | no data | WTB | RO | no data | PNEU | DWT | 1000AD | no data | no data | no data | 2" | no data
no data | 00‐FCV‐DWT724 | no data | WTB | RO | no data | PNEU | DWT | 1000AD | no data | no data | no data | 2" | no data
no data | 00‐VDWT739 | no data | WTB | RO | no data | CHECK | DWT | 1000AD | no data | no data | no data | 1" | no data
no data | 00‐VDWT738 | no data | WTB | RO | no data | CHECK | DWT | 1000AD | no data | no data | no data | 4" | no data
no data | 00‐VDWT811 | no data | WTB | RO | no data | CHECK | DWT | 1000AD | no data | no data | no data | 4" | no data
no data | 00‐VDWT701 | no data | WTB | RO | no data | VALVE MANIFOLD | DWT | 1000AD | no data | no data | no data | 1/2" | no data
no data | 00‐VDWT702 | no data | WTB | RO | no data | VALVE MANIFOLD | DWT | 1000AD | no data | no data | no data | 1/2" | no data
no data | 00‐VDWT705 | no data | WTB | RO | no data | VALVE MANIFOLD | DWT | 1000AD | no data | no data | no data | 1/2" | no data
no data | 00‐VDWT707 | no data | WTB | RO | no data | VALVE MANIFOLD | DWT | 1000AD | no data | no data | no data | 1/2" | no data
no data | 00‐VDWT708 | no data | WTB | RO | no data | VALVE MANIFOLD | DWT | 1000AD | no data | no data | no data | 1/2" | no data
no data | 00‐VDWT709 | no data | WTB | RO | no data | VALVE MANIFOLD | DWT | 1000AD | no data | no data | no data | 1/2" | no data
no data | 00‐VDWT710 | no data | WTB | RO | no data | VALVE MANIFOLD | DWT | 1000AD | no data | no data | no data | 1/2" | no data
no data | 00‐VDWT712 | no data | WTB | RO | no data | VALVE MANIFOLD | DWT | 1000AD | no data | no data | no data | 1/2" | no data
no data | 00‐VDWT713 | no data | WTB | RO | no data | VALVE MANIFOLD | DWT | 1000AD | no data | no data | no data | 1/2" | no data
no data | 00‐VDWT715 | no data | WTB | RO | no data | VALVE MANIFOLD | DWT | 1000AD | no data | no data | no data | 1/2" | no data
no data | 00‐VDWT740 | no data | WTB | RO | no data | VALVE MANIFOLD | DWT | 1000AD | no data | no data | no data | 1/2" | no data
no data | 00‐VDWT742 | no data | WTB | RO | no data | VALVE MANIFOLD | DWT | 1000AD | no data | no data | no data | 1/2" | no data
no data | 00‐VDWT745 | no data | WTB | RO | no data | VALVE MANIFOLD | DWT | 1000AD | no data | no data | no data | 1/2" | no data
no data | 00‐VDWT747 | no data | WTB | RO | no data | VALVE MANIFOLD | DWT | 1000AD | no data | no data | no data | 1/2" | no data
no data | 00‐VDWT748 | no data | WTB | RO | no data | VALVE MANIFOLD | DWT | 1000AD | no data | no data | no data | 1/2" | no data
no data | 00‐VDWT758 | no data | WTB | RO | no data | VALVE MANIFOLD | DWT | 1000AD | no data | no data | no data | 1/2" | no data
no data | 00‐VDWT703 | no data | WTB | RO | no data | VALVE MANIFOLD | DWT | 1000AD | no data | no data | no data | 1/2" | no data
no data | 00‐VDWT704 | no data | WTB | RO | no data | VALVE MANIFOLD | DWT | 1000AD | no data | no data | no data | 1/2" | no data
no data | 00‐VDWT706 | no data | WTB | RO | no data | VALVE MANIFOLD | DWT | 1000AD | no data | no data | no data | 1/2" | no data
no data | 00‐VDWT741 | no data | WTB | RO | no data | VALVE MANIFOLD | DWT | 1000AD | no data | no data | no data | 1/2" | no data
no data | 00‐VDWT743 | no data | WTB | RO | no data | VALVE MANIFOLD | DWT | 1000AD | no data | no data | no data | 1/2" | no data
no data | 00‐VDWT744 | no data | WTB | RO | no data | VALVE MANIFOLD | DWT | 1000AD | no data | no data | no data | 1/2" | no data
no data | 00‐VDWT746 | no data | WTB | RO | no data | VALVE MANIFOLD | DWT | 1000AD | no data | no data | no data | 1/2" | no data
no data | 00‐VDWT749 | no data | WTB | RO | no data | VALVE MANIFOLD | DWT | 1000AD | no data | no data | no data | 1/2" | no data
no data | 00‐VDWT711 | no data | WTB | RO | no data | VALVE MANIFOLD | DWT | 1000AD | no data | no data | no data | 1/2" | no data
no data | 00‐VDWT714 | no data | WTB | RO | no data | VALVE MANIFOLD | DWT | 1000AD | no data | no data | no data | 1/2" | no data
no data | 00‐VDWT786 | no data | WTB | RO | no data | MANUAL | DWT | 1000BD | no data | no data | no data | 3" | no data
no data | 00‐VDWT781 | no data | WTB | RO | no data | MANUAL | DWT | 1000BD | no data | no data | no data | 3" | no data
no data | 00‐VDWT784 | no data | WTB | RO | no data | MANUAL | DWT | 1000BD | no data | no data | no data | 3" | no data
no data | 00‐VDWT809 | no data | WTB | RO | no data | MANUAL | DWT | 1000BD | no data | no data | no data | 3" | no data
no data | 00‐VDWT774 | no data | WTB | RO | no data | MANUAL | DWT | 1000BD | no data | no data | no data | 4" | no data
no data | 00‐VDWT785 | no data | WTB | RO | no data | MANUAL | DWT | 1000BD | no data | no data | no data | 4" | no data
no data | 00‐VDWT787 | no data | WTB | RO | no data | MANUAL | DWT | 1000BD | no data | no data | no data | 3" | no data
no data | 00‐VDWT788 | no data | WTB | RO | no data | MANUAL | DWT | 1000BD | no data | no data | no data | 3" | no data
no data | 00‐VDWT783 | no data | WTB | RO | no data | MANUAL | DWT | 1000BD | no data | no data | no data | 2" | no data
no data | 00‐VDWT775 | no data | WTB | RO | no data | MANUAL | DWT | 1000BD | no data | no data | no data | 1/4" | no data
no data | 00‐VDWT778 | no data | WTB | RO | no data | MANUAL | DWT | 1000BD | no data | no data | no data | 1/4" | no data
no data | 00‐VDWT789 | no data | WTB | RO | no data | MANUAL | DWT | 1000BD | no data | no data | no data | 1/4" | no data
no data | 00‐VDWT790 | no data | WTB | RO | no data | MANUAL | DWT | 1000BD | no data | no data | no data | 1/4" | no data
no data | 00‐VDWT791 | no data | WTB | RO | no data | MANUAL | DWT | 1000BD | no data | no data | no data | 1/4" | no data
no data | 00‐VDWT792 | no data | WTB | RO | no data | MANUAL | DWT | 1000BD | no data | no data | no data | 1/4" | no data
no data | 00‐VDWT793 | no data | WTB | RO | no data | MANUAL | DWT | 1000BD | no data | no data | no data | 1/4" | no data
no data | 00‐VDWT794 | no data | WTB | RO | no data | MANUAL | DWT | 1000BD | no data | no data | no data | 1/4" | no data
no data | 00‐VDWT811 | no data | WTB | RO | no data | MANUAL | DWT | 1000BD | no data | no data | no data | 1/4" | no data
no data | 00‐VDWT812 | no data | WTB | RO | no data | MANUAL | DWT | 1000BD | no data | no data | no data | 1/4" | no data
no data | 00‐VDWT813 | no data | WTB | RO | no data | MANUAL | DWT | 1000BD | no data | no data | no data | 1/4" | no data
no data | 00‐VDWT814 | no data | WTB | RO | no data | MANUAL | DWT | 1000BD | no data | no data | no data | 1/4" | no data
no data | 00‐VDWT815 | no data | WTB | RO | no data | MANUAL | DWT | 1000BD | no data | no data | no data | 1/4" | no data
no data | 00‐VDWT808 | no data | WTB | RO | no data | MANUAL | DWT | 1000BD | no data | no data | no data | 1/2" | no data
no data | 00‐VDWT776 | no data | WTB | RO | no data | MANUAL | DWT | 1000BD | no data | no data | no data | 1/2" | no data
no data | 00‐VDWT777 | no data | WTB | RO | no data | MANUAL | DWT | 1000BD | no data | no data | no data | 1/2" | no data
no data | 00‐VDWT779 | no data | WTB | RO | no data | MANUAL | DWT | 1000BD | no data | no data | no data | 1/2" | no data
no data | 00‐VDWT780 | no data | WTB | RO | no data | MANUAL | DWT | 1000BD | no data | no data | no data | 1/2" | no data
no data | 00‐VDWT810 | no data | WTB | RO | no data | MANUAL | DWT | 1000BD | no data | no data | no data | 1" | no data
no data | 00‐FCV‐DWT807 | no data | WTB | RO | no data | PNEU | DWT | 1000BD | no data | no data | no data | 4" | no data
no data | 00‐FCV‐DWT809 | no data | WTB | RO | no data | PNEU | DWT | 1000BD | no data | no data | no data | 4" | no data
no data | 00‐FCV‐DWT808 | no data | WTB | RO | no data | PNEU | DWT | 1000BD | no data | no data | no data | 1‐1/4" | no data
no data | 00‐FCV‐DWT782 | no data | WTB | RO | no data | PNEU | DWT | 1000BD | no data | no data | no data | 2" | no data
no data | 00‐FCV‐DWT806 | no data | WTB | RO | no data | PNEU | DWT | 1000BD | no data | no data | no data | 2" | no data
no data | 00‐VDWT797 | no data | WTB | RO | no data | CHECK | DWT | 1000BD | no data | no data | no data | 1" | no data
no data | 00‐VDWT796 | no data | WTB | RO | no data | AUTOMATIC | DWT | 1000BD | no data | no data | no data | 4" | no data
no data | 00‐VDWT812 | no data | WTB | RO | no data | AUTOMATIC | DWT | 1000BD | no data | no data | no data | 4" | no data
no data | 00‐VDWT759 | no data | WTB | RO | no data | VALVE MANIFOLD | DWT | 1000BD | no data | no data | no data | 1/2" | no data
no data | 00‐VDWT760 | no data | WTB | RO | no data | VALVE MANIFOLD | DWT | 1000BD | no data | no data | no data | 1/2" | no data
no data | 00‐VDWT761 | no data | WTB | RO | no data | VALVE MANIFOLD | DWT | 1000BD | no data | no data | no data | 1/2" | no data
no data | 00‐VDWT764 | no data | WTB | RO | no data | VALVE MANIFOLD | DWT | 1000BD | no data | no data | no data | 1/2" | no data
no data | 00‐VDWT766 | no data | WTB | RO | no data | VALVE MANIFOLD | DWT | 1000BD | no data | no data | no data | 1/2" | no data
no data | 00‐VDWT767 | no data | WTB | RO | no data | VALVE MANIFOLD | DWT | 1000BD | no data | no data | no data | 1/2" | no data
no data | 00‐VDWT768 | no data | WTB | RO | no data | VALVE MANIFOLD | DWT | 1000BD | no data | no data | no data | 1/2" | no data
no data | 00‐VDWT769 | no data | WTB | RO | no data | VALVE MANIFOLD | DWT | 1000BD | no data | no data | no data | 1/2" | no data
no data | 00‐VDWT771 | no data | WTB | RO | no data | VALVE MANIFOLD | DWT | 1000BD | no data | no data | no data | 1/2" | no data
no data | 00‐VDWT773 | no data | WTB | RO | no data | VALVE MANIFOLD | DWT | 1000BD | no data | no data | no data | 1/2" | no data
no data | 00‐VDWT795 | no data | WTB | RO | no data | VALVE MANIFOLD | DWT | 1000BD | no data | no data | no data | 1/2" | no data
no data | 00‐VDWT798 | no data | WTB | RO | no data | VALVE MANIFOLD | DWT | 1000BD | no data | no data | no data | 1/2" | no data
no data | 00‐VDWT800 | no data | WTB | RO | no data | VALVE MANIFOLD | DWT | 1000BD | no data | no data | no data | 1/2" | no data
no data | 00‐VDWT803 | no data | WTB | RO | no data | VALVE MANIFOLD | DWT | 1000BD | no data | no data | no data | 1/2" | no data
no data | 00‐VDWT805 | no data | WTB | RO | no data | VALVE MANIFOLD | DWT | 1000BD | no data | no data | no data | 1/2" | no data
no data | 00‐VDWT806 | no data | WTB | RO | no data | VALVE MANIFOLD | DWT | 1000BD | no data | no data | no data | 1/2" | no data
no data | 00‐VDWT816 | no data | WTB | RO | no data | VALVE MANIFOLD | DWT | 1000BD | no data | no data | no data | 1/2" | no data
no data | 00‐VDWT762 | no data | WTB | RO | no data | VALVE MANIFOLD | DWT | 1000BD | no data | no data | no data | 1/2" | no data
no data | 00‐VDWT763 | no data | WTB | RO | no data | VALVE MANIFOLD | DWT | 1000BD | no data | no data | no data | 1/2" | no data
no data | 00‐VDWT765 | no data | WTB | RO | no data | VALVE MANIFOLD | DWT | 1000BD | no data | no data | no data | 1/2" | no data
no data | 00‐VDWT799 | no data | WTB | RO | no data | VALVE MANIFOLD | DWT | 1000BD | no data | no data | no data | 1/2" | no data
no data | 00‐VDWT801 | no data | WTB | RO | no data | VALVE MANIFOLD | DWT | 1000BD | no data | no data | no data | 1/2" | no data
no data | 00‐VDWT802 | no data | WTB | RO | no data | VALVE MANIFOLD | DWT | 1000BD | no data | no data | no data | 1/2" | no data
no data | 00‐VDWT804 | no data | WTB | RO | no data | VALVE MANIFOLD | DWT | 1000BD | no data | no data | no data | 1/2" | no data
no data | 00‐VDWT807 | no data | WTB | RO | no data | VALVE MANIFOLD | DWT | 1000BD | no data | no data | no data | 1/2" | no data
no data | 00‐VDWT770 | no data | WTB | RO | no data | VALVE MANIFOLD | DWT | 1000BD | no data | no data | no data | 1/2" | no data
no data | 00‐VDWT772 | no data | WTB | RO | no data | VALVE MANIFOLD | DWT | 1000BD | no data | no data | no data | 1/2" | no data
no data | 00‐VDWT821 | no data | WTB | RO | no data | MANUAL | DWT | 1200D | no data | no data | no data | 1/2" | no data
no data | 00‐VDWT822 | no data | WTB | RO | no data | MANUAL | DWT | 1200D | no data | no data | no data | 1/2" | no data
no data | 00‐VDWT823 | no data | WTB | RO | no data | MANUAL | DWT | 1200D | no data | no data | no data | 1/2" | no data
no data | 00‐VDWT824 | no data | WTB | RO | no data | MANUAL | DWT | 1200D | no data | no data | no data | 1/2" | no data
no data | 00‐VDWT825 | no data | WTB | RO | no data | MANUAL | DWT | 1200D | no data | no data | no data | 1/2" | no data
no data | 00‐VDWT826 | no data | WTB | RO | no data | MANUAL | DWT | 1200D | no data | no data | no data | 1/2" | no data
no data | 00‐VDWT827 | no data | WTB | RO | no data | MANUAL | DWT | 1200D | no data | no data | no data | 1/2" | no data
no data | 00‐VDWT828 | no data | WTB | RO | no data | MANUAL | DWT | 1200D | no data | no data | no data | 1/2" | no data
no data | 00‐VDWT829 | no data | WTB | RO | no data | MANUAL | DWT | 1200D | no data | no data | no data | 1/2" | no data
no data | 00‐VDWT830 | no data | WTB | RO | no data | MANUAL | DWT | 1200D | no data | no data | no data | 1/2" | no data
no data | 00‐VDWT831 | no data | WTB | RO | no data | MANUAL | DWT | 1200D | no data | no data | no data | 1/2" | no data
no data | 00‐VDWT832 | no data | WTB | RO | no data | MANUAL | DWT | 1200D | no data | no data | no data | 1/2" | no data
no data | 00‐VDWT833 | no data | WTB | RO | no data | MANUAL | DWT | 1200D | no data | no data | no data | 1/2" | no data
no data | 00‐VDWT834 | no data | WTB | RO | no data | CHECK | DWT | 1200D | no data | no data | no data | 1/2" | no data
no data | 00‐VDWT835 | no data | WTB | RO | no data | CHECK | DWT | 1200D | no data | no data | no data | 1/2" | no data
no data | 00‐BPV‐DWT801 | no data | WTB | RO | no data | AUTOMATIC | DWT | 1200D | no data | no data | no data | 1/2" | no data
no data | 00‐PRV‐DWT801 | no data | WTB | RO | no data | AUTOMATIC | DWT | 1200D | no data | no data | no data | 1/2" | no data
no data | 00‐PRV‐DWT802 | no data | WTB | RO | no data | AUTOMATIC | DWT | 1200D | no data | no data | no data | 1/2" | no data
no data | 00‐VDWT819 | no data | WTB | RO | no data | N/A | DWT | 1200D | no data | no data | no data | 1/2" | no data
no data | 00‐VDWT820 | no data | WTB | RO | no data | N/A | DWT | 1200D | no data | no data | no data | 1/2" | no data
no data | 00‐VDWT840 | no data | WTB | RO | no data | MANUAL | DWT | 1300D | no data | no data | no data | 1/2" | no data
no data | 00‐VDWT841 | no data | WTB | RO | no data | MANUAL | DWT | 1300D | no data | no data | no data | 1/2" | no data
no data | 00‐VDWT842 | no data | WTB | RO | no data | MANUAL | DWT | 1300D | no data | no data | no data | 1/2" | no data
no data | 00‐VDWT843 | no data | WTB | RO | no data | MANUAL | DWT | 1300D | no data | no data | no data | 1/2" | no data
no data | 00‐VDWT844 | no data | WTB | RO | no data | MANUAL | DWT | 1300D | no data | no data | no data | 1/2" | no data
no data | 00‐VDWT845 | no data | WTB | RO | no data | MANUAL | DWT | 1300D | no data | no data | no data | 1/2" | no data
no data | 00‐VDWT846 | no data | WTB | RO | no data | MANUAL | DWT | 1300D | no data | no data | no data | 1/2" | no data
no data | 00‐VDWT847 | no data | WTB | RO | no data | MANUAL | DWT | 1300D | no data | no data | no data | 1/2" | no data
no data | 00‐VDWT848 | no data | WTB | RO | no data | MANUAL | DWT | 1300D | no data | no data | no data | 1/2" | no data
no data | 00‐VDWT849 | no data | WTB | RO | no data | MANUAL | DWT | 1300D | no data | no data | no data | 1/2" | no data
no data | 00‐VDWT850 | no data | WTB | RO | no data | MANUAL | DWT | 1300D | no data | no data | no data | 1/2" | no data
no data | 00‐VDWT851 | no data | WTB | RO | no data | MANUAL | DWT | 1300D | no data | no data | no data | 1/2" | no data
no data | 00‐VDWT852 | no data | WTB | RO | no data | MANUAL | DWT | 1300D | no data | no data | no data | 1/2" | no data
no data | 00‐VDWT853 | no data | WTB | RO | no data | CHECK | DWT | 1300D | no data | no data | no data | 1/2" | no data
no data | 00‐VDWT854 | no data | WTB | RO | no data | CHECK | DWT | 1300D | no data | no data | no data | 1/2" | no data
no data | 00‐BPV‐DWT802 | no data | WTB | RO | no data | AUTOMATIC | DWT | 1300D | no data | no data | no data | 1/2" | no data
no data | 00‐VDWT836 | no data | WTB | RO | no data | VALVE | DWT | 1300D | no data | no data | no data | 1/2" | no data
no data | 00‐VDWT838 | no data | WTB | RO | no data | MANIFOLD | DWT | 1300D | no data | no data | no data | 1/2" | no data
no data | 00‐VDWT858 | no data | WTB | RO | no data | MANUAL | DWT | 1400D | no data | no data | no data | 1/2" | no data
no data | 00‐VDWT860 | no data | WTB | RO | no data | MANUAL | DWT | 1400D | no data | no data | no data | 1/2" | no data
no data | 00‐VDWT862 | no data | WTB | RO | no data | MANUAL | DWT | 1400D | no data | no data | no data | 1/2" | no data
no data | 00‐VDWT864 | no data | WTB | RO | no data | MANUAL | DWT | 1400D | no data | no data | no data | 1/2" | no data
no data | 00‐VDWT866 | no data | WTB | RO | no data | MANUAL | DWT | 1400D | no data | no data | no data | 1/2" | no data
no data | 00‐VDWT868 | no data | WTB | RO | no data | MANUAL | DWT | 1400D | no data | no data | no data | 1/2" | no data
no data | 00‐VDWT870 | no data | WTB | RO | no data | MANUAL | DWT | 1400D | no data | no data | no data | 1/2" | no data
no data | 00‐VDWT872 | no data | WTB | RO | no data | MANUAL | DWT | 1400D | no data | no data | no data | 1/2" | no data
no data | 00‐VDWT874 | no data | WTB | RO | no data | MANUAL | DWT | 1400D | no data | no data | no data | 1/2" | no data
no data | 00‐VDWT877 | no data | WTB | RO | no data | MANUAL | DWT | 1400D | no data | no data | no data | 1/2" | no data
no data | 00‐VDWT857 | no data | WTB | RO | no data | MANUAL | DWT | 1400D | no data | no data | no data | 1/2" | no data
no data | 00‐VDWT859 | no data | WTB | RO | no data | MANUAL | DWT | 1400D | no data | no data | no data | 1/2" | no data
no data | 00‐VDWT861 | no data | WTB | RO | no data | MANUAL | DWT | 1400D | no data | no data | no data | 1/2" | no data
no data | 00‐VDWT863 | no data | WTB | RO | no data | MANUAL | DWT | 1400D | no data | no data | no data | 1/2" | no data
no data | 00‐VDWT865 | no data | WTB | RO | no data | MANUAL | DWT | 1400D | no data | no data | no data | 1/2" | no data
no data | 00‐VDWT867 | no data | WTB | RO | no data | MANUAL | DWT | 1400D | no data | no data | no data | 1/2" | no data
no data | 00‐VDWT869 | no data | WTB | RO | no data | MANUAL | DWT | 1400D | no data | no data | no data | 1/2" | no data
no data | 00‐VDWT871 | no data | WTB | RO | no data | MANUAL | DWT | 1400D | no data | no data | no data | 1/2" | no data
no data | 00‐VDWT873 | no data | WTB | RO | no data | MANUAL | DWT | 1400D | no data | no data | no data | 1/2" | no data
no data | 00‐VDWT875 | no data | WTB | RO | no data | MANUAL | DWT | 1400D | no data | no data | no data | 1/2" | no data
no data | 00‐VDWT878 | no data | WTB | RO | no data | MANUAL | DWT | 1400D | no data | no data | no data | 1/2" | no data
no data | 00‐BPV‐DWT803 | no data | WTB | RO | no data | AUTOMATIC | DWT | 1400D | no data | no data | no data | 1/2" | no data
no data | 00‐BPV‐DWT804 | no data | WTB | RO | no data | AUTOMATIC | DWT | 1400D | no data | no data | no data | 1/2" | no data
no data | 00‐PRV‐DWT803 | no data | WTB | RO | no data | AUTOMATIC | DWT | 1400D | no data | no data | no data | 1/2" | no data
no data | 00‐PRV‐DWT804 | no data | WTB | RO | no data | AUTOMATIC | DWT | 1400D | no data | no data | no data | 1/2" | no data
no data | 00‐PRV‐DWT805 | no data | WTB | RO | no data | AUTOMATIC | DWT | 1400D | no data | no data | no data | 1/2" | no data
no data | 00‐VDWT855 | no data | WTB | RO | no data | N/A | DWT | 1400D | no data | no data | no data | 1/2" | no data
no data | 00‐VDWT856 | no data | WTB | RO | no data | N/A | DWT | 1400D | no data | no data | no data | 1/2" | no data
no data | 00‐VDWT876 | no data | WTB | RO | no data | N/A | DWT | 1400D | no data | no data | no data | 1/2" | no data
no data | 00‐VDWT886 | no data | WTB | RO | no data | MANUAL | DWT | 1500D | no data | no data | no data | 1/2" | no data
no data | 00‐VDWT887 | no data | WTB | RO | no data | MANUAL | DWT | 1500D | no data | no data | no data | 1/2" | no data
no data | 00‐VDWT885 | no data | WTB | RO | no data | MANUAL | DWT | 1500D | no data | no data | no data | 1/4" | no data
no data | 00‐VDWT882 | no data | WTB | RO | no data | MANUAL | DWT | 1500D | no data | no data | no data | 3" | no data
no data | 00‐VDWT883 | no data | WTB | RO | no data | MANUAL | DWT | 1500D | no data | no data | no data | 3" | no data
no data | 00‐VDWT884 | no data | WTB | RO | no data | MANUAL | DWT | 1500D | no data | no data | no data | 3" | no data
no data | 00‐VDWT881 | no data | WTB | RO | no data | MANUAL | DWT | 1500D | no data | no data | no data | 4" | no data
no data | 00‐VDWT879 | no data | WTB | RO | no data | VALVE MANIFOLD | DWT | 1500D | no data | no data | no data | 1/2" | no data
no data | 00‐VDWT880 | no data | WTB | RO | no data | VALVE MANIFOLD | DWT | 1500D | no data | no data | no data | 1/2" | no data
no data | 00‐VDWT890 | no data | WTB | RO | no data | MANUAL | DWT | 1500D | no data | no data | no data | 1" | no data
no data | 00‐VDWT891 | no data | WTB | RO | no data | MANUAL | DWT | 1500D | no data | no data | no data | 1" | no data
no data | 00‐VDWT893 | no data | WTB | RO | no data | MANUAL | DWT | 1500D | no data | no data | no data | 1" | no data
no data | 00‐VDWT889 | no data | WTB | RO | no data | MANUAL | DWT | 1500D | no data | no data | no data | 4" | no data
no data | 01‐FCV‐DWS800 | no data | WTB | RO | no data | PNEUMATIC | DWT | 2000AD | no data | no data | no data | 3" | no data
no data | 01‐FCV‐DWS801 | no data | WTB | RO | no data | PNEUMATIC | DWT | 2000AD | no data | no data | no data | 3" | no data
no data | 01‐FCV‐DWS802 | no data | WTB | RO | no data | PNEUMATIC | DWT | 2000AD | no data | no data | no data | 3" | no data
no data | 01‐FCV‐DWS803 | no data | WTB | RO | no data | PNEUMATIC | DWT | 2000AD | no data | no data | no data | 3" | no data
no data | 01‐FCV‐DWS804 | no data | WTB | RO | no data | PNEUMATIC | DWT | 2000AD | no data | no data | no data | 3" | no data
no data | 01‐FCV‐DWS805 | no data | WTB | RO | no data | PNEUMATIC | DWT | 2000AD | no data | no data | no data | 3" | no data
no data | 01‐FCV‐DWS806 | no data | WTB | RO | no data | PNEUMATIC | DWT | 2000AD | no data | no data | no data | 3" | no data
no data | 01‐FCV‐DWS807 | no data | WTB | RO | no data | PNEUMATIC | DWT | 2000AD | no data | no data | no data | 3" | no data
no data | 01‐FCV‐DWS808 | no data | WTB | RO | no data | PNEUMATIC | DWT | 2000AD | no data | no data | no data | 3" | no data
no data | 01‐VDWS810 | no data | WTB | RO | no data | MANUAL | DWT | 2000AD | no data | no data | no data | 3" | no data
no data | 01‐VDWS811 | no data | WTB | RO | no data | MANUAL | DWT | 2000AD | no data | no data | no data | 3" | no data
no data | 01‐VDWS812 | no data | WTB | RO | no data | MANUAL | DWT | 2000AD | no data | no data | no data | 3" | no data
no data | 01‐VDWS813 | no data | WTB | RO | no data | MANUAL | DWT | 2000AD | no data | no data | no data | 3" | no data
no data | 01‐VDWS814 | no data | WTB | RO | no data | MANUAL | DWT | 2000AD | no data | no data | no data | 3" | no data
no data | 01‐VDWS815 | no data | WTB | RO | no data | MANUAL | DWT | 2000AD | no data | no data | no data | 3" | no data
no data | 01‐VDWS816 | no data | WTB | RO | no data | MANUAL | DWT | 2000AD | no data | no data | no data | 3" | no data
no data | 01‐VDWS817 | no data | WTB | RO | no data | MANUAL | DWT | 2000AD | no data | no data | no data | 3" | no data
no data | 01‐VDWS819 | no data | WTB | RO | no data | MANUAL | DWT | 2000AD | no data | no data | no data | 3" | no data
no data | 01‐VDWS820 | no data | WTB | RO | no data | MANUAL | DWT | 2000AD | no data | no data | no data | 3" | no data
no data | 01‐VDWS801 | no data | WTB | RO | no data | MANUAL | DWT | 2000AD | no data | no data | no data | 2" | no data
no data | 01‐VDWS802 | no data | WTB | RO | no data | MANUAL | DWT | 2000AD | no data | no data | no data | 2" | no data
no data | 01‐VDWS803 | no data | WTB | RO | no data | MANUAL | DWT | 2000AD | no data | no data | no data | 1" | no data
no data | 01‐VDWS804 | no data | WTB | RO | no data | MANUAL | DWT | 2000AD | no data | no data | no data | 1" | no data
no data | 01‐VDWS809 | no data | WTB | RO | no data | MANUAL | DWT | 2000AD | no data | no data | no data | 1" | no data
no data | 01‐VDWS821 | no data | WTB | RO | no data | CHECK | DWT | 2000AD | no data | no data | no data | 3" | no data
no data | 01‐VDWS822 | no data | WTB | RO | no data | CHECK | DWT | 2000AD | no data | no data | no data | 3" | no data
no data | 01‐VDWS823 | no data | WTB | RO | no data | CHECK | DWT | 2000AD | no data | no data | no data | 3" | no data
no data | 01‐VDWS805 | no data | WTB | RO | no data | VALVE MANIFOLD | DWT | 2000AD | no data | no data | no data | 1/2" | no data
no data | 01‐VDWS806 | no data | WTB | RO | no data | VALVE MANIFOLD | DWT | 2000AD | no data | no data | no data | 1/2" | no data
no data | 01‐VDWS807 | no data | WTB | RO | no data | VALVE MANIFOLD | DWT | 2000AD | no data | no data | no data | 1/2" | no data
no data | 01‐VDWS808 | no data | WTB | RO | no data | VALVE MANIFOLD | DWT | 2000AD | no data | no data | no data | 1/2" | no data
no data | 01‐PSV‐DWS800 | no data | WTB | RO | no data | N/A | DWT | 2000AD | no data | no data | no data | 1" | no data
no data | 01‐PSV‐DWS801 | no data | WTB | RO | no data | N/A | DWT | 2000AD | no data | no data | no data | 1" | no data
no data | 01‐VDWS800 | no data | WTB | RO | no data | VALVE | DWT | 2000AD | no data | no data | no data | 1/2" | no data
no data | 02‐FCV‐DWS800 | no data | WTB | RO | no data | PNEUMATIC | DWT | 2000BD | no data | no data | no data | 3" | no data
no data | 02‐FCV‐DWS801 | no data | WTB | RO | no data | PNEUMATIC | DWT | 2000BD | no data | no data | no data | 3" | no data
no data | 02‐FCV‐DWS802 | no data | WTB | RO | no data | PNEUMATIC | DWT | 2000BD | no data | no data | no data | 3" | no data
no data | 02‐FCV‐DWS803 | no data | WTB | RO | no data | PNEUMATIC | DWT | 2000BD | no data | no data | no data | 3" | no data
no data | 02‐FCV‐DWS805 | no data | WTB | RO | no data | PNEUMATIC | DWT | 2000BD | no data | no data | no data | 3" | no data
no data | 02‐FCV‐DWS806 | no data | WTB | RO | no data | PNEUMATIC | DWT | 2000BD | no data | no data | no data | 3" | no data
no data | 02‐FCV‐DWS807 | no data | WTB | RO | no data | PNEUMATIC | DWT | 2000BD | no data | no data | no data | 3" | no data
no data | 02‐FCV‐DWS808 | no data | WTB | RO | no data | PNEUMATIC | DWT | 2000BD | no data | no data | no data | 3" | no data
no data | 02‐FCV‐DWS809 | no data | WTB | RO | no data | PNEUMATIC | DWT | 2000BD | no data | no data | no data | 3" | no data
no data | 02‐VDWS803 | no data | WTB | RO | no data | MANUAL | DWT | 2000BD | no data | no data | no data | 3" | no data
no data | 02‐VDWS808 | no data | WTB | RO | no data | MANUAL | DWT | 2000BD | no data | no data | no data | 3" | no data
no data | 02‐VDWS809 | no data | WTB | RO | no data | MANUAL | DWT | 2000BD | no data | no data | no data | 3" | no data
no data | 02‐VDWS811 | no data | WTB | RO | no data | MANUAL | DWT | 2000BD | no data | no data | no data | 3" | no data
no data | 02‐VDWS813 | no data | WTB | RO | no data | MANUAL | DWT | 2000BD | no data | no data | no data | 3" | no data
no data | 02‐VDWS817 | no data | WTB | RO | no data | MANUAL | DWT | 2000BD | no data | no data | no data | 3" | no data
no data | 02‐VDWS818 | no data | WTB | RO | no data | MANUAL | DWT | 2000BD | no data | no data | no data | 3" | no data
no data | 02‐VDWS820 | no data | WTB | RO | no data | MANUAL | DWT | 2000BD | no data | no data | no data | 3" | no data
no data | 02‐VDWS822 | no data | WTB | RO | no data | MANUAL | DWT | 2000BD | no data | no data | no data | 3" | no data
no data | 02‐VDWS823 | no data | WTB | RO | no data | MANUAL | DWT | 2000BD | no data | no data | no data | 3" | no data
no data | 02‐VDWS824 | no data | WTB | RO | no data | MANUAL | DWT | 2000BD | no data | no data | no data | 3" | no data
no data | 02‐VDWS806 | no data | WTB | RO | no data | MANUAL | DWT | 2000BD | no data | no data | no data | 2" | no data
no data | 02‐VDWS826 | no data | WTB | RO | no data | MANUAL | DWT | 2000BD | no data | no data | no data | 2" | no data
no data | 02‐VDWS805 | no data | WTB | RO | no data | MANUAL | DWT | 2000BD | no data | no data | no data | 1" | no data
no data | 02‐VDWS807 | no data | WTB | RO | no data | MANUAL | DWT | 2000BD | no data | no data | no data | 1" | no data
no data | 02‐VDWS812 | no data | WTB | RO | no data | MANUAL | DWT | 2000BD | no data | no data | no data | 1" | no data
no data | 02‐VDWS816 | no data | WTB | RO | no data | CHECK | DWT | 2000BD | no data | no data | no data | 3" | no data
no data | 02‐VDWS819 | no data | WTB | RO | no data | CHECK | DWT | 2000BD | no data | no data | no data | 3" | no data
no data | 02‐VDWS825 | no data | WTB | RO | no data | CHECK | DWT | 2000BD | no data | no data | no data | 3" | no data
no data | 00‐VDWT723 | no data | WTB | RO | no data | VALVE MANIFOLD | DWT | 2000BD | no data | no data | no data | 1/2" | no data
no data | 00‐VDWT726 | no data | WTB | RO | no data | VALVE MANIFOLD | DWT | 2000BD | no data | no data | no data | 1/2" | no data
no data | 00‐VDWT751 | no data | WTB | RO | no data | VALVE MANIFOLD | DWT | 2000BD | no data | no data | no data | 1/2" | no data
no data | 02‐PSV‐DWS800 | no data | WTB | RO | no data | N/A | DWT | 2000BD | no data | no data | no data | 1" | no data
no data | 02‐PSV‐DWS801 | no data | WTB | RO | no data | N/A | DWT | 2000BD | no data | no data | no data | 1" | no data
no data | 02‐VDWS810 | no data | WTB | RO | no data | N/A | DWT | 2000BD | no data | no data | no data | 1/2" | no data
no data | 00‐VDWT898 | no data | WTB | RO | no data | MANUAL | DWT | 3000D | no data | no data | no data | 1/2" | no data
no data | 00‐VDWT899 | no data | WTB | RO | no data | MANUAL | DWT | 3000D | no data | no data | no data | 1/2" | no data
no data | 00‐VDWT900 | no data | WTB | RO | no data | MANUAL | DWT | 3000D | no data | no data | no data | 1/2" | no data
no data | 00‐VDWT901 | no data | WTB | RO | no data | MANUAL | DWT | 3000D | no data | no data | no data | 1/2" | no data
no data | 00‐VDWT902 | no data | WTB | RO | no data | MANUAL | DWT | 3000D | no data | no data | no data | 1/2" | no data
no data | 00‐VDWT903 | no data | WTB | RO | no data | MANUAL | DWT | 3000D | no data | no data | no data | 1/2" | no data
no data | 00‐VDWT904 | no data | WTB | RO | no data | MANUAL | DWT | 3000D | no data | no data | no data | 1/2" | no data
no data | 00‐VDWT905 | no data | WTB | RO | no data | MANUAL | DWT | 3000D | no data | no data | no data | 1/2" | no data
no data | 00‐VDWT906 | no data | WTB | RO | no data | MANUAL | DWT | 3000D | no data | no data | no data | 1/2" | no data
no data | 00‐VDWT907 | no data | WTB | RO | no data | MANUAL | DWT | 3000D | no data | no data | no data | 1/2" | no data
no data | 00‐VDWT908 | no data | WTB | RO | no data | MANUAL | DWT | 3000D | no data | no data | no data | 1/2" | no data
no data | 00‐VDWT909 | no data | WTB | RO | no data | MANUAL | DWT | 3000D | no data | no data | no data | 1/2" | no data
no data | 00‐VDWT910 | no data | WTB | RO | no data | MANUAL | DWT | 3000D | no data | no data | no data | 1/2" | no data
no data | 00‐VDWT986 | no data | WTB | RO | no data | MANUAL | DWT | 3000D | no data | no data | no data | 1/2" | no data
no data | 00‐BPV‐DWT805 | no data | WTB | RO | no data | MANUAL | DWT | 3000D | no data | no data | no data | 1/2" | no data
no data | 0‐PRV‐DWT805 | no data | WTB | RO | no data | AUTOMATIC | DWT | 3000D | no data | no data | no data | 1/2" | no data
no data | 0‐PRV‐DWT806 | no data | WTB | RO | no data | AUTOMATIC | DWT | 3000D | no data | no data | no data |  | no data
no data | 02MPV01AA001 | no data | no data | no data | no data | Gate valve | MBSHI | LP-01191 | no data | no data | LO | 3" | no data
no data | 02MPV01AA002 | no data | no data | no data | no data | Globe valve | MBSHI | LP-01191 | no data | no data | LO | 1" | no data
no data | 02MPV01AA003 | no data | no data | no data | no data | Ball valve | MBSHI | LP-01191 | no data | no data | LO | 3" | no data
no data | 02MPV01AA004 | no data | no data | no data | no data | Gate valve | MBSHI | LP-01191 | no data | no data | LO | 3" | no data
no data | 02MPV01AA013 | no data | no data | no data | no data | Gate valve | MBSHI | LP-01191 | no data | no data | LO | 2-1/2" | no data
no data | 02MPV01AA101 | no data | no data | no data | no data | Check valve | MBSHI | LP-01191 | no data | no data | LO | 8" | no data
no data | 02MPV01AA102 | no data | no data | no data | no data | Check valve | MBSHI | LP-01191 | no data | no data | LO | 8" | no data
no data | 02MPV01AA109 | no data | no data | no data | no data | Needle valve | MBSHI | LP-01191 | no data | no data | LO | 1/2" | no data
no data | 02MPV01AA114 | no data | no data | no data | no data | Gate valve | MBSHI | LP-01191 | no data | no data | LO | 2-1/2" | no data
no data | 02MPV01AA125 | no data | no data | no data | no data | Ball valve | MBSHI | LP-01191 | no data | no data | LO | 3/4" | no data
no data | 02MPV01AA401 | no data | no data | no data | no data | Check valve | MBSHI | LP-01191 | no data | no data | LO | 8" | no data
no data | 02MPV01AA801 | no data | no data | no data | no data | Gate valve | MBSHI | LP-01191 | no data | no data | LO | 3/4" | no data
no data | 02MPV01AA802 | no data | no data | no data | no data | Gate valve | MBSHI | LP-01191 | no data | no data | LO | 3/4" | no data
no data | 02MPV01AA803 | no data | no data | no data | no data | Gate valve | MBSHI | LP-01191 | no data | no data | LO | 2" | no data
no data | 02MPV01AA804 | no data | no data | no data | no data | Gate valve | MBSHI | LP-01191 | no data | no data | LO | 2" | no data
no data | 02MPV01AA812 | no data | no data | no data | no data | Gate valve | MBSHI | LP-01191 | no data | no data | LO | 3/4" | no data
no data | 02MPV01AA813 | no data | no data | no data | no data | Gate valve | MBSHI | LP-01191 | no data | no data | LO | 3/4" | no data
no data | 02MPV01AA814 | no data | no data | no data | no data | Gate valve | MBSHI | LP-01191 | no data | no data | LO | 3/4" | no data
no data | 02MPV01AA815 | no data | no data | no data | no data | Gate valve | MBSHI | LP-01191 | no data | no data | LO | 3/4" | no data
no data | 02MPV01AA816 | no data | no data | no data | no data | Gate valve | MBSHI | LP-01191 | no data | no data | LO | 3/4" | no data
no data | 02MPV01AA817 | no data | no data | no data | no data | Gate valve | MBSHI | LP-01191 | no data | no data | LO | 3/4" | no data
no data | 02MPV01AA821 | no data | no data | no data | no data | Gate valve | MBSHI | LP-01191 | no data | no data | LO | 3/4" | no data
no data | 02MPV01AA822 | no data | no data | no data | no data | Gate valve | MBSHI | LP-01191 | no data | no data | LO | 3/4" | no data
no data | 02MPV01AA823 | no data | no data | no data | no data | Gate valve | MBSHI | LP-01191 | no data | no data | LO | 3/4" | no data
no data | 02MPV01AA824 | no data | no data | no data | no data | Gate valve | MBSHI | LP-01191 | no data | no data | LO | 3/4" | no data
no data | 02MPV01AA841 | no data | no data | no data | no data | Gate valve | MBSHI | LP-01191 | no data | no data | LO | 3/4" | no data
no data | 02MPV01AA851 | no data | no data | no data | no data | Gate valve | MBSHI | LP-01191 | no data | no data | LO | 3/4" | no data
no data | 02MPV01AA852 | no data | no data | no data | no data | Gate valve | MBSHI | LP-01191 | no data | no data | LO | 3/4" | no data
no data | 02MPV01AA911 | no data | no data | no data | no data | Globe valve | MBSHI | LP-01191 | no data | no data | LO | 1-1/2" | no data
no data | 02MPV01AA912 | no data | no data | no data | no data | Globe valve | MBSHI | LP-01191 | no data | no data | LO | 1-1/2" | no data
no data | 02MPV01AA914 | no data | no data | no data | no data | Globe valve | MBSHI | LP-01191 | no data | no data | LO | 1-1/2" | no data
no data | 02MPV01AA915 | no data | no data | no data | no data | Globe valve | MBSHI | LP-01191 | no data | no data | LO | 1-1/2" | no data
no data | 02MPV01AA918 | no data | no data | no data | no data | Globe valve | MBSHI | LP-01191 | no data | no data | LO | 1" | no data
no data | 02MPV01AA919 | no data | no data | no data | no data | Globe valve | MBSHI | LP-01191 | no data | no data | LO | 1" | no data
no data | 02MPV01AA930 | no data | no data | no data | no data | Globe valve | MBSHI | LP-01191 | no data | no data | LO | 1" | no data
no data | 02MPV21AA101 | no data | no data | no data | no data | Gate valve | MBSHI | LP-01191 | no data | no data | LO | 3" | no data
no data | 02MBV02AA832 | no data | no data | no data | no data | Gate valve | MBSHI | LP-01192 | no data | no data | LO | 1" | no data
no data | 02MBV03AA811 | no data | no data | no data | no data | Globe valve | MBSHI | LP-01192 | no data | no data | LO | 1/4" | no data
no data | 02MBV03AA812 | no data | no data | no data | no data | Gate valve | MBSHI | LP-01192 | no data | no data | LO | 1/4" | no data
no data | 02MBV03AA813 | no data | no data | no data | no data | Gate valve | MBSHI | LP-01192 | no data | no data | AC | 1/4" | no data
no data | 02MBV03AA827 | no data | no data | no data | no data | Globe valve | MBSHI | LP-01192 | no data | no data | LO | 1" | no data
no data | 02MBV05AA923 | no data | no data | no data | no data | Gate valve | MBSHI | LP-01192 | no data | no data | LO | 1" | no data
no data | 02MPV01AA107 | no data | no data | no data | no data | Globe valve | MBSHI | LP-01192 | no data | no data | LO | 1/2" | no data
no data | 02MPV01AA108 | no data | no data | no data | no data | Globe valve | MBSHI | LP-01192 | no data | no data | LO | 1/2" | no data
no data | 02MPV01AA110 | no data | no data | no data | no data | Globe valve | MBSHI | LP-01192 | no data | no data | LO | 1/2" | no data
no data | 02MPV01AA201 | no data | no data | no data | no data | Globe valve | MBSHI | LP-01192 | no data | no data | LO | 3/4" | no data
no data | 02MPV01AA202 | no data | no data | no data | no data | Globe valve | MBSHI | LP-01192 | no data | no data | LO | 3/4" | no data
no data | 02MPV01AA203 | no data | no data | no data | no data | Globe valve | MBSHI | LP-01192 | no data | no data | LO | 3/4" | no data
no data | 02MPV01AA204 | no data | no data | no data | no data | Globe valve | MBSHI | LP-01192 | no data | no data | LO | 3/4" | no data
no data | 02MPV01AA842 | no data | no data | no data | no data | Needle valve | MBSHI | LP-01192 | no data | no data | LO | 8" | no data
no data | 02MPV01AA843 | no data | no data | no data | no data | Globe valve | MBSHI | LP-01192 | no data | no data | LO | 1/2" | no data
no data | 02MPV01AA105 | no data | no data | no data | no data | 3-way globe valve | MBSHI | LP-01193 | no data | no data | LO | 10" | no data
no data | 02MPV01AA106 | no data | no data | no data | no data | Ball valve | MBSHI | LP-01193 | no data | no data | LO | 1" | no data
no data | 02MPV01AA501 | no data | no data | no data | no data | Ball valve | MBSHI | LP-01193 | no data | no data | LO | 1-1/2" | no data
no data | 02MPV01AA502 | no data | no data | no data | no data | Ball valve | MBSHI | LP-01193 | no data | no data | LO | 1-1/2" | no data
no data | 02MPV01AA503 | no data | no data | no data | no data | Ball valve | MBSHI | LP-01193 | no data | no data | LO | 1-1/2" | no data
no data | 02MPV01AA512 | no data | no data | no data | no data | 3-way globe valve | MBSHI | LP-01193 | no data | no data | LO | 10" | no data
no data | 02MPV01AA902 | no data | no data | no data | no data | Gate valve | MBSHI | LP-01193 | no data | no data | LO | 1" | no data
no data | 02MPV01AA903 | no data | no data | no data | no data | Gate valve | MBSHI | LP-01193 | no data | no data | LO | 1" | no data
no data | 02MPV01AA905 | no data | no data | no data | no data | Globe valve | MBSHI | LP-01193 | no data | no data | LO | 1/2" | no data
no data | 02MPV01AA906 | no data | no data | no data | no data | Globe valve | MBSHI | LP-01193 | no data | no data | LO | 1/2" | no data
no data | 02MPV01AA907 | no data | no data | no data | no data | Globe valve | MBSHI | LP-01193 | no data | no data | LO | 1/2" | no data
no data | 02MPV01AA910 | no data | no data | no data | no data | Gate valve | MBSHI | LP-01193 | no data | no data | LO | 1" | no data
no data | 02MPV01AA920 | no data | no data | no data | no data | Ball valve | MBSHI | LP-01193 | no data | no data | LO | 1" | no data
no data | 02MPV01AA931 | no data | no data | no data | no data | Gate valve | MBSHI | LP-01193 | no data | no data | LO | 1" | no data
no data | 02MPV01AA932 | no data | no data | no data | no data | Gate valve | MBSHI | LP-01193 | no data | no data | LO | 1" | no data
no data | 02MPV03AA201 | no data | no data | no data | no data | Butterfly valve | MBSHI | LP-01194 | no data | no data | LO | 10" | no data
no data | 02MPV03AA202 | no data | no data | no data | no data | Butterfly valve | MBSHI | LP-01194 | no data | no data | LO | 10" | no data
no data | 02MPV03AA204 | no data | no data | no data | no data | Butterfly valve | MBSHI | LP-01194 | no data | no data | LO | 10" | no data
no data | 02MPV03AA207 | no data | no data | no data | no data | Butterfly valve | MBSHI | LP-01194 | no data | no data | LO | 10" | no data
no data | 02MPV03AA208 | no data | no data | no data | no data | Butterfly valve | MBSHI | LP-01194 | no data | no data | LO | 10" | no data
no data | 02MPV03AA301 | no data | no data | no data | no data | Check valve | MBSHI | LP-01194 | no data | no data | LO | 10" | no data
no data | 02MPV03AA302 | no data | no data | no data | no data | Check valve | MBSHI | LP-01194 | no data | no data | LO | 10" | no data
no data | 02MPV03AA801 | no data | no data | no data | no data | Ball valve | MBSHI | LP-01194 | no data | no data | LO | 3/4" | no data
no data | 02MPV03AA802 | no data | no data | no data | no data | Ball valve | MBSHI | LP-01194 | no data | no data | LO | 3/4" | no data
no data | 02MPV03AA902 | no data | no data | no data | no data | Ball valve | MBSHI | LP-01194 | no data | no data | LO | 1" | no data
no data | 02MPV03AA903 | no data | no data | no data | no data | Ball valve | MBSHI | LP-01194 | no data | no data | LO | 1" | no data
no data | 02MPV21AA103 | no data | no data | no data | no data | Check valve | MBSHI | LP-01195 | no data | no data | LO | 1-1/2" | no data
no data | 02MPV21AA106 | no data | no data | no data | no data | Gate valve | MBSHI | LP-01195 | no data | no data | LO | 1-1/2" | no data
no data | 02MPV21AA108 | no data | no data | no data | no data | Gate valve | MBSHI | LP-01195 | no data | no data | LO | 1-1/2" | no data
no data | 02MPV21AA801 | no data | no data | no data | no data | Ball valve | MBSHI | LP-01195 | no data | no data | LO | 3/4" | no data
no data | 02MPV21AA802 | no data | no data | no data | no data | Ball valve | MBSHI | LP-01195 | no data | no data | LO | 3/4" | no data
no data | 02MPV21AA803 | no data | no data | no data | no data | Globe valve | MBSHI | LP-01195 | no data | no data | LO | 3/4" | no data
no data | 02MPV21AA804 | no data | no data | no data | no data | Globe valve | MBSHI | LP-01195 | no data | no data | LO | 3/4" | no data
no data | 02MPV21AA807 | no data | no data | no data | no data | Needle valve | MBSHI | LP-01195 | no data | no data | LO | 1/2" | no data
no data | 02MPV21AA808 | no data | no data | no data | no data | Needle valve | MBSHI | LP-01195 | no data | no data | LO | 1/2" | no data
no data | 02MPV21AA809 | no data | no data | no data | no data | Ball valve | MBSHI | LP-01195 | no data | no data | LO | 3/4" | no data
no data | 02MPV21AA902 | no data | no data | no data | no data | Globe valve | MBSHI | LP-01195 | no data | no data | LO | 3/4" | no data
no data | 02MPV21AA903 | no data | no data | no data | no data | Gate valve | MBSHI | LP-01195 | no data | no data | LO | 3/4" | no data
no data | 02MPX01AA001 | no data | no data | no data | no data | Ball valve | MBSHI | LP-01196 | no data | no data | OH | 3" | no data
no data | 02MPX01AA004 | no data | no data | no data | no data | Ball valve | MBSHI | LP-01196 | no data | no data | OH | 3" | no data
no data | 02MPX01AA014 | no data | no data | no data | no data | Globe valve | MBSHI | LP-01196 | no data | no data | OH | 2" | no data
no data | 02MPX01AA015 | no data | no data | no data | no data | Check valve | MBSHI | LP-01196 | no data | no data | OH | 2" | no data
no data | 02MPX01AA053 | no data | no data | no data | no data | Check valve | MBSHI | LP-01196 | no data | no data | OH | 1/2" | no data
no data | 02MPX01AA054 | no data | no data | no data | no data | Check valve | MBSHI | LP-01196 | no data | no data | OH | 1/2" | no data
no data | 02MPX01AA102 | no data | no data | no data | no data | Ball valve | MBSHI | LP-01196 | no data | no data | OH | 1/4" | no data
no data | 02MPX01AA103 | no data | no data | no data | no data | Check valve | MBSHI | LP-01196 | no data | no data | OH | 1/4" | no data
no data | 02MPX01AA106 | no data | no data | no data | no data | Ball valve | MBSHI | LP-01196 | no data | no data | OH | 1/4" | no data
no data | 02MPX01AA107 | no data | no data | no data | no data | Check valve | MBSHI | LP-01196 | no data | no data | OH | 1/4" | no data
no data | 02MPX01AA114 | no data | no data | no data | no data | Check valve | MBSHI | LP-01196 | no data | no data | OH | 2" | no data
no data | 02MPX01AA115 | no data | no data | no data | no data | Ball valve | MBSHI | LP-01196 | no data | no data | OH | 1/2" | no data
no data | 02MPX01AA116 | no data | no data | no data | no data | Ball valve | MBSHI | LP-01196 | no data | no data | OH | 1/2" | no data
no data | 02MPX01AA118 | no data | no data | no data | no data | Ball valve | MBSHI | LP-01196 | no data | no data | OH | 1-1/2" | no data
no data | 02MPX01AA174 | no data | no data | no data | no data | Ball valve | MBSHI | LP-01196 | no data | no data | OH | 2" | no data
no data | 02MPX01AA177 | no data | no data | no data | no data | Ball valve | MBSHI | LP-01196 | no data | no data | OH | 2" | no data
no data | 02MPX01AA301 | no data | no data | no data | no data | Ball valve | MBSHI | LP-01196 | no data | no data | OH | 3/4" | no data
no data | 02MPX01AA306 | no data | no data | no data | no data | Ball valve | MBSHI | LP-01196 | no data | no data | OH | 1/2" | no data
no data | 02MPX01AA307 | no data | no data | no data | no data | Ball valve | MBSHI | LP-01196 | no data | no data | OH | 1/2" | no data
no data | 02MPX01AA801 | no data | no data | no data | no data | Needle valve | MBSHI | LP-01196 | no data | no data | OH | 1/2" | no data
no data | 02MPX01AA802 | no data | no data | no data | no data | Needle valve | MBSHI | LP-01196 | no data | no data | OH | 1/2" | no data
no data | 02MPX01AA805 | no data | no data | no data | no data | Needle valve | MBSHI | LP-01196 | no data | no data | OH | 1/2" | no data
no data | 02MPX01AA816 | no data | no data | no data | no data | Check valve | MBSHI | LP-01196 | no data | no data | OH | 2" | no data
no data | 02MPX01AA822 | no data | no data | no data | no data | Globe valve | MBSHI | LP-01196 | no data | no data | OH | 2" | no data
no data | 02MPX01AA823 | no data | no data | no data | no data | Globe valve | MBSHI | LP-01196 | no data | no data | OH | 2" | no data
no data | 02MPX01AA824 | no data | no data | no data | no data | Globe valve | MBSHI | LP-01196 | no data | no data | OH | 1/4" | no data
no data | 02MPX01AA850 | no data | no data | no data | no data | Ball valve | MBSHI | LP-01196 | no data | no data | OH | 3/4" | no data
no data | 02MPX01AA901 | no data | no data | no data | no data | Ball valve | MBSHI | LP-01196 | no data | no data | OH | 1-1/2" | no data
no data | 02MPX01AA902 | no data | no data | no data | no data | Globe valve | MBSHI | LP-01196 | no data | no data | OH | 1/2" | no data
no data | 02MPX01AA904 | no data | no data | no data | no data | Ball valve | MBSHI | LP-01196 | no data | no data | OH | 3/4" | no data
no data | 02MPX01AA905 | no data | no data | no data | no data | Ball valve | MBSHI | LP-01196 | no data | no data | OH | 3/4" | no data
no data | 02MPX01AA906 | no data | no data | no data | no data | Ball valve | MBSHI | LP-01196 | no data | no data | OH | 1-1/2" | no data
no data | 02MPX11AA041 | no data | no data | no data | no data | Ball valve | MBSHI | LP-01196 | no data | no data | OH | 2" | no data
no data | 02MPX11AA042. | no data | no data | no data | no data | Globe valve | MBSHI | LP-01196 | no data | no data | OH | 2" | no data
no data | 02MPX11AA043 | no data | no data | no data | no data | Check valve | MBSHI | LP-01196 | no data | no data | OH | 1" | no data
no data | 02MPX11AA044 | no data | no data | no data | no data | Globe valve | MBSHI | LP-01196 | no data | no data | OH | 1" | no data
no data | 02MPX11AA046 | no data | no data | no data | no data | Check valve | MBSHI | LP-01196 | no data | no data | OH | 1" | no data
no data | 02MPX11AA047 | no data | no data | no data | no data | Globe valve | MBSHI | LP-01196 | no data | no data | OH | 1" | no data
no data | 02MPX11AA301 | no data | no data | no data | no data | Ball valve | MBSHI | LP-01196 | no data | no data | OH | 2" | no data
no data | 02MPX11AA821 | no data | no data | no data | no data | Globe valve | MBSHI | LP-01196 | no data | no data | OH | 1" | no data
no data | 02PGG01AA111 | no data | no data | no data | no data | Ball valve | MBSHI | LP-01196 | no data | no data | CW | 1-1/2" | no data
no data | 02PGG02AA111 | no data | no data | no data | no data | Ball valve | MBSHI | LP-01196 | no data | no data | CW | 1-1/2" | no data
no data | 02MPX01AA140 | no data | no data | no data | no data | Gate valve | MBSHI | LP-01197 | no data | no data | OH | 1" | no data
no data | 02MPX01AA141 | no data | no data | no data | no data | Gate valve | MBSHI | LP-01197 | no data | no data | OH | 1" | no data
no data | 02MPX01AA240 | no data | no data | no data | no data | Gate valve | MBSHI | LP-01197 | no data | no data | OH | 1" | no data
no data | 02MPX01AA241 | no data | no data | no data | no data | Gate valve | MBSHI | LP-01197 | no data | no data | OH | 1" | no data
no data | 02MBP01AA801 | no data | no data | no data | no data | Ball valve | MBSHI | LP-01200 | no data | no data | GF | 1/2" | no data
no data | 02MBP01AA802 | no data | no data | no data | no data | Ball valve | MBSHI | LP-01200 | no data | no data | GF | 1/2" | no data
no data | 02MBP01AA820 | no data | no data | no data | no data | Gate valve | MBSHI | LP-01201 | no data | no data | GF | 2" | no data
no data | 02MBP01AA821 | no data | no data | no data | no data | Gate valve | MBSHI | LP-01201 | no data | no data | GF | 2" | no data
no data | 02MBP01AA822 | no data | no data | no data | no data | Gate valve | MBSHI | LP-01201 | no data | no data | GF | 2" | no data
no data | 02MBP01AA823 | no data | no data | no data | no data | Gate valve | MBSHI | LP-01201 | no data | no data | GF | 2" | no data
no data | 02MBP01AA830 | no data | no data | no data | no data | Gate valve | MBSHI | LP-01201 | no data | no data | GF | 2" | no data
no data | 02MBP01AA831 | no data | no data | no data | no data | Gate valve | MBSHI | LP-01201 | no data | no data | GF | 2" | no data
no data | 02MBP01AA832 | no data | no data | no data | no data | Gate valve | MBSHI | LP-01201 | no data | no data | GF | 2" | no data
no data | 02MBP01AA833 | no data | no data | no data | no data | Gate valve | MBSHI | LP-01201 | no data | no data | GF | 2" | no data
no data | 02MBP01AA922 | no data | no data | no data | no data | Gate valve | MBSHI | LP-01201 | no data | no data | GF | 3" | no data
no data | 02MBP01AA924 | no data | no data | no data | no data | Gate valve | MBSHI | LP-01201 | no data | no data | GF | 3" | no data
no data | 02MBP01AA932 | no data | no data | no data | no data | Gate valve | MBSHI | LP-01201 | no data | no data | GF | 3" | no data
no data | 02MBP01AA934 | no data | no data | no data | no data | Gate valve | MBSHI | LP-01201 | no data | no data | GF | 3" | no data
no data | 02MBP01AA842 | no data | no data | no data | no data | Gate valve | MBSHI | LP-01202 | no data | no data | GF | 1" | no data
no data | 02MBP01AA843 | no data | no data | no data | no data | Gate valve | MBSHI | LP-01202 | no data | no data | GF | 1" | no data
no data | 02MBP01AA844 | no data | no data | no data | no data | Gate valve | MBSHI | LP-01202 | no data | no data | GF | 1" | no data
no data | 02MBP01AA845 | no data | no data | no data | no data | Gate valve | MBSHI | LP-01202 | no data | no data | GF | 1" | no data
no data | 02MBP01AA907 | no data | no data | no data | no data | Gate valve | MBSHI | LP-01202 | no data | no data | GF | 1" | no data
no data | 02MBP01AA908 | no data | no data | no data | no data | Gate valve | MBSHI | LP-01202 | no data | no data | GF | 1" | no data
no data | 02MBP01AA909 | no data | no data | no data | no data | Gate valve | MBSHI | LP-01202 | no data | no data | GF | 1" | no data
no data | 02MBP01AA910 | no data | no data | no data | no data | Gate valve | MBSHI | LP-01202 | no data | no data | GF | 1" | no data
no data | 02MBP02AA801 | no data | no data | no data | no data | Gate valve | MBSHI | LP-01203 | no data | no data | GF | 3/4" | no data
no data | 02MBP02AA802 | no data | no data | no data | no data | Gate valve | MBSHI | LP-01203 | no data | no data | GF | 3/4" | no data
no data | 02MBP02AA803 | no data | no data | no data | no data | Gate valve | MBSHI | LP-01203 | no data | no data | GF | 3/4" | no data
no data | 02MBP02AA804 | no data | no data | no data | no data | Gate valve | MBSHI | LP-01203 | no data | no data | GF | 3/4" | no data
no data | 02MBP02AA805 | no data | no data | no data | no data | Gate valve | MBSHI | LP-01203 | no data | no data | GF | 3/4" | no data
no data | 02MBP02AA806 | no data | no data | no data | no data | Gate valve | MBSHI | LP-01203 | no data | no data | GF | 3/4" | no data
no data | 02QEF14AA743 | no data | no data | no data | no data | Check valve | MBSHI | LP-01203 | no data | no data | AP | 6" | no data
no data | 02QFF11AA202 | no data | no data | no data | no data | Needle valve | MBSHI | LP-01203 | no data | no data | AC | 1-1/2" | no data
no data | 02MBP03AA821 | no data | no data | no data | no data | Gate valve | MBSHI | LP-01205 | no data | no data | GF | 3/4" | no data
no data | 02MBP03AA822 | no data | no data | no data | no data | Gate valve | MBSHI | LP-01205 | no data | no data | GF | 3/4" | no data
no data | 02MBP03AA825 | no data | no data | no data | no data | Gate valve | MBSHI | LP-01205 | no data | no data | GF | 1" | no data
no data | 02MBP03AA826 | no data | no data | no data | no data | Gate valve | MBSHI | LP-01205 | no data | no data | GF | 1" | no data
no data | 02MBP03AA827 | no data | no data | no data | no data | Gate valve | MBSHI | LP-01205 | no data | no data | GF | 1" | no data
no data | 02MBP03AA828 | no data | no data | no data | no data | Gate valve | MBSHI | LP-01205 | no data | no data | GF | 1" | no data
no data | 02MBP03AA910 | no data | no data | no data | no data | Gate valve | MBSHI | LP-01205 | no data | no data | GF | 1" | no data
no data | 02MBP03AA911 | no data | no data | no data | no data | Gate valve | MBSHI | LP-01205 | no data | no data | GF | 1" | no data
no data | 02MBP03AA831 | no data | no data | no data | no data | Gate valve | MBSHI | LP-01206 | no data | no data | GF | 3/4" | no data
no data | 02MBP03AA832 | no data | no data | no data | no data | Gate valve | MBSHI | LP-01206 | no data | no data | GF | 3/4" | no data
no data | 02MBP03AA835 | no data | no data | no data | no data | Gate valve | MBSHI | LP-01206 | no data | no data | GF | 1" | no data
no data | 02MBP03AA836 | no data | no data | no data | no data | Gate valve | MBSHI | LP-01206 | no data | no data | GF | 1" | no data
no data | 02MBP03AA837 | no data | no data | no data | no data | Gate valve | MBSHI | LP-01206 | no data | no data | GF | 1" | no data
no data | 02MBP03AA838 | no data | no data | no data | no data | Gate valve | MBSHI | LP-01206 | no data | no data | GF | 1" | no data
no data | 02MBP03AA920 | no data | no data | no data | no data | Gate valve | MBSHI | LP-01206 | no data | no data | GF | 1" | no data
no data | 02MBP03AA921 | no data | no data | no data | no data | Gate valve | MBSHI | LP-01206 | no data | no data | GF | 1" | no data
no data | 02MBA01AA931 | no data | no data | no data | no data | Gate valve | MBSHI | LP-01207 | no data | no data | WC | 1-1/2" | no data
no data | 02MBA01AA932 | no data | no data | no data | no data | Gate valve | MBSHI | LP-01207 | no data | no data | WC | 1-1/2" | no data
no data | 02MBH05AA210 | no data | no data | no data | no data | Check valve | MBSHI | LP-01207 | no data | no data | GF | 3" | no data
no data | 02MBP03AA811 | no data | no data | no data | no data | Gate valve | MBSHI | LP-01207 | no data | no data | GF | 3/4" | no data
no data | 02MBP03AA812 | no data | no data | no data | no data | Gate valve | MBSHI | LP-01207 | no data | no data | GF | 3/4" | no data
no data | 02MBP03AA816 | no data | no data | no data | no data | Globe valve | MBSHI | LP-01207 | no data | no data | GF | 1" | no data
no data | 02MBP03AA817 | no data | no data | no data | no data | Globe valve | MBSHI | LP-01207 | no data | no data | GF | 1" | no data
no data | 02MBP03AA818 | no data | no data | no data | no data | Globe valve | MBSHI | LP-01207 | no data | no data | GF | 1" | no data
no data | 02MBP03AA819 | no data | no data | no data | no data | Globe valve | MBSHI | LP-01207 | no data | no data | GF | 1" | no data
no data | 02MBP03AA900 | no data | no data | no data | no data | Gate valve | MBSHI | LP-01207 | no data | no data | GF | 1" | no data
no data | 02MBP03AA901 | no data | no data | no data | no data | Gate valve | MBSHI | LP-01207 | no data | no data | GF | 1" | no data
no data | 02MBP03AA201 | no data | no data | no data | no data | Check valve | MBSHI | LP-01208 | no data | no data | GF | 2" | no data
no data | 02MBP03AA800 | no data | no data | no data | no data | Gate valve | MBSHI | LP-01208 | no data | no data | GF | 3/4" | no data
no data | 02MBP03AA815 | no data | no data | no data | no data | Gate valve | MBSHI | LP-01208 | no data | no data | GF | 3/4" | no data
no data | 02MBP03AA845 | no data | no data | no data | no data | Gate valve | MBSHI | LP-01208 | no data | no data | GF | 1" | no data
no data | 02MBP03AA846 | no data | no data | no data | no data | Gate valve | MBSHI | LP-01208 | no data | no data | GF | 1" | no data
no data | 02MBP03AA847 | no data | no data | no data | no data | Gate valve | MBSHI | LP-01208 | no data | no data | GF | 1" | no data
no data | 02MBP03AA848 | no data | no data | no data | no data | Gate valve | MBSHI | LP-01208 | no data | no data | GF | 1" | no data
no data | 02MBP03AA930 | no data | no data | no data | no data | Gate valve | MBSHI | LP-01208 | no data | no data | GF | 1" | no data
no data | 02MBP03AA931 | no data | no data | no data | no data | Gate valve | MBSHI | LP-01208 | no data | no data | GF | 1" | no data
no data | 02MBP03AA851 | no data | no data | no data | no data | Gate valve | MBSHI | LP-01209 | no data | no data | GF | 3/4" | no data
no data | 02MBP03AA852 | no data | no data | no data | no data | Gate valve | MBSHI | LP-01209 | no data | no data | GF | 3/4" | no data
no data | 02MBP03AA855 | no data | no data | no data | no data | Gate valve | MBSHI | LP-01209 | no data | no data | GF | 1" | no data
no data | 02MBP03AA856 | no data | no data | no data | no data | Gate valve | MBSHI | LP-01209 | no data | no data | GF | 1" | no data
no data | 02MBP03AA857 | no data | no data | no data | no data | Gate valve | MBSHI | LP-01209 | no data | no data | GF | 1" | no data
no data | 02MBP03AA858 | no data | no data | no data | no data | Gate valve | MBSHI | LP-01209 | no data | no data | GF | 1" | no data
no data | 02MBP03AA940 | no data | no data | no data | no data | Gate valve | MBSHI | LP-01209 | no data | no data | GF | 1" | no data
no data | 02MBP03AA941 | no data | no data | no data | no data | Gate valve | MBSHI | LP-01209 | no data | no data | GF | 1" | no data
no data | 02MBH01AA001 | no data | no data | no data | no data | Needle valve | MBSHI | LP-01211 | no data | no data | AC | 2" | no data
no data | 02MBH01AA121 | no data | no data | no data | no data | Needle valve | MBSHI | LP-01211 | no data | no data | AC | 2" | no data
no data | 02MBH01AA821 | no data | no data | no data | no data | Gate valve | MBSHI | LP-01211 | no data | no data | AC | 3/4" | no data
no data | 02MBH01AA826 | no data | no data | no data | no data | Gate valve | MBSHI | LP-01211 | no data | no data | AC | 3/4" | no data
no data | 02QFF11AA116 | no data | no data | no data | no data | Needle valve | MBSHI | LP-01211 | no data | no data | IA | 1/2" | no data
no data | 02MBH05AA141 | no data | no data | no data | no data | Gate valve | MBSHI | LP-01214 | no data | no data | AC | 3" | no data
no data | 02MBH05AA142 | no data | no data | no data | no data | Globe valve | MBSHI | LP-01214 | no data | no data | AC | 3" | no data
no data | 02MBH05AA143 | no data | no data | no data | no data | Gate valve | MBSHI | LP-01214 | no data | no data | AC | 3" | no data
no data | 02MBH05AA101 | no data | no data | no data | no data | Globe valve | MBSHI | LP-01215 | no data | no data | AC | 10" | no data
no data | 02MBH05AA803 | no data | no data | no data | no data | Gate valve | MBSHI | LP-01215 | no data | no data | AC | 2" | no data
no data | 02MBH05AA804 | no data | no data | no data | no data | Gate valve | MBSHI | LP-01215 | no data | no data | AC | 2" | no data
no data | 02MBH05AA805 | no data | no data | no data | no data | Gate valve | MBSHI | LP-01215 | no data | no data | AC | 2" | no data
no data | 02MBH05AA806 | no data | no data | no data | no data | Gate valve | MBSHI | LP-01215 | no data | no data | AC | 2" | no data
no data | 02MBH05AA807 | no data | no data | no data | no data | Gate valve | MBSHI | LP-01215 | no data | no data | AC | 2" | no data
no data | 02MBH05AA808 | no data | no data | no data | no data | Gate valve | MBSHI | LP-01215 | no data | no data | AC | 2" | no data
no data | 02MBH05AA833 | no data | no data | no data | no data | Gate valve | MBSHI | LP-01215 | no data | no data | AC | 2" | no data
no data | 02MBH05AA834 | no data | no data | no data | no data | Gate valve | MBSHI | LP-01215 | no data | no data | AC | 2" | no data
no data | 02MBH05AA835 | no data | no data | no data | no data | Gate valve | MBSHI | LP-01215 | no data | no data | AC | 2" | no data
no data | 02MBH05AA836 | no data | no data | no data | no data | Gate valve | MBSHI | LP-01215 | no data | no data | AC | 2" | no data
no data | 02MBH05AA837 | no data | no data | no data | no data | Gate valve | MBSHI | LP-01215 | no data | no data | AC | 2" | no data
no data | 02MBH05AA838 | no data | no data | no data | no data | Gate valve | MBSHI | LP-01215 | no data | no data | AC | 2" | no data
no data | 02MBH05AA901 | no data | no data | no data | no data | Gate valve | MBSHI | LP-01215 | no data | no data | AC | 1" | no data
no data | 02MBH05AA902 | no data | no data | no data | no data | Gate valve | MBSHI | LP-01215 | no data | no data | AC | 1" | no data
no data | 02MBH05AA903 | no data | no data | no data | no data | Gate valve | MBSHI | LP-01215 | no data | no data | AC | 1" | no data
no data | 02MBH05AA904 | no data | no data | no data | no data | Gate valve | MBSHI | LP-01215 | no data | no data | AC | 1" | no data
no data | 02MBH05AA905 | no data | no data | no data | no data | Gate valve | MBSHI | LP-01215 | no data | no data | AC | 1" | no data
no data | 02MBH05AA906 | no data | no data | no data | no data | Gate valve | MBSHI | LP-01215 | no data | no data | AC | 1" | no data
no data | 02MBH05AA907 | no data | no data | no data | no data | Gate valve | MBSHI | LP-01215 | no data | no data | AC | 1" | no data
no data | 02MBH05AA908 | no data | no data | no data | no data | Gate valve | MBSHI | LP-01215 | no data | no data | AC | 1" | no data
no data | 02MBH05AA909 | no data | no data | no data | no data | Gate valve | MBSHI | LP-01215 | no data | no data | AC | 1" | no data
no data | 02MBH05AA910 | no data | no data | no data | no data | Gate valve | MBSHI | LP-01215 | no data | no data | AC | 1" | no data
no data | 02MBH05AA915 | no data | no data | no data | no data | Gate valve | MBSHI | LP-01215 | no data | no data | AC | 1" | no data
no data | 02MBH05AA917 | no data | no data | no data | no data | Gate valve | MBSHI | LP-01215 | no data | no data | AC | 1" | no data
no data | 02MBH05AA918 | no data | no data | no data | no data | Gate valve | MBSHI | LP-01215 | no data | no data | AC | 1" | no data
no data | 02QFF11AA302 | no data | no data | no data | no data | Check valve | MBSHI | LP-01215 | no data | no data | IA | 1" | no data
no data | 02QFF11AA303 | no data | no data | no data | no data | Globe valve | MBSHI | LP-01215 | no data | no data | IA | 1" | no data
no data | 02MBA01AA813 | no data | no data | no data | no data | Gate valve | MBSHI | LP-01216 | no data | no data | AC | 3/4" | no data
no data | 02MBA01AA815 | no data | no data | no data | no data | Gate valve | MBSHI | LP-01216 | no data | no data | AC | 3/4" | no data
no data | 02MBA01AA817 | no data | no data | no data | no data | Gate valve | MBSHI | LP-01216 | no data | no data | AC | 3/4" | no data
no data | 02MBA01AA821 | no data | no data | no data | no data | Needle valve | MBSHI | LP-01216 | no data | no data | AC | 1/4" | no data
no data | 02L01AA811 | no data | no data | no data | no data | Needle valve | MBSHI | LP-01216 | no data | no data | AC | 1/4" | no data
no data | 02MBR01AA803 | no data | no data | no data | no data | Gate valve | MBSHI | LP-01216 | no data | no data | EG | 3/4" | no data
no data | 02MBR01AA804 | no data | no data | no data | no data | Gate valve | MBSHI | LP-01216 | no data | no data | EG | 3/4" | no data
no data | 02MBR01AA805 | no data | no data | no data | no data | Gate valve | MBSHI | LP-01216 | no data | no data | EG | 3/4" | no data
no data | 02MBH01AA921 | no data | no data | no data | no data | Gate valve | MBSHI | LP-01217 | no data | no data | AC | 1" | no data
no data | 02MBH01AA922 | no data | no data | no data | no data | Gate valve | MBSHI | LP-01217 | no data | no data | AC | 1" | no data
no data | 02MBH01AA941 | no data | no data | no data | no data | Gate valve | MBSHI | LP-01217 | no data | no data | AC | 1" | no data
no data | 02MBH01AA942 | no data | no data | no data | no data | Gate valve | MBSHI | LP-01217 | no data | no data | AC | 1" | no data
no data | 02MBH01AA943 | no data | no data | no data | no data | Gate valve | MBSHI | LP-01217 | no data | no data | AC | 1" | no data
no data | 02MBH01AA944 | no data | no data | no data | no data | Gate valve | MBSHI | LP-01217 | no data | no data | AC | 1" | no data
no data | 02MBH04AA811 | no data | no data | no data | no data | Gate valve | MBSHI | LP-01217 | no data | no data | CW | 2" | no data
no data | 02MBH04AA812 | no data | no data | no data | no data | Gate valve | MBSHI | LP-01217 | no data | no data | CW | 2" | no data
no data | 02MBH04AA813 | no data | no data | no data | no data | Gate valve | MBSHI | LP-01217 | no data | no data | CW | 2" | no data
no data | 02MBH04AA814 | no data | no data | no data | no data | Gate valve | MBSHI | LP-01217 | no data | no data | CW | 2" | no data
no data | 02MBH04AA815 | no data | no data | no data | no data | Gate valve | MBSHI | LP-01217 | no data | no data | CW | 2" | no data
no data | 02MBH04AA816 | no data | no data | no data | no data | Gate valve | MBSHI | LP-01217 | no data | no data | CW | 2" | no data
no data | 02MBH04AA911 | no data | no data | no data | no data | Gate valve | MBSHI | LP-01217 | no data | no data | AC | 1" | no data
no data | 02MBH04AA912 | no data | no data | no data | no data | Gate valve | MBSHI | LP-01217 | no data | no data | AC | 1" | no data
no data | 02MBH04AA913 | no data | no data | no data | no data | Gate valve | MBSHI | LP-01217 | no data | no data | AC | 1" | no data
no data | 02MBH04AA914 | no data | no data | no data | no data | Gate valve | MBSHI | LP-01217 | no data | no data | AC | 1" | no data
no data | 02MBH04AA915 | no data | no data | no data | no data | Gate valve | MBSHI | LP-01217 | no data | no data | AC | 1" | no data
no data | 02MBH04AA916 | no data | no data | no data | no data | Gate valve | MBSHI | LP-01217 | no data | no data | AC | 1" | no data
no data | 02MBH04AA917 | no data | no data | no data | no data | Gate valve | MBSHI | LP-01217 | no data | no data | AC | 1" | no data
no data | 02MBH04AA918 | no data | no data | no data | no data | Gate valve | MBSHI | LP-01217 | no data | no data | AC | 1" | no data
no data | 02MBH06AA801 | no data | no data | no data | no data | Gate valve | MBSHI | LP-01218 | no data | no data | AC | 3/4" | no data
no data | 02MBH06AA802 | no data | no data | no data | no data | Gate valve | MBSHI | LP-01218 | no data | no data | AC | 1/2" | no data
no data | 02MBH06AA803 | no data | no data | no data | no data | Gate valve | MBSHI | LP-01218 | no data | no data | AC | 3/4" | no data
no data | 02MBH06AA806 | no data | no data | no data | no data | Globe valve | MBSHI | LP-01218 | no data | no data | AC | 1/2" | no data
no data | 02MBH06AA807 | no data | no data | no data | no data | Globe valve | MBSHI | LP-01218 | no data | no data | AC | 1/2" | no data
no data | 02MBH06AA808 | no data | no data | no data | no data | Globe valve | MBSHI | LP-01218 | no data | no data | AC | 1/2" | no data
no data | 02MBH06AA809 | no data | no data | no data | no data | Globe valve | MBSHI | LP-01218 | no data | no data | AC | 1/2" | no data
no data | 02MBH06AA819 | no data | no data | no data | no data | Gate valve | MBSHI | LP-01218 | no data | no data | AC | 1/2" | no data
no data | 02MBH06AA820 | no data | no data | no data | no data | Gate valve | MBSHI | LP-01218 | no data | no data | AC | 1/2" | no data
no data | 02MBH06AA821 | no data | no data | no data | no data | Gate valve | MBSHI | LP-01218 | no data | no data | AC | 1/2" | no data
no data | 02MBH06AA822 | no data | no data | no data | no data | Gate valve | MBSHI | LP-01218 | no data | no data | AC | 1/2" | no data
no data | 02MBH06AA823 | no data | no data | no data | no data | Gate valve | MBSHI | LP-01218 | no data | no data | AC | 1/2" | no data
no data | 02MBH06AA824 | no data | no data | no data | no data | Gate valve | MBSHI | LP-01218 | no data | no data | AC | 1/2" | no data
no data | 02MBH06AA826 | no data | no data | no data | no data | Gate valve | MBSHI | LP-01218 | no data | no data | AC | 3/4" | no data
no data | 02MBH06AA827 | no data | no data | no data | no data | Gate valve | MBSHI | LP-01218 | no data | no data | AC | 1/2" | no data
no data | 02MBH06AA828 | no data | no data | no data | no data | Gate valve | MBSHI | LP-01218 | no data | no data | AC | 3/4" | no data
no data | 02MBH06AA829 | no data | no data | no data | no data | Gate valve | MBSHI | LP-01218 | no data | no data | AC | 3/4" | no data
no data | 02MBH06AA830 | no data | no data | no data | no data | Globe valve | MBSHI | LP-01218 | no data | no data | AC | 1/2" | no data
no data | 02MBH06AA831 | no data | no data | no data | no data | Globe valve | MBSHI | LP-01218 | no data | no data | AC | 1/2" | no data
no data | 02MBH06AA832 | no data | no data | no data | no data | Globe valve | MBSHI | LP-01218 | no data | no data | AC | 1/2" | no data
no data | 02MBH06AA833 | no data | no data | no data | no data | Globe valve | MBSHI | LP-01218 | no data | no data | AC | 1/2" | no data
no data | 02MBH06AA840 | no data | no data | no data | no data | Gate valve | MBSHI | LP-01218 | no data | no data | AC | 3/4" | no data
no data | 02MBH06AA842 | no data | no data | no data | no data | Check valve | MBSHI | LP-01218 | no data | no data | AC | 8" | no data
no data | 02MBH06AA843 | no data | no data | no data | no data | Gate valve | MBSHI | LP-01218 | no data | no data | AC | 8" | no data
no data | 02MBH06AA844 | no data | no data | no data | no data | Gate valve | MBSHI | LP-01218 | no data | no data | AC | 8" | no data
no data | 02MBH06AA861 | no data | no data | no data | no data | Gate valve | MBSHI | LP-01218 | no data | no data | AC | 2" | no data
no data | 02MBH06AA862 | no data | no data | no data | no data | Gate valve | MBSHI | LP-01218 | no data | no data | AC | 2" | no data
no data | 02MBH06AA863 | no data | no data | no data | no data | Gate valve | MBSHI | LP-01218 | no data | no data | AC | 2" | no data
no data | 02MBH06AA864 | no data | no data | no data | no data | Gate valve | MBSHI | LP-01218 | no data | no data | AC | 2" | no data
no data | 02MBH06AA865 | no data | no data | no data | no data | Gate valve | MBSHI | LP-01218 | no data | no data | AC | 2" | no data
no data | 02MBH06AA866 | no data | no data | no data | no data | Gate valve | MBSHI | LP-01218 | no data | no data | AC | 2" | no data
no data | 02MBH06AA872 | no data | no data | no data | no data | Check valve | MBSHI | LP-01218 | no data | no data | AC | 8" | no data
no data | 02MBH06AA873 | no data | no data | no data | no data | Gate valve | MBSHI | LP-01218 | no data | no data | AC | 8" | no data
no data | 02MBH06AA874 | no data | no data | no data | no data | Gate valve | MBSHI | LP-01218 | no data | no data | AC | 8" | no data
no data | 02MBH06AA881 | no data | no data | no data | no data | Gate valve | MBSHI | LP-01218 | no data | no data | AC | 1" | no data
no data | 02MBH06AA882 | no data | no data | no data | no data | Gate valve | MBSHI | LP-01218 | no data | no data | AC | 1" | no data
no data | 02MBH06AA926 | no data | no data | no data | no data | Gate valve | MBSHI | LP-01218 | no data | no data | AC | 1" | no data
no data | 02QFF11AA032 | no data | no data | no data | no data | Check valve | MBSHI | LP-01218 | no data | no data | AC | 1" | no data
no data | 02QFF11AA033 | no data | no data | no data | no data | Globe valve | MBSHI | LP-01218 | no data | no data | AC | 1" | no data
no data | 02MBH06AA814 | no data | no data | no data | no data | Gate valve | MBSHI | LP-01219 | no data | no data | AC | 3/4" | no data
no data | 02MBH06AA815 | no data | no data | no data | no data | Gate valve | MBSHI | LP-01219 | no data | no data | AC | 3/4" | no data
no data | 02MBH06AA816 | no data | no data | no data | no data | Gate valve | MBSHI | LP-01219 | no data | no data | AC | 3/4" | no data
no data | 02MBH06AA817 | no data | no data | no data | no data | Gate valve | MBSHI | LP-01219 | no data | no data | AC | 3/4" | no data
no data | 02MBH06AA818 | no data | no data | no data | no data | Gate valve | MBSHI | LP-01219 | no data | no data | AC | 3/4" | no data
no data | 02MBH06AA825 | no data | no data | no data | no data | Gate valve | MBSHI | LP-01219 | no data | no data | AC | 3/4" | no data
no data | 02MBA11AA801 | no data | no data | no data | no data | Gate valve | MBSHI | LP-01220 | no data | no data | AR | 3/4" | no data
no data | 02MBA11AA802 | no data | no data | no data | no data | Gate valve | MBSHI | LP-01220 | no data | no data | AR | 3/4" | no data
no data | 02MBA11AA803 | no data | no data | no data | no data | Gate valve | MBSHI | LP-01220 | no data | no data | AR | 3/4" | no data
no data | 02MBA11AA804 | no data | no data | no data | no data | Gate valve | MBSHI | LP-01220 | no data | no data | AR | 3/4" | no data
no data | 02MBA11AA805 | no data | no data | no data | no data | Gate valve | MBSHI | LP-01220 | no data | no data | AR | 3/4" | no data
no data | 02MBA11AA806 | no data | no data | no data | no data | Gate valve | MBSHI | LP-01220 | no data | no data | AR | 3/4" | no data
no data | 02L01AA801 | no data | no data | no data | no data | Ball valve | MBSHI | LP-01220 | no data | no data | AR | 1/2" | no data
no data | 02L01AA802 | no data | no data | no data | no data | Ball valve | MBSHI | LP-01220 | no data | no data | AR | 1/2" | no data
no data | 02L01AA803 | no data | no data | no data | no data | Ball valve | MBSHI | LP-01220 | no data | no data | AR | 1/2" | no data
no data | 02L01AA804 | no data | no data | no data | no data | Ball valve | MBSHI | LP-01220 | no data | no data | AR | 3/8" | no data
no data | 02L01AA805 | no data | no data | no data | no data | Ball valve | MBSHI | LP-01220 | no data | no data | AR | 3/8" | no data
no data | 02L01AA806 | no data | no data | no data | no data | Ball valve | MBSHI | LP-01220 | no data | no data | AR | 3/8" | no data
no data | 02L01AA807 | no data | no data | no data | no data | Ball valve | MBSHI | LP-01220 | no data | no data | AR | 3/8" | no data
no data | 02L01AA808 | no data | no data | no data | no data | Ball valve | MBSHI | LP-01220 | no data | no data | AR | 3/8" | no data
no data | 02L01AA809 | no data | no data | no data | no data | Ball valve | MBSHI | LP-01220 | no data | no data | AR | 3/8" | no data
no data | 02QEF13AA101 | no data | no data | no data | no data | Globe valve | MBSHI | LP-01221 | no data | no data | AP | 6" | no data
no data | 02QEF13AA801 | no data | no data | no data | no data | Gate valve | MBSHI | LP-01221 | no data | no data | AP | 1" | no data
no data | 02L03AA811 | no data | no data | no data | no data | Globe valve | MBSHI | LP-01222 | no data | no data | AC | 3/4" | no data
no data | 02L03AA901 | no data | no data | no data | no data | Gate valve | MBSHI | LP-01222 | no data | no data | AC | 1" | no data
no data | 02L03AA903 | no data | no data | no data | no data | Gate valve | MBSHI | LP-01222 | no data | no data | AC | 1" | no data
no data | 02L03AA904 | no data | no data | no data | no data | Gate valve | MBSHI | LP-01222 | no data | no data | AC | 1" | no data
no data | 02L03AA921 | no data | no data | no data | no data | Gate valve | MBSHI | LP-01222 | no data | no data | AC | 1" | no data
no data | 02L03AA922 | no data | no data | no data | no data | Gate valve | MBSHI | LP-01222 | no data | no data | AC | 1" | no data
no data | 02L03AA923 | no data | no data | no data | no data | Gate valve | MBSHI | LP-01222 | no data | no data | AC | 1" | no data
no data | 02L03AA924 | no data | no data | no data | no data | Gate valve | MBSHI | LP-01222 | no data | no data | AC | 1" | no data
no data | 02L03AA931 | no data | no data | no data | no data | Gate valve | MBSHI | LP-01222 | no data | no data | AC | 1" | no data
no data | 02L03AA932 | no data | no data | no data | no data | Gate valve | MBSHI | LP-01222 | no data | no data | AC | 1" | no data
no data | 02L03AA933 | no data | no data | no data | no data | Gate valve | MBSHI | LP-01222 | no data | no data | AC | 1" | no data
no data | 02L03AA934 | no data | no data | no data | no data | Gate valve | MBSHI | LP-01222 | no data | no data | AC | 1" | no data
no data | 02MBA01AA907 | no data | no data | no data | no data | Gate valve | MBSHI | LP-01225 | no data | no data | AC | 1" | no data
no data | 02MBA01AA908 | no data | no data | no data | no data | Gate valve | MBSHI | LP-01225 | no data | no data | AC | 1" | no data
no data | 02MBA01AA913 | no data | no data | no data | no data | Gate valve | MBSHI | LP-01225 | no data | no data | AC | 1" | no data
no data | 02MBA01AA914 | no data | no data | no data | no data | Gate valve | MBSHI | LP-01225 | no data | no data | AC | 1" | no data
no data | 02MBA01AA915 | no data | no data | no data | no data | Gate valve | MBSHI | LP-01225 | no data | no data | AC | 1" | no data
no data | 02MBA01AA916 | no data | no data | no data | no data | Gate valve | MBSHI | LP-01225 | no data | no data | AC | 1" | no data
no data | 02MBA01AA917 | no data | no data | no data | no data | Gate valve | MBSHI | LP-01225 | no data | no data | AC | 1" | no data
no data | 02MBA01AA920 | no data | no data | no data | no data | Gate valve | MBSHI | LP-01225 | no data | no data | AC | 1" | no data
no data | 02MBA01AA921 | no data | no data | no data | no data | Gate valve | MBSHI | LP-01225 | no data | no data | AC | 1" | no data
no data | 02MBA01AA922 | no data | no data | no data | no data | Gate valve | MBSHI | LP-01225 | no data | no data | AC | 1" | no data
no data | 02MBA01AA923 | no data | no data | no data | no data | Gate valve | MBSHI | LP-01225 | no data | no data | AC | 1" | no data
no data | 02MBA01AA924 | no data | no data | no data | no data | Gate valve | MBSHI | LP-01225 | no data | no data | AC | 1" | no data
no data | 02MBA01AA925 | no data | no data | no data | no data | Gate valve | MBSHI | LP-01225 | no data | no data | AC | 1" | no data
no data | 02MBA01AA941 | no data | no data | no data | no data | Gate valve | MBSHI | LP-01225 | no data | no data | AC | 1" | no data
no data | 02MBA01AA942 | no data | no data | no data | no data | Gate valve | MBSHI | LP-01225 | no data | no data | AC | 1" | no data
no data | 02MBA01AA943 | no data | no data | no data | no data | Gate valve | MBSHI | LP-01225 | no data | no data | AC | 1" | no data
no data | 02MBA01AA944 | no data | no data | no data | no data | Gate valve | MBSHI | LP-01225 | no data | no data | AC | 1" | no data
no data | 02MBH01AA901 | no data | no data | no data | no data | Gate valve | MBSHI | LP-01225 | no data | no data | AC | 1" | no data
no data | 02MBH01AA902 | no data | no data | no data | no data | Gate valve | MBSHI | LP-01225 | no data | no data | AC | 1" | no data
no data | 02MBH01AA903 | no data | no data | no data | no data | Gate valve | MBSHI | LP-01225 | no data | no data | AC | 1" | no data
no data | 02MBH01AA904 | no data | no data | no data | no data | Gate valve | MBSHI | LP-01225 | no data | no data | AC | 1" | no data
no data | 02MBH02AA903 | no data | no data | no data | no data | Gate valve | MBSHI | LP-01225 | no data | no data | AC | 1" | no data
no data | 02MBH02AA904 | no data | no data | no data | no data | Gate valve | MBSHI | LP-01225 | no data | no data | AC | 1" | no data
no data | 02MBH02AA905 | no data | no data | no data | no data | Gate valve | MBSHI | LP-01225 | no data | no data | AC | 1" | no data
no data | 02MBH02AA906 | no data | no data | no data | no data | Gate valve | MBSHI | LP-01225 | no data | no data | AC | 1" | no data
no data | 02MBH02AA907 | no data | no data | no data | no data | Gate valve | MBSHI | LP-01225 | no data | no data | AC | 1" | no data
no data | 02MBH02AA908 | no data | no data | no data | no data | Gate valve | MBSHI | LP-01225 | no data | no data | AC | 1" | no data
no data | 02MBH02AA910 | no data | no data | no data | no data | Gate valve | MBSHI | LP-01225 | no data | no data | AC | 1" | no data
no data | 02MBH02AA911 | no data | no data | no data | no data | Gate valve | MBSHI | LP-01225 | no data | no data | AC | 1" | no data
no data | 02MBH03AA911 | no data | no data | no data | no data | Gate valve | MBSHI | LP-01225 | no data | no data | AC | 1" | no data
no data | 02MBH03AA912 | no data | no data | no data | no data | Gate valve | MBSHI | LP-01225 | no data | no data | AC | 1" | no data
no data | 02MBH04AA901 | no data | no data | no data | no data | Gate valve | MBSHI | LP-01225 | no data | no data | AC | 1" | no data
no data | 02MBH04AA902 | no data | no data | no data | no data | Gate valve | MBSHI | LP-01225 | no data | no data | AC | 1" | no data
no data | 02MBP01AA901 | no data | no data | no data | no data | Gate valve | MBSHI | LP-01225 | no data | no data | EG | 2" | no data
no data | 02MBP01AA902 | no data | no data | no data | no data | Gate valve | MBSHI | LP-01225 | no data | no data | EG | 2" | no data
no data | 02MBP01AA903 | no data | no data | no data | no data | Gate valve | MBSHI | LP-01225 | no data | no data | EG | 2" | no data
no data | 02MBP01AA904 | no data | no data | no data | no data | Gate valve | MBSHI | LP-01225 | no data | no data | EG | 2" | no data
no data | 02QFF11AA112 | no data | no data | no data | no data | Globe valve | MBSHI | LP-01226 | no data | no data | IA | 1/2" | no data
no data | 02QFF11AA113 | no data | no data | no data | no data | Globe valve | MBSHI | LP-01226 | no data | no data | IA | 1/2" | no data
no data | 02QFF11AA114 | no data | no data | no data | no data | Globe valve | MBSHI | LP-01226 | no data | no data | IA | 1-1/2" | no data
no data | 02QFF11AA115 | no data | no data | no data | no data | Globe valve | MBSHI | LP-01226 | no data | no data | IA | 1/2" | no data
no data | 02QFF11AA117 | no data | no data | no data | no data | Globe valve | MBSHI | LP-01226 | no data | no data | IA | 1" | no data
no data | 02QFF11AA118 | no data | no data | no data | no data | Globe valve | MBSHI | LP-01226 | no data | no data | IA | 1/2" | no data
no data | 02QFF11AA121 | no data | no data | no data | no data | Globe valve | MBSHI | LP-01226 | no data | no data | IA | 1/2" | no data
no data | 02QFF11AA122 | no data | no data | no data | no data | Globe valve | MBSHI | LP-01226 | no data | no data | IA | 1-1/2" | no data
no data | 02QFF11AA123 | no data | no data | no data | no data | Globe valve | MBSHI | LP-01226 | no data | no data | IA | 1-1/2" | no data
no data | 02QFF11AA125 | no data | no data | no data | no data | Globe valve | MBSHI | LP-01226 | no data | no data | IA | 1/2" | no data
no data | 02QFF11AA126 | no data | no data | no data | no data | Globe valve | MBSHI | LP-01226 | no data | no data | IA | 1/2" | no data
no data | 02QFF11AA152 | no data | no data | no data | no data | Globe valve | MBSHI | LP-01226 | no data | no data | IA | 1-1/2" | no data
no data | 02QFF11AA380 | no data | no data | no data | no data | Globe valve | MBSHI | LP-01226 | no data | no data | IA | 1/2" | no data
no data | 02QFF11AA381 | no data | no data | no data | no data | Globe valve | MBSHI | LP-01226 | no data | no data | IA | 1/2" | no data
no data | 02QFF11AA382 | no data | no data | no data | no data | Globe valve | MBSHI | LP-01226 | no data | no data | IA | 1/2" | no data
no data | 02QFF11AA383 | no data | no data | no data | no data | Globe valve | MBSHI | LP-01226 | no data | no data | IA | 1" | no data
no data | 02QFF11AA601 | no data | no data | no data | no data | Globe valve | MBSHI | LP-01226 | no data | no data | IA | 1" | no data
no data | 02QFF11AA604 | no data | no data | no data | no data | Globe valve | MBSHI | LP-01226 | no data | no data | IA | 1/2" | no data
no data | 02QFF11AA607 | no data | no data | no data | no data | Globe valve | MBSHI | LP-01226 | no data | no data | IA | 1/2" | no data
no data | 02QFF11AA611 | no data | no data | no data | no data | Globe valve | MBSHI | LP-01226 | no data | no data | IA | 1" | no data
no data | 02QFF11AA612 | no data | no data | no data | no data | Globe valve | MBSHI | LP-01226 | no data | no data | IA | 1/2" | no data
no data | 02QFF11AA613 | no data | no data | no data | no data | Globe valve | MBSHI | LP-01226 | no data | no data | IA | 3/4" | no data
no data | 02QFF11AA614 | no data | no data | no data | no data | Globe valve | MBSHI | LP-01226 | no data | no data | IA | 1/2" | no data
no data | 02QFF11AA615 | no data | no data | no data | no data | Globe valve | MBSHI | LP-01226 | no data | no data | IA | 1/2" | no data
no data | 02QFF11AA621 | no data | no data | no data | no data | Globe valve | MBSHI | LP-01226 | no data | no data | IA | 1" | no data
no data | 02QFF11AA623 | no data | no data | no data | no data | Globe valve | MBSHI | LP-01226 | no data | no data | IA | 3/4" | no data
no data | 02QFF11AA624 | no data | no data | no data | no data | Globe valve | MBSHI | LP-01226 | no data | no data | IA | 1/2" | no data
no data | 02QFF11AA625 | no data | no data | no data | no data | Globe valve | MBSHI | LP-01226 | no data | no data | IA | 1/2" | no data
no data | 02QFF11AA626 | no data | no data | no data | no data | Globe valve | MBSHI | LP-01226 | no data | no data | IA | 3/4" | no data
no data | 02QFF11AA630 | no data | no data | no data | no data | Globe valve | MBSHI | LP-01226 | no data | no data | IA | 1" | no data
no data | 02QFF11AA631 | no data | no data | no data | no data | Globe valve | MBSHI | LP-01226 | no data | no data | IA | 1/2" | no data
no data | 02QFF11AA632 | no data | no data | no data | no data | Globe valve | MBSHI | LP-01226 | no data | no data | IA | 1/2" | no data
no data | 02QFF11AA633 | no data | no data | no data | no data | Globe valve | MBSHI | LP-01226 | no data | no data | IA | 1/2" | no data
no data | 02QFF11AA640 | no data | no data | no data | no data | Globe valve | MBSHI | LP-01226 | no data | no data | IA | 1-1/2" | no data
no data | 02QFF11AA641 | no data | no data | no data | no data | Globe valve | MBSHI | LP-01226 | no data | no data | IA | 1" | no data
no data | 02QFF11AA642 | no data | no data | no data | no data | Globe valve | MBSHI | LP-01226 | no data | no data | IA | 1" | no data
no data | 02QFF11AA643 | no data | no data | no data | no data | Globe valve | MBSHI | LP-01226 | no data | no data | IA | 1" | no data
no data | 02QFF11AA650 | no data | no data | no data | no data | Globe valve | MBSHI | LP-01226 | no data | no data | IA | 1" | no data
no data | 02QFF11AA651 | no data | no data | no data | no data | Globe valve | MBSHI | LP-01226 | no data | no data | IA | 1/2" | no data
no data | 02QFF11AA652 | no data | no data | no data | no data | Globe valve | MBSHI | LP-01226 | no data | no data | IA | 1/2" | no data
no data | 02QFF11AA653 | no data | no data | no data | no data | Globe valve | MBSHI | LP-01226 | no data | no data | IA | 1/2" | no data
no data | 02QFF11AA661 | no data | no data | no data | no data | Globe valve | MBSHI | LP-01226 | no data | no data | IA | 1/2" | no data
no data | 02QFF11AA662 | no data | no data | no data | no data | Globe valve | MBSHI | LP-01226 | no data | no data | IA | 1/2" | no data
no data | 02QFF11AA664 | no data | no data | no data | no data | Globe valve | MBSHI | LP-01226 | no data | no data | IA | 1/2" | no data
no data | 02QFF11AA665 | no data | no data | no data | no data | Globe valve | MBSHI | LP-01226 | no data | no data | IA | 1/2" | no data
no data | 02QFF11AA666 | no data | no data | no data | no data | Globe valve | MBSHI | LP-01226 | no data | no data | IA | 1/2" | no data
no data | 02QFF11AA670 | no data | no data | no data | no data | Globe valve | MBSHI | LP-01226 | no data | no data | IA | 1" | no data
no data | 02QFF11AA672 | no data | no data | no data | no data | Globe valve | MBSHI | LP-01226 | no data | no data | IA | 1/2" | no data
no data | 02QFF11AA674 | no data | no data | no data | no data | Globe valve | MBSHI | LP-01226 | no data | no data | IA | 1/2" | no data
no data | 02QFF11AA801 | no data | no data | no data | no data | Globe valve | MBSHI | LP-01226 | no data | no data | IA | 3/4" | no data
no data | 02QFF11AA901 | no data | no data | no data | no data | Globe valve | MBSHI | LP-01226 | no data | no data | IA | 1/2" | no data
no data | 02MBA01AA813 | no data | no data | no data | no data | GATE VALVE | MBSHIVL | LP-01216 | no data | no data | AC | 3/4" | no data
no data | 02MBA01AA815 | no data | no data | no data | no data | GATE VALVE | MBSHIVL | LP-01216 | no data | no data | AC | 3/4" | no data
no data | 02MBA01AA817 | no data | no data | no data | no data | GATE VALVE | MBSHIVL | LP-01216 | no data | no data | AC | 3/4" | no data
no data | 02MBA01AA821 | no data | no data | no data | no data | NEEDLE VALVE | MBSHIVL | LP-01216 | no data | no data | AC | 1/8" | no data
no data | 02MBA01AA907 | no data | no data | no data | no data | GATE VALVE | MBSHIVL | LP-01225 | no data | no data | AC | 1" | no data
no data | 02MBA01AA908 | no data | no data | no data | no data | GATE VALVE | MBSHIVL | LP-01225 | no data | no data | AC | 1" | no data
no data | 02MBA01AA913 | no data | no data | no data | no data | GATE VALVE | MBSHIVL | LP-01225 | no data | no data | AC | 1" | no data
no data | 02MBA01AA914 | no data | no data | no data | no data | GATE VALVE | MBSHIVL | LP-01225 | no data | no data | AC | 1" | no data
no data | 02MBA01AA915 | no data | no data | no data | no data | GATE VALVE | MBSHIVL | LP-01225 | no data | no data | ZW | 1" | no data
no data | 02MBA01AA916 | no data | no data | no data | no data | GATE VALVE | MBSHIVL | LP-01225 | no data | no data | AC | 1" | no data
no data | 02MBA01AA917 | no data | no data | no data | no data | GATE VALVE | MBSHIVL | LP-01225 | no data | no data | AC | 1" | no data
no data | 02MBA01AA920 | no data | no data | no data | no data | GATE VALVE | MBSHIVL | LP-01225 | no data | no data | AC | 1" | no data
no data | 02MBA01AA921 | no data | no data | no data | no data | GATE VALVE | MBSHIVL | LP-01225 | no data | no data | AC | 1" | no data
no data | 02MBA01AA922 | no data | no data | no data | no data | GATE VALVE | MBSHIVL | LP-01225 | no data | no data | AC | 1" | no data
no data | 02MBA01AA923 | no data | no data | no data | no data | GATE VALVE | MBSHIVL | LP-01225 | no data | no data | AC | 1" | no data
no data | 02MBA01AA924 | no data | no data | no data | no data | GATE VALVE | MBSHIVL | LP-01225 | no data | no data | AC | 1" | no data
no data | 02MBA01AA925 | no data | no data | no data | no data | GATE VALVE | MBSHIVL | LP-01225 | no data | no data | AC | 1" | no data
no data | 02MBA01AA931 | no data | no data | no data | no data | GATE VALVE | MBSHIVL | LP-01207 | no data | no data | EG | 1-1/2" | no data
no data | 02MBA01AA932 | no data | no data | no data | no data | GATE VALVE | MBSHIVL | LP-01207 | no data | no data | EG | 1-1/2" | no data
no data | 02MBA01AA941 | no data | no data | no data | no data | GATE VALVE | MBSHIVL | LP-01225 | no data | no data | AC | 1" | no data
no data | 02MBA01AA942 | no data | no data | no data | no data | GATE VALVE | MBSHIVL | LP-01225 | no data | no data | AC | 1" | no data
no data | 02MBA11AA801 | no data | no data | no data | no data | GATE VALVE | MBSHIVL | LP-01220 | no data | no data | AR | 3/4" | no data
no data | 02MBA11AA802 | no data | no data | no data | no data | GATE VALVE | MBSHIVL | LP-01220 | no data | no data | AR | 3/4" | no data
no data | 02MBA11AA803 | no data | no data | no data | no data | GATE VALVE | MBSHIVL | LP-01220 | no data | no data | AR | 3/4" | no data
no data | 02MBA11AA804 | no data | no data | no data | no data | GATE VALVE | MBSHIVL | LP-01220 | no data | no data | AR | 3/4" | no data
no data | 02MBH01AA001 | no data | no data | no data | no data | NEEDLE VALVE | MBSHIVL | LP-01211 | no data | no data | AC | 2" | no data
no data | 02MBH01AA121 | no data | no data | no data | no data | NEEDLE VALVE | MBSHIVL | LP-01211 | no data | no data | AC | 2" | no data
no data | 02MBH01AA821 | no data | no data | no data | no data | GATE VALVE | MBSHIVL | LP-01211 | no data | no data | AC | 3/4" | no data
no data | 02MBH01AA826 | no data | no data | no data | no data | GATE VALVE | MBSHIVL | LP-01211 | no data | no data | AC | 3/4" | no data
no data | 02MBH01AA901 | no data | no data | no data | no data | GATE VALVE | MBSHIVL | LP-01225 | no data | no data | AC | 1" | no data
no data | 02MBH01AA902 | no data | no data | no data | no data | GATE VALVE | MBSHIVL | LP-01225 | no data | no data | AC | 1" | no data
no data | 02MBH01AA903 | no data | no data | no data | no data | GATE VALVE | MBSHIVL | LP-01225 | no data | no data | AC | 1" | no data
no data | 02MBH01AA904 | no data | no data | no data | no data | GATE VALVE | MBSHIVL | LP-01225 | no data | no data | AC | 1" | no data
no data | 02MBH01AA921 | no data | no data | no data | no data | GATE VALVE | MBSHIVL | LP-01217 | no data | no data | AC | 1" | no data
no data | 02MBH01AA922 | no data | no data | no data | no data | GATE VALVE | MBSHIVL | LP-01217 | no data | no data | AC | 1" | no data
no data | 02MBH01AA941 | no data | no data | no data | no data | GATE VALVE | MBSHIVL | LP-01217 | no data | no data | AC | 1" | no data
no data | 02MBH01AA942 | no data | no data | no data | no data | GATE VALVE | MBSHIVL | LP-01217 | no data | no data | AC | 1" | no data
no data | 02MBH01AA943 | no data | no data | no data | no data | GATE VALVE | MBSHIVL | LP-01217 | no data | no data | AC | 1" | no data
no data | 02MBH01AA944 | no data | no data | no data | no data | GATE VALVE | MBSHIVL | LP-01217 | no data | no data | AC | 1" | no data
no data | 02MBH02AA903 | no data | no data | no data | no data | GATE VALVE | MBSHIVL | LP-01225 | no data | no data | AC | 1" | no data
no data | 02MBH02AA904 | no data | no data | no data | no data | GATE VALVE | MBSHIVL | LP-01225 | no data | no data | AC | 1" | no data
no data | 02MBH02AA905 | no data | no data | no data | no data | GATE VALVE | MBSHIVL | LP-01225 | no data | no data | AC | 1" | no data
no data | 02MBH02AA906 | no data | no data | no data | no data | GATE VALVE | MBSHIVL | LP-01225 | no data | no data | AC | 1" | no data
no data | 02MBH02AA907 | no data | no data | no data | no data | GATE VALVE | MBSHIVL | LP-01225 | no data | no data | AC | 1" | no data
no data | 02MBH02AA908 | no data | no data | no data | no data | GATE VALVE | MBSHIVL | LP-01225 | no data | no data | AC | 1" | no data
no data | 02MBH02AA910 | no data | no data | no data | no data | GATE VALVE | MBSHIVL | LP-01225 | no data | no data | AC | 1" | no data
no data | 02MBH02AA911 | no data | no data | no data | no data | GATE VALVE | MBSHIVL | LP-01225 | no data | no data | AC | 1" | no data
no data | 02MBH03AA911 | no data | no data | no data | no data | GATE VALVE | MBSHIVL | LP-01225 | no data | no data | AC | 1" | no data
no data | 02MBH03AA912 | no data | no data | no data | no data | GATE VALVE | MBSHIVL | LP-01225 | no data | no data | AC | 1" | no data
no data | 02MBH04AA811 | no data | no data | no data | no data | GATE VALVE | MBSHIVL | LP-01217 | no data | no data | AC | 2" | no data
no data | 02MBH04AA812 | no data | no data | no data | no data | GATE VALVE | MBSHIVL | LP-01217 | no data | no data | AC | 2" | no data
no data | 02MBH04AA813 | no data | no data | no data | no data | GATE VALVE | MBSHIVL | LP-01217 | no data | no data | AC | 2" | no data
no data | 02MBH04AA814 | no data | no data | no data | no data | GATE VALVE | MBSHIVL | LP-01217 | no data | no data | AC | 2" | no data
no data | 02MBH04AA815 | no data | no data | no data | no data | GATE VALVE | MBSHIVL | LP-01217 | no data | no data | AC | 2" | no data
no data | 02MBH04AA816 | no data | no data | no data | no data | GATE VALVE | MBSHIVL | LP-01217 | no data | no data | AC | 2" | no data
no data | 02MBH04AA901 | no data | no data | no data | no data | GATE VALVE | MBSHIVL | LP-01225 | no data | no data | AC | 1" | no data
no data | 02MBH04AA902 | no data | no data | no data | no data | GATE VALVE | MBSHIVL | LP-01225 | no data | no data | AC | 1" | no data
no data | 02MBH04AA911 | no data | no data | no data | no data | GATE VALVE | MBSHIVL | LP-01217 | no data | no data | AC | 1" | no data
no data | 02MBH04AA912 | no data | no data | no data | no data | GATE VALVE | MBSHIVL | LP-01217 | no data | no data | AC | 1" | no data
no data | 02MBH04AA913 | no data | no data | no data | no data | GATE VALVE | MBSHIVL | LP-01217 | no data | no data | AC | 1" | no data
no data | 02MBH04AA914 | no data | no data | no data | no data | GATE VALVE | MBSHIVL | LP-01217 | no data | no data | AC | 1" | no data
no data | 02MBH04AA915 | no data | no data | no data | no data | GATE VALVE | MBSHIVL | LP-01217 | no data | no data | AC | 1" | no data
no data | 02MBH04AA916 | no data | no data | no data | no data | GATE VALVE | MBSHIVL | LP-01217 | no data | no data | AC | 1" | no data
no data | 02MBH04AA917 | no data | no data | no data | no data | GATE VALVE | MBSHIVL | LP-01217 | no data | no data | AC | 1" | no data
no data | 02MBH04AA918 | no data | no data | no data | no data | GATE VALVE | MBSHIVL | LP-01217 | no data | no data | AC | 1" | no data
no data | 02MBH04AA931 | no data | no data | no data | no data | GATE VALVE | MBSHIVL | LP-01225 | no data | no data | AC | 1" | no data
no data | 02MBH04AA932 | no data | no data | no data | no data | GATE VALVE | MBSHIVL | LP-01225 | no data | no data | AC | 1" | no data
no data | 02MBH05AA141 | no data | no data | no data | no data | GATE VALVE | MBSHIVL | LP-01214 | no data | no data | AC | 3" | no data
no data | 02MBH05AA142 | no data | no data | no data | no data | GLOBE VALVE | MBSHIVL | LP-01214 | no data | no data | AC | 3" | no data
no data | 02MBH05AA143 | no data | no data | no data | no data | GATE VALVE | MBSHIVL | LP-01214 | no data | no data | AC | 3" | no data
no data | 02MBH05AA144 | no data | no data | no data | no data | GATE VALVE | MBSHIVL | LP-01215 | no data | no data | AC | 3/4" | no data
no data | 02MBH05AA145 | no data | no data | no data | no data | GATE VALVE | MBSHIVL | LP-01214 | no data | no data | AC | 3/4" | no data
no data | 02MBH05AA146 | no data | no data | no data | no data | GATE VALVE | MBSHIVL | LP-01214 | no data | no data | AC | 3/4" | no data
no data | 02MBH05AA147 | no data | no data | no data | no data | BALL VALVE | MBSHIVL | LP-01214 | no data | no data | AC | 10" | no data
no data | 02MBH05AA210 | no data | no data | no data | no data | CHECK VALVE | MBSHIVL | LP-01207 | no data | no data | GF | 3" | no data
no data | 02MBH05AA803 | no data | no data | no data | no data | GATE VALVE | MBSHIVL | LP-01215 | no data | no data | AC | 2" | no data
no data | 02MBH05AA804 | no data | no data | no data | no data | GATE VALVE | MBSHIVL | LP-01215 | no data | no data | AC | 2" | no data
no data | 02MBH05AA805 | no data | no data | no data | no data | GATE VALVE | MBSHIVL | LP-01215 | no data | no data | AC | 2" | no data
no data | 02MBH05AA806 | no data | no data | no data | no data | GATE VALVE | MBSHIVL | LP-01215 | no data | no data | AC | 2" | no data
no data | 02MBH05AA807 | no data | no data | no data | no data | GATE VALVE | MBSHIVL | LP-01215 | no data | no data | AC | 2" | no data
no data | 02MBH05AA808 | no data | no data | no data | no data | GATE VALVE | MBSHIVL | LP-01215 | no data | no data | AC | 2" | no data
no data | 02MBH05AA833 | no data | no data | no data | no data | GATE VALVE | MBSHIVL | LP-01215 | no data | no data | AC | 2" | no data
no data | 02MBH05AA834 | no data | no data | no data | no data | GATE VALVE | MBSHIVL | LP-01215 | no data | no data | AC | 2" | no data
no data | 02MBH05AA835 | no data | no data | no data | no data | GATE VALVE | MBSHIVL | LP-01215 | no data | no data | AC | 2" | no data
no data | 02MBH05AA836 | no data | no data | no data | no data | GATE VALVE | MBSHIVL | LP-01215 | no data | no data | AC | 2" | no data
no data | 02MBH05AA837 | no data | no data | no data | no data | GATE VALVE | MBSHIVL | LP-01215 | no data | no data | AC | 2" | no data
no data | 02MBH05AA838 | no data | no data | no data | no data | GATE VALVE | MBSHIVL | LP-01215 | no data | no data | AC | 2" | no data
no data | 02MBH05AA901 | no data | no data | no data | no data | GATE VALVE | MBSHIVL | LP-01215 | no data | no data | AC | 1" | no data
no data | 02MBH05AA902 | no data | no data | no data | no data | GATE VALVE | MBSHIVL | LP-01215 | no data | no data | AC | 1" | no data
no data | 02MBH05AA903 | no data | no data | no data | no data | GATE VALVE | MBSHIVL | LP-01215 | no data | no data | AC | 1" | no data
no data | 02MBH05AA904 | no data | no data | no data | no data | GATE VALVE | MBSHIVL | LP-01215 | no data | no data | AC | 1" | no data
no data | 02MBH05AA905 | no data | no data | no data | no data | GATE VALVE | MBSHIVL | LP-01215 | no data | no data | AC | 1" | no data
no data | 02MBH05AA906 | no data | no data | no data | no data | GATE VALVE | MBSHIVL | LP-01215 | no data | no data | AC | 1" | no data
no data | 02MBH05AA907 | no data | no data | no data | no data | GATE VALVE | MBSHIVL | LP-01215 | no data | no data | AC | 1" | no data
no data | 02MBH05AA908 | no data | no data | no data | no data | GATE VALVE | MBSHIVL | LP-01215 | no data | no data | AC | 1" | no data
no data | 02MBH05AA909 | no data | no data | no data | no data | GATE VALVE | MBSHIVL | LP-01215 | no data | no data | AC | 1" | no data
no data | 02MBH05AA910 | no data | no data | no data | no data | GATE VALVE | MBSHIVL | LP-01215 | no data | no data | AC | 1" | no data
no data | 02MBH05AA915 | no data | no data | no data | no data | GATE VALVE | MBSHIVL | LP-01215 | no data | no data | AC | 1" | no data
no data | 02MBH05AA917 | no data | no data | no data | no data | GATE VALVE | MBSHIVL | LP-01215 | no data | no data | AC | 1" | no data
no data | 02MBH05AA918 | no data | no data | no data | no data | GATE VALVE | MBSHIVL | LP-01215 | no data | no data | AC | 1" | no data
no data | 02MBH06AA806 | no data | no data | no data | no data | GATE VALVE | MBSHIVL | LP-01218 | no data | no data | AC | 1/2" | no data
no data | 02MBH06AA807 | no data | no data | no data | no data | GATE VALVE | MBSHIVL | LP-01218 | no data | no data | AC | 1/2" | no data
no data | 02MBH06AA808 | no data | no data | no data | no data | GATE VALVE | MBSHIVL | LP-01218 | no data | no data | AC | 1/2" | no data
no data | 02MBH06AA809 | no data | no data | no data | no data | GATE VALVE | MBSHIVL | LP-01218 | no data | no data | AC | 1/2" | no data
no data | 02MBH06AA814 | no data | no data | no data | no data | GATE VALVE | MBSHIVL | LP-01219 | no data | no data | AC | 3/4" | no data
no data | 02MBH06AA815 | no data | no data | no data | no data | GATE VALVE | MBSHIVL | LP-01219 | no data | no data | AC | 3/4" | no data
no data | 02MBH06AA816 | no data | no data | no data | no data | GATE VALVE | MBSHIVL | LP-01219 | no data | no data | AC | 3/4" | no data
no data | 02MBH06AA817 | no data | no data | no data | no data | GATE VALVE | MBSHIVL | LP-01219 | no data | no data | AC | 3/4" | no data
no data | 02MBH06AA818 | no data | no data | no data | no data | GATE VALVE | MBSHIVL | LP-01219 | no data | no data | AC | 3/4" | no data
no data | 02MBH06AA824 | no data | no data | no data | no data | GATE VALVE | MBSHIVL | LP-01218 | no data | no data | AC | 3/4" | no data
no data | 02MBH06AA825 | no data | no data | no data | no data | GATE VALVE | MBSHIVL | LP-01219 | no data | no data | AC | 3/4" | no data
no data | 02MBH06AA826 | no data | no data | no data | no data | GATE VALVE | MBSHIVL | LP-01218 | no data | no data | AC | 3/4" | no data
no data | 02MBH06AA827 | no data | no data | no data | no data | GATE VALVE | MBSHIVL | LP-01218 | no data | no data | AC | 1/2" | no data
no data | 02MBH06AA828 | no data | no data | no data | no data | GATE VALVE | MBSHIVL | LP-01218 | no data | no data | AC | 1/2" | no data
no data | 02MBH06AA830 | no data | no data | no data | no data | GATE VALVE | MBSHIVL | LP-01218 | no data | no data | AC | 1/2" | no data
no data | 02MBH06AA831 | no data | no data | no data | no data | GATE VALVE | MBSHIVL | LP-01218 | no data | no data | AC | 1/2" | no data
no data | 02MBH06AA832 | no data | no data | no data | no data | GATE VALVE | MBSHIVL | LP-01218 | no data | no data | AC | 1/2" | no data
no data | 02MBH06AA833 | no data | no data | no data | no data | GATE VALVE | MBSHIVL | LP-01218 | no data | no data | AC | 1/2" | no data
no data | 02MBH06AA841 | no data | no data | no data | no data | GATE VALVE | MBSHIVL | LP-01218 | no data | no data | AC | 8" | no data
no data | 02MBH06AA842 | no data | no data | no data | no data | CHECK VALVE | MBSHIVL | LP-01218 | no data | no data | AC | 8" | no data
no data | 02MBH06AA843 | no data | no data | no data | no data | GATE VALVE | MBSHIVL | LP-01218 | no data | no data | AC | 8" | no data
no data | 02MBH06AA844 | no data | no data | no data | no data | GATE VALVE | MBSHIVL | LP-01218 | no data | no data | AC | 8" | no data
no data | 02MBH06AA845 | no data | no data | no data | no data | GATE VALVE | MBSHIVL | LP-01218 | no data | no data | AC | 1/2" | no data
no data | 02MBH06AA846 | no data | no data | no data | no data | GATE VALVE | MBSHIVL | LP-01218 | no data | no data | AC | 1/2" | no data
no data | 02MBH06AA847 | no data | no data | no data | no data | GATE VALVE | MBSHIVL | LP-01218 | no data | no data | AC | 1/2" | no data
no data | 02MBH06AA850 | no data | no data | no data | no data | CHECK VALVE | MBSHIVL | LP-01218 | no data | no data | AC | 8" | no data
no data | 02MBH06AA851 | no data | no data | no data | no data | CHECK VALVE | MBSHIVL | LP-01218 | no data | no data | AC | 8" | no data
no data | 02MBH06AA861 | no data | no data | no data | no data | GATE VALVE | MBSHIVL | LP-01218 | no data | no data | AC | 2" | no data
no data | 02MBH06AA862 | no data | no data | no data | no data | GATE VALVE | MBSHIVL | LP-01218 | no data | no data | AC | 2" | no data
no data | 02MBH06AA863 | no data | no data | no data | no data | GATE VALVE | MBSHIVL | LP-01218 | no data | no data | AC | 2" | no data
no data | 02MBH06AA864 | no data | no data | no data | no data | GATE VALVE | MBSHIVL | LP-01218 | no data | no data | AC | 2" | no data
no data | 02MBH06AA865 | no data | no data | no data | no data | GATE VALVE | MBSHIVL | LP-01218 | no data | no data | AC | 2" | no data
no data | 02MBH06AA866 | no data | no data | no data | no data | GATE VALVE | MBSHIVL | LP-01218 | no data | no data | AC | 2" | no data
no data | 02MBH06AA871 | no data | no data | no data | no data | GATE VALVE | MBSHIVL | LP-01218 | no data | no data | AC | 8" | no data
no data | 02MBH06AA872 | no data | no data | no data | no data | CHECK VALVE | MBSHIVL | LP-01218 | no data | no data | AC | 8" | no data
no data | 02MBH06AA873 | no data | no data | no data | no data | GATE VALVE | MBSHIVL | LP-01218 | no data | no data | AC | 8" | no data
no data | 02MBH06AA874 | no data | no data | no data | no data | GATE VALVE | MBSHIVL | LP-01218 | no data | no data | AC | 8" | no data
no data | 02MBH06AA875 | no data | no data | no data | no data | GATE VALVE | MBSHIVL | LP-01218 | no data | no data | AC | 1/2" | no data
no data | 02MBH06AA876 | no data | no data | no data | no data | GATE VALVE | MBSHIVL | LP-01218 | no data | no data | AC | 1/2" | no data
no data | 02MBH06AA877 | no data | no data | no data | no data | GATE VALVE | MBSHIVL | LP-01218 | no data | no data | AC | 1/2" | no data
no data | 02MBH06AA881 | no data | no data | no data | no data | GATE VALVE | MBSHIVL | LP-01218 | no data | no data | AC | 1" | no data
no data | 02MBH06AA882 | no data | no data | no data | no data | GATE VALVE | MBSHIVL | LP-01218 | no data | no data | AC | 1" | no data
no data | 02MBH06AA890 | no data | no data | no data | no data | CHECK VALVE | MBSHIVL | LP-01218 | no data | no data | AC | 8" | no data
no data | 02MBH06AA891 | no data | no data | no data | no data | GATE VALVE | MBSHIVL | LP-01218 | no data | no data | AC | 8" | no data
no data | 02MBH06AA892 | no data | no data | no data | no data | CHECK VALVE | MBSHIVL | LP-01218 | no data | no data | AC | 8" | no data
no data | 02MBH06AA893 | no data | no data | no data | no data | GATE VALVE | MBSHIVL | LP-01218 | no data | no data | AC | 8" | no data
no data | 02MBH06AA901 | no data | no data | no data | no data | GATE VALVE | MBSHIVL | LP-01218 | no data | no data | AC | 1" | no data
no data | 02MBH06AA902 | no data | no data | no data | no data | GATE VALVE | MBSHIVL | LP-01218 | no data | no data | AC | 1" | no data
no data | 02MBH06AA903 | no data | no data | no data | no data | GATE VALVE | MBSHIVL | LP-01218 | no data | no data | AC | 1" | no data
no data | 02MBH06AA904 | no data | no data | no data | no data | GATE VALVE | MBSHIVL | LP-01218 | no data | no data | AC | 1" | no data
no data | 02MBH06AA905 | no data | no data | no data | no data | GATE VALVE | MBSHIVL | LP-01218 | no data | no data | AC | 1" | no data
no data | 02MBH06AA906 | no data | no data | no data | no data | GATE VALVE | MBSHIVL | LP-01218 | no data | no data | AC | 1" | no data
no data | 02MBH06AA909 | no data | no data | no data | no data | GATE VALVE | MBSHIVL | LP-01218 | no data | no data | AC | 1" | no data
no data | 02MBH06AA910 | no data | no data | no data | no data | GATE VALVE | MBSHIVL | LP-01218 | no data | no data | AC | 1" | no data
no data | 02MBH06AA911 | no data | no data | no data | no data | GATE VALVE | MBSHIVL | LP-01218 | no data | no data | AC | 1" | no data
no data | 02MBH06AA912 | no data | no data | no data | no data | GATE VALVE | MBSHIVL | LP-01218 | no data | no data | AC | 1" | no data
no data | 02MBH06AA926 | no data | no data | no data | no data | GATE VALVE | MBSHIVL | LP-01218 | no data | no data | AC | 1" | no data
no data | 02L01AA801 | no data | no data | no data | no data | NEEDLE VALVE | MBSHIVL | LP-01220 | no data | no data | AR | 1/2" | no data
no data | 02L01AA802 | no data | no data | no data | no data | NEEDLE VALVE | MBSHIVL | LP-01220 | no data | no data | AR | 1/2" | no data
no data | 02L01AA803 | no data | no data | no data | no data | NEEDLE VALVE | MBSHIVL | LP-01220 | no data | no data | AR | 1/2" | no data
no data | 02L01AA804 | no data | no data | no data | no data | NEEDLE VALVE | MBSHIVL | LP-01220 | no data | no data | AR | 1/2" | no data
no data | 02L01AA805 | no data | no data | no data | no data | NEEDLE VALVE | MBSHIVL | LP-01220 | no data | no data | AR | 1/2" | no data
no data | 02L01AA806 | no data | no data | no data | no data | NEEDLE VALVE | MBSHIVL | LP-01220 | no data | no data | AR | 1/2" | no data
no data | 02L01AA807 | no data | no data | no data | no data | NEEDLE VALVE | MBSHIVL | LP-01220 | no data | no data | AR | 1/2" | no data
no data | 02L01AA808 | no data | no data | no data | no data | NEEDLE VALVE | MBSHIVL | LP-01220 | no data | no data | AR | 1/2" | no data
no data | 02L01AA809 | no data | no data | no data | no data | NEEDLE VALVE | MBSHIVL | LP-01220 | no data | no data | AR | 1/2" | no data
no data | 02L01AA811 | no data | no data | no data | no data | NEEDLE VALVE | MBSHIVL | LP-01216 | no data | no data | AC | 1/8" | no data
no data | 02L03AA811 | no data | no data | no data | no data | GLOBE VALVE | MBSHIVL | LP-01222 | no data | no data | AC | 3/4" | no data
no data | 02L03AA901 | no data | no data | no data | no data | GATE VALVE | MBSHIVL | LP-01222 | no data | no data | AC | 1" | no data
no data | 02L03AA903 | no data | no data | no data | no data | GATE VALVE | MBSHIVL | LP-01222 | no data | no data | AC | 1" | no data
no data | 02L03AA904 | no data | no data | no data | no data | GATE VALVE | MBSHIVL | LP-01222 | no data | no data | AC | 1" | no data
no data | 02L03AA905 | no data | no data | no data | no data | GATE VALVE | MBSHIVL | LP-01222 | no data | no data | AC | 1" | no data
no data | 02L03AA921 | no data | no data | no data | no data | GATE VALVE | MBSHIVL | LP-01222 | no data | no data | AC | 1" | no data
no data | 02L03AA922 | no data | no data | no data | no data | GATE VALVE | MBSHIVL | LP-01222 | no data | no data | AC | 1" | no data
no data | 02L03AA923 | no data | no data | no data | no data | GATE VALVE | MBSHIVL | LP-01222 | no data | no data | AC | 1" | no data
no data | 02L03AA924 | no data | no data | no data | no data | GATE VALVE | MBSHIVL | LP-01222 | no data | no data | AC | 1" | no data
no data | 02L03AA931 | no data | no data | no data | no data | GATE VALVE | MBSHIVL | LP-01222 | no data | no data | AC | 1" | no data
no data | 02L03AA932 | no data | no data | no data | no data | GATE VALVE | MBSHIVL | LP-01222 | no data | no data | AC | 1" | no data
no data | 02L03AA933 | no data | no data | no data | no data | GATE VALVE | MBSHIVL | LP-01222 | no data | no data | AC | 1" | no data
no data | 02L03AA934 | no data | no data | no data | no data | GATE VALVE | MBSHIVL | LP-01222 | no data | no data | AC | 1" | no data
no data | 02MBP01AA801 | no data | no data | no data | no data | BALL VALVE | MBSHIVL | LP-01200 | no data | no data | GF | 1/2" | no data
no data | 02MBP01AA802 | no data | no data | no data | no data | BALL VALVE | MBSHIVL | LP-01200 | no data | no data | GF | 1/2" | no data
no data | 02MBP01AA820 | no data | no data | no data | no data | GATE VALVE | MBSHIVL | LP-01201 | no data | no data | GF | 2" | no data
no data | 02MBP01AA821 | no data | no data | no data | no data | GATE VALVE | MBSHIVL | LP-01201 | no data | no data | GF | 2" | no data
no data | 02MBP01AA822 | no data | no data | no data | no data | GATE VALVE | MBSHIVL | LP-01201 | no data | no data | GF | 2" | no data
no data | 02MBP01AA823 | no data | no data | no data | no data | GATE VALVE | MBSHIVL | LP-01201 | no data | no data | GF | 2" | no data
no data | 02MBP01AA830 | no data | no data | no data | no data | GATE VALVE | MBSHIVL | LP-01201 | no data | no data | GF | 2" | no data
no data | 02MBP01AA831 | no data | no data | no data | no data | GATE VALVE | MBSHIVL | LP-01201 | no data | no data | GF | 2" | no data
no data | 02MBP01AA832 | no data | no data | no data | no data | GATE VALVE | MBSHIVL | LP-01201 | no data | no data | GF | 2" | no data
no data | 02MBP01AA833 | no data | no data | no data | no data | GATE VALVE | MBSHIVL | LP-01201 | no data | no data | GF | 2" | no data
no data | 02MBP01AA842 | no data | no data | no data | no data | GATE VALVE | MBSHIVL | LP-01202 | no data | no data | GF | 1" | no data
no data | 02MBP01AA843 | no data | no data | no data | no data | GATE VALVE | MBSHIVL | LP-01202 | no data | no data | GF | 1" | no data
no data | 02MBP01AA844 | no data | no data | no data | no data | GATE VALVE | MBSHIVL | LP-01202 | no data | no data | GF | 1" | no data
no data | 02MBP01AA845 | no data | no data | no data | no data | GATE VALVE | MBSHIVL | LP-01202 | no data | no data | GF | 1" | no data
no data | 02MBP01AA903 | no data | no data | no data | no data | GATE VALVE | MBSHIVL | LP-01225 | no data | no data | EG | 2" | no data
no data | 02MBP01AA904 | no data | no data | no data | no data | GATE VALVE | MBSHIVL | LP-01225 | no data | no data | EG | 2" | no data
no data | 02MBP01AA907 | no data | no data | no data | no data | GATE VALVE | MBSHIVL | LP-01202 | no data | no data | GF | 1" | no data
no data | 02MBP01AA908 | no data | no data | no data | no data | GATE VALVE | MBSHIVL | LP-01202 | no data | no data | GF | 1" | no data
no data | 02MBP01AA909 | no data | no data | no data | no data | GATE VALVE | MBSHIVL | LP-01202 | no data | no data | GF | 1" | no data
no data | 02MBP01AA910 | no data | no data | no data | no data | GATE VALVE | MBSHIVL | LP-01202 | no data | no data | GF | 1" | no data
no data | 02MBP01AA911 | no data | no data | no data | no data | GATE VALVE | MBSHIVL | LP-01202 | no data | no data | GF | 1" | no data
no data | 02MBP01AA912 | no data | no data | no data | no data | GATE VALVE | MBSHIVL | LP-01202 | no data | no data | GF | 1" | no data
no data | 02MBP01AA922 | no data | no data | no data | no data | GATE VALVE | MBSHIVL | LP-01201 | no data | no data | GF | 3" | no data
no data | 02MBP01AA924 | no data | no data | no data | no data | GATE VALVE | MBSHIVL | LP-01201 | no data | no data | GF | 3" | no data
no data | 02MBP01AA932 | no data | no data | no data | no data | GATE VALVE | MBSHIVL | LP-01201 | no data | no data | GF | 3" | no data
no data | 02MBP01AA934 | no data | no data | no data | no data | GATE VALVE | MBSHIVL | LP-01201 | no data | no data | GF | 3" | no data
no data | 02MBP02AA801 | no data | no data | no data | no data | GATE VALVE | MBSHIVL | LP-01203 | no data | no data | GF | 3/4" | no data
no data | 02MBP02AA802 | no data | no data | no data | no data | GATE VALVE | MBSHIVL | LP-01203 | no data | no data | GF | 3/4" | no data
no data | 02MBP02AA803 | no data | no data | no data | no data | GATE VALVE | MBSHIVL | LP-01203 | no data | no data | GF | 3/4" | no data
no data | 02MBP02AA804 | no data | no data | no data | no data | GATE VALVE | MBSHIVL | LP-01203 | no data | no data | GF | 3/4" | no data
no data | 02MBP02AA805 | no data | no data | no data | no data | GATE VALVE | MBSHIVL | LP-01203 | no data | no data | GF | 3/4" | no data
no data | 02MBP02AA806 | no data | no data | no data | no data | GATE VALVE | MBSHIVL | LP-01203 | no data | no data | GF | 3/4" | no data
no data | 02MBP02AA807 | no data | no data | no data | no data | GATE VALVE | MBSHIVL | LP-01203 | no data | no data | GF | 3/4" | no data
no data | 02MBP02AA808 | no data | no data | no data | no data | GATE VALVE | MBSHIVL | LP-01203 | no data | no data | GF | 3/4" | no data
no data | 02MBP03AA811 | no data | no data | no data | no data | GATE VALVE | MBSHIVL | LP-01207 | no data | no data | GF | 3/4" | no data
no data | 02MBP03AA812 | no data | no data | no data | no data | GATE VALVE | MBSHIVL | LP-01207 | no data | no data | GF | 3/4" | no data
no data | 02MBP03AA815 | no data | no data | no data | no data | GATE VALVE | MBSHIVL | LP-01207 | no data | no data | GF | 1" | no data
no data | 02MBP03AA816 | no data | no data | no data | no data | GATE VALVE | MBSHIVL | LP-01207 | no data | no data | GF | 1" | no data
no data | 02MBP03AA817 | no data | no data | no data | no data | GATE VALVE | MBSHIVL | LP-01207 | no data | no data | GF | 1" | no data
no data | 02MBP03AA818 | no data | no data | no data | no data | GATE VALVE | MBSHIVL | LP-01207 | no data | no data | GF | 1" | no data
no data | 02MBP03AA821 | no data | no data | no data | no data | GATE VALVE | MBSHIVL | LP-01205 | no data | no data | GF | 3/4" | no data
no data | 02MBP03AA822 | no data | no data | no data | no data | GATE VALVE | MBSHIVL | LP-01205 | no data | no data | GF | 3/4" | no data
no data | 02MBP03AA825 | no data | no data | no data | no data | GATE VALVE | MBSHIVL | LP-01205 | no data | no data | GF | 1" | no data
no data | 02MBP03AA826 | no data | no data | no data | no data | GATE VALVE | MBSHIVL | LP-01205 | no data | no data | GF | 1" | no data
no data | 02MBP03AA827 | no data | no data | no data | no data | GATE VALVE | MBSHIVL | LP-01205 | no data | no data | GF | 1" | no data
no data | 02MBP03AA828 | no data | no data | no data | no data | GATE VALVE | MBSHIVL | LP-01205 | no data | no data | GF | 1" | no data
no data | 02MBP03AA831 | no data | no data | no data | no data | GATE VALVE | MBSHIVL | LP-01206 | no data | no data | GF | 3/4" | no data
no data | 02MBP03AA832 | no data | no data | no data | no data | GATE VALVE | MBSHIVL | LP-01206 | no data | no data | GF | 3/4" | no data
no data | 02MBP03AA835 | no data | no data | no data | no data | GATE VALVE | MBSHIVL | LP-01206 | no data | no data | GF | 1" | no data
no data | 02MBP03AA836 | no data | no data | no data | no data | GATE VALVE | MBSHIVL | LP-01206 | no data | no data | GF | 1" | no data
no data | 02MBP03AA837 | no data | no data | no data | no data | GATE VALVE | MBSHIVL | LP-01206 | no data | no data | GF | 1" | no data
no data | 02MBP03AA838 | no data | no data | no data | no data | GATE VALVE | MBSHIVL | LP-01206 | no data | no data | GF | 1" | no data
no data | 02MBP03AA841 | no data | no data | no data | no data | GATE VALVE | MBSHIVL | LP-01208 | no data | no data | GF | 3/4" | no data
no data | 02MBP03AA842 | no data | no data | no data | no data | GATE VALVE | MBSHIVL | LP-01208 | no data | no data | GF | 3/4" | no data
no data | 02MBP03AA845 | no data | no data | no data | no data | GATE VALVE | MBSHIVL | LP-01208 | no data | no data | GF | 1" | no data
no data | 02MBP03AA846 | no data | no data | no data | no data | GATE VALVE | MBSHIVL | LP-01208 | no data | no data | GF | 1" | no data
no data | 02MBP03AA847 | no data | no data | no data | no data | GATE VALVE | MBSHIVL | LP-01208 | no data | no data | GF | 1" | no data
no data | 02MBP03AA848 | no data | no data | no data | no data | GATE VALVE | MBSHIVL | LP-01208 | no data | no data | GF | 1" | no data
no data | 02MBP03AA851 | no data | no data | no data | no data | GATE VALVE | MBSHIVL | LP-01209 | no data | no data | GF | 3/4" | no data
no data | 02MBP03AA852 | no data | no data | no data | no data | GATE VALVE | MBSHIVL | LP-01209 | no data | no data | GF | 3/4" | no data
no data | 02MBP03AA855 | no data | no data | no data | no data | GATE VALVE | MBSHIVL | LP-01209 | no data | no data | GF | 1" | no data
no data | 02MBP03AA856 | no data | no data | no data | no data | GATE VALVE | MBSHIVL | LP-01209 | no data | no data | GF | 1" | no data
no data | 02MBP03AA857 | no data | no data | no data | no data | GATE VALVE | MBSHIVL | LP-01209 | no data | no data | GF | 1" | no data
no data | 02MBP03AA858 | no data | no data | no data | no data | GATE VALVE | MBSHIVL | LP-01209 | no data | no data | GF | 1" | no data
no data | 02MBP03AA900 | no data | no data | no data | no data | GATE VALVE | MBSHIVL | LP-01207 | no data | no data | GF | 1" | no data
no data | 02MBP03AA901 | no data | no data | no data | no data | GATE VALVE | MBSHIVL | LP-01207 | no data | no data | GF | 1" | no data
no data | 02MBP03AA910 | no data | no data | no data | no data | GATE VALVE | MBSHIVL | LP-01205 | no data | no data | GF | 1" | no data
no data | 02MBP03AA911 | no data | no data | no data | no data | GATE VALVE | MBSHIVL | LP-01205 | no data | no data | GF | 1" | no data
no data | 02MBP03AA920 | no data | no data | no data | no data | GATE VALVE | MBSHIVL | LP-01206 | no data | no data | GF | 1" | no data
no data | 02MBP03AA921 | no data | no data | no data | no data | GATE VALVE | MBSHIVL | LP-01206 | no data | no data | GF | 1" | no data
no data | 02MBP03AA930 | no data | no data | no data | no data | GATE VALVE | MBSHIVL | LP-01208 | no data | no data | GF | 1" | no data
no data | 02MBP03AA931 | no data | no data | no data | no data | GATE VALVE | MBSHIVL | LP-01208 | no data | no data | GF | 1" | no data
no data | 02MBP03AA940 | no data | no data | no data | no data | GATE VALVE | MBSHIVL | LP-01209 | no data | no data | GF | 1" | no data
no data | 02MBP03AA941 | no data | no data | no data | no data | GATE VALVE | MBSHIVL | LP-01209 | no data | no data | GF | 1" | no data
no data | 02MBR01AA803 | no data | no data | no data | no data | GATE VALVE | MBSHIVL | LP-01216 | no data | no data | EG | 3/4" | no data
no data | 02MBR01AA804 | no data | no data | no data | no data | GATE VALVE | MBSHIVL | LP-01216 | no data | no data | EG | 3/4" | no data
no data | 02MBR01AA805 | no data | no data | no data | no data | GATE VALVE | MBSHIVL | LP-01216 | no data | no data | EG | 3/4" | no data
no data | 02MBV01AA827 | no data | no data | no data | no data | GLOBE VALVE | MBSHIVL | LP-01192 | no data | no data | LO | 1" | no data
no data | 02MBV03AA811 | no data | no data | no data | no data | GLOBE VALVE | MBSHIVL | LP-01192 | no data | no data | AC | 1/4" | no data
no data | 02MBV03AA812 | no data | no data | no data | no data | GATE VALVE | MBSHIVL | LP-01192 | no data | no data | AC | 1/4" | no data
no data | 02MBV03AA813 | no data | no data | no data | no data | GATE VALVE | MBSHIVL | LP-01192 | no data | no data | AC | 1/4" | no data
no data | 02MBX01AA103 | no data | no data | no data | no data | GATE VALVE | MBSHIVL | LP-01197 | no data | no data | OH | 1" | no data
no data | 02MBX01AA104 | no data | no data | no data | no data | GATE VALVE | MBSHIVL | LP-01197 | no data | no data | OH | 1" | no data
no data | 02MBX01AA203 | no data | no data | no data | no data | GATE VALVE | MBSHIVL | LP-01197 | no data | no data | OH | 1" | no data
no data | 02MBX01AA204 | no data | no data | no data | no data | GATE VALVE | MBSHIVL | LP-01197 | no data | no data | OH | 1" | no data
no data | 02MPV01AA002 | no data | no data | no data | no data | GLOBE VALVE | MBSHIVL | LP-01191 | no data | no data | LO | 1" | no data
no data | 02MPV01AA003 | no data | no data | no data | no data | BALL VALVE | MBSHIVL | LP-01191 | no data | no data | LO | 3" | no data
no data | 02MPV01AA004 | no data | no data | no data | no data | GATE VALVE | MBSHIVL | LP-01191 | no data | no data | LO | 3" | no data
no data | 02MPV01AA013 | no data | no data | no data | no data | GATE VALVE | MBSHIVL | LP-01191 | no data | no data | LO | 2-1/2" | no data
no data | 02MPV01AA101 | no data | no data | no data | no data | CHECK VALVE | MBSHIVL | LP-01191 | no data | no data | LO | 8" | no data
no data | 02MPV01AA102 | no data | no data | no data | no data | CHECK VALVE | MBSHIVL | LP-01191 | no data | no data | LO | 8" | no data
no data | 02MPV01AA104 | no data | no data | no data | no data | 3-WAY GLOBE VALVE | MBSHIVL | LP-01193 | no data | no data | LO | 8" | no data
no data | 02MPV01AA105 | no data | no data | no data | no data | 3-WAY GLOBE VALVE | MBSHIVL | LP-01193 | no data | no data | LO | 8" | no data
no data | 02MPV01AA106 | no data | no data | no data | no data | BALL VALVE | MBSHIVL | LP-01193 | no data | no data | LO | 1" | no data
no data | 02MPV01AA109 | no data | no data | no data | no data | NEEDLE VALVE | MBSHIVL | LP-01191 | no data | no data | LO | 1/2" | no data
no data | 02MPV01AA125 | no data | no data | no data | no data | BALL VALVE | MBSHIVL | LP-01191 | no data | no data | LO | 3/4" | no data
no data | 02MPV01AA401 | no data | no data | no data | no data | CHECK VALVE | MBSHIVL | LP-01191 | no data | no data | LO | 8" | no data
no data | 02MPV01AA501 | no data | no data | no data | no data | BALL VALVE | MBSHIVL | LP-01193 | no data | no data | LO | 4" | no data
no data | 02MPV01AA502 | no data | no data | no data | no data | BALL VALVE | MBSHIVL | LP-01193 | no data | no data | LO | 4" | no data
no data | 02MPV01AA503 | no data | no data | no data | no data | BALL VALVE | MBSHIVL | LP-01193 | no data | no data | LO | 4" | no data
no data | 02MPV01AA504 | no data | no data | no data | no data | BALL VALVE | MBSHIVL | LP-01193 | no data | no data | LO | 4" | no data
no data | 02MPV01AA801 | no data | no data | no data | no data | GLOBE VALVE | MBSHIVL | LP-01191 | no data | no data | LO | 3/4" | no data
no data | 02MPV01AA802 | no data | no data | no data | no data | GLOBE VALVE | MBSHIVL | LP-01191 | no data | no data | LO | 3/4" | no data
no data | 02MPV01AA803 | no data | no data | no data | no data | GATE VALVE | MBSHIVL | LP-01191 | no data | no data | LO | 2" | no data
no data | 02MPV01AA804 | no data | no data | no data | no data | GATE VALVE | MBSHIVL | LP-01191 | no data | no data | LO | 2" | no data
no data | 02MPV01AA813 | no data | no data | no data | no data | GLOBE VALVE | MBSHIVL | LP-01191 | no data | no data | LO | 3/4" | no data
no data | 02MPV01AA814 | no data | no data | no data | no data | GLOBE VALVE | MBSHIVL | LP-01191 | no data | no data | LO | 3/4" | no data
no data | 02MPV01AA815 | no data | no data | no data | no data | GLOBE VALVE | MBSHIVL | LP-01191 | no data | no data | LO | 3/4" | no data
no data | 02MPV01AA816 | no data | no data | no data | no data | GLOBE VALVE | MBSHIVL | LP-01191 | no data | no data | LO | 3/4" | no data
no data | 02MPV01AA817 | no data | no data | no data | no data | GLOBE VALVE | MBSHIVL | LP-01191 | no data | no data | LO | 3/4" | no data
no data | 02MPV01AA821 | no data | no data | no data | no data | GLOBE VALVE | MBSHIVL | LP-01191 | no data | no data | LO | 3/4" | no data
no data | 02MPV01AA822 | no data | no data | no data | no data | GLOBE VALVE | MBSHIVL | LP-01191 | no data | no data | LO | 3/4" | no data
no data | 02MPV01AA823 | no data | no data | no data | no data | GLOBE VALVE | MBSHIVL | LP-01191 | no data | no data | LO | 3/4" | no data
no data | 02MPV01AA824 | no data | no data | no data | no data | GLOBE VALVE | MBSHIVL | LP-01191 | no data | no data | LO | 3/4" | no data
no data | 02MPV01AA841 | no data | no data | no data | no data | GLOBE VALVE | MBSHIVL | LP-01191 | no data | no data | LO | 3/4" | no data
no data | 02MPV01AA851 | no data | no data | no data | no data | GLOBE VALVE | MBSHIVL | LP-01191 | no data | no data | LO | 3/4" | no data
no data | 02MPV01AA852 | no data | no data | no data | no data | GLOBE VALVE | MBSHIVL | LP-01191 | no data | no data | LO | 3/4" | no data
no data | 02MPV01AA902 | no data | no data | no data | no data | GLOBE VALVE | MBSHIVL | LP-01193 | no data | no data | LO | 1" | no data
no data | 02MPV01AA903 | no data | no data | no data | no data | GLOBE VALVE | MBSHIVL | LP-01193 | no data | no data | LO | 1" | no data
no data | 02MPV01AA904 | no data | no data | no data | no data | GLOBE VALVE | MBSHIVL | LP-01193 | no data | no data | LO | 1" | no data
no data | 02MPV01AA905 | no data | no data | no data | no data | GLOBE VALVE | MBSHIVL | LP-01193 | no data | no data | LO | 1" | no data
no data | 02MPV01AA906 | no data | no data | no data | no data | GLOBE VALVE | MBSHIVL | LP-01193 | no data | no data | LO | 1" | no data
no data | 02MPV01AA907 | no data | no data | no data | no data | GLOBE VALVE | MBSHIVL | LP-01193 | no data | no data | LO | 1" | no data
no data | 02MPV01AA910 | no data | no data | no data | no data | GLOBE VALVE | MBSHIVL | LP-01193 | no data | no data | LO | 1" | no data
no data | 02MPV01AA911 | no data | no data | no data | no data | GLOBE VALVE | MBSHIVL | LP-01191 | no data | no data | LO | 1-1/2" | no data
no data | 02MPV01AA912 | no data | no data | no data | no data | GLOBE VALVE | MBSHIVL | LP-01191 | no data | no data | LO | 1-1/2" | no data
no data | 02MPV01AA914 | no data | no data | no data | no data | GLOBE VALVE | MBSHIVL | LP-01191 | no data | no data | LO | 1-1/2" | no data
no data | 02MPV01AA915 | no data | no data | no data | no data | GLOBE VALVE | MBSHIVL | LP-01191 | no data | no data | LO | 1-1/2" | no data
no data | 02MPV01AA918 | no data | no data | no data | no data | GLOBE VALVE | MBSHIVL | LP-01191 | no data | no data | LO | 1" | no data
no data | 02MPV01AA919 | no data | no data | no data | no data | GLOBE VALVE | MBSHIVL | LP-01191 | no data | no data | LO | 1" | no data
no data | 02MPV01AA920 | no data | no data | no data | no data | GATE VALVE | MBSHIVL | LP-01193 | no data | no data | LO | 1" | no data
no data | 02MPV01AA930 | no data | no data | no data | no data | GLOBE VALVE | MBSHIVL | LP-01191 | no data | no data | LO | 1" | no data
no data | 02MPV01AA931 | no data | no data | no data | no data | GLOBE VALVE | MBSHIVL | LP-01193 | no data | no data | LO | 1" | no data
no data | 02MPV01AA932 | no data | no data | no data | no data | GLOBE VALVE | MBSHIVL | LP-01193 | no data | no data | LO | 1" | no data
no data | 02MPV01AA933 | no data | no data | no data | no data | GATE VALVE | MBSHIVL | LP-01191 | no data | no data | LO | 3/4" | no data
no data | 02MPV03AA201 | no data | no data | no data | no data | BUTTERFLY VALVE | MBSHIVL | LP-01194 | no data | no data | LO | 8" | no data
no data | 02MPV03AA202 | no data | no data | no data | no data | BUTTERFLY VALVE | MBSHIVL | LP-01194 | no data | no data | LO | 8" | no data
no data | 02MPV03AA204 | no data | no data | no data | no data | BUTTERFLY VALVE | MBSHIVL | LP-01194 | no data | no data | LO | 8" | no data
no data | 02MPV03AA207 | no data | no data | no data | no data | BUTTERFLY VALVE | MBSHIVL | LP-01194 | no data | no data | LO | 8" | no data
no data | 02MPV03AA208 | no data | no data | no data | no data | BUTTERFLY VALVE | MBSHIVL | LP-01194 | no data | no data | LO | 8" | no data
no data | 02MPV03AA209 | no data | no data | no data | no data | BUTTERFLY VALVE | MBSHIVL | LP-01194 | no data | no data | LO | 8" | no data
no data | 02MPV03AA301 | no data | no data | no data | no data | CHECK VALVE | MBSHIVL | LP-01194 | no data | no data | LO | 8" | no data
no data | 02MPV03AA302 | no data | no data | no data | no data | CHECK VALVE | MBSHIVL | LP-01194 | no data | no data | LO | 8" | no data
no data | 02MPV03AA801 | no data | no data | no data | no data | GLOBE VALVE | MBSHIVL | LP-01194 | no data | no data | LO | 3/4" | no data
no data | 02MPV03AA802 | no data | no data | no data | no data | GLOBE VALVE | MBSHIVL | LP-01194 | no data | no data | LO | 3/4" | no data
no data | 02MPV03AA902 | no data | no data | no data | no data | GLOBE VALVE | MBSHIVL | LP-01194 | no data | no data | LO | 1" | no data
no data | 02MPV03AA903 | no data | no data | no data | no data | GLOBE VALVE | MBSHIVL | LP-01194 | no data | no data | LO | 1" | no data
no data | 02MPV21AA103 | no data | no data | no data | no data | CHECK VALVE | MBSHIVL | LP-01195 | no data | no data | LO | 2" | no data
no data | 02MPV21AA106 | no data | no data | no data | no data | GATE VALVE | MBSHIVL | LP-01195 | no data | no data | LO | 2" | no data
no data | 02MPV21AA801 | no data | no data | no data | no data | GLOBE VALVE | MBSHIVL | LP-01195 | no data | no data | LO | 3/4" | no data
no data | 02MPV21AA802 | no data | no data | no data | no data | GLOBE VALVE | MBSHIVL | LP-01195 | no data | no data | LO | 3/4" | no data
no data | 02MPV21AA803 | no data | no data | no data | no data | GLOBE VALVE | MBSHIVL | LP-01195 | no data | no data | LO | 3/4" | no data
no data | 02MPV21AA804 | no data | no data | no data | no data | GLOBE VALVE | MBSHIVL | LP-01195 | no data | no data | LO | 3/4" | no data
no data | 02MPV21AA807 | no data | no data | no data | no data | GLOBE VALVE | MBSHIVL | LP-01195 | no data | no data | LO | 1/2" | no data
no data | 02MPV21AA808 | no data | no data | no data | no data | GLOBE VALVE | MBSHIVL | LP-01195 | no data | no data | LO | 1/2" | no data
no data | 02MPV21AA809 | no data | no data | no data | no data | GLOBE VALVE | MBSHIVL | LP-01195 | no data | no data | LO | 3/4" | no data
no data | 02MPV21AA810 | no data | no data | no data | no data | GLOBE VALVE | MBSHIVL | LP-01195 | no data | no data | LO | 3/4" | no data
no data | 02MPV21AA901 | no data | no data | no data | no data | GLOBE VALVE | MBSHIVL | LP-01195 | no data | no data | LO | 3/4" | no data
no data | 02MPV21AA902 | no data | no data | no data | no data | GLOBE VALVE | MBSHIVL | LP-01195 | no data | no data | LO | 3/4" | no data
no data | 02MPV21AA903 | no data | no data | no data | no data | GLOBE VALVE | MBSHIVL | LP-01195 | no data | no data | LO | 3/4" | no data
no data | 02MPV21AA904 | no data | no data | no data | no data | GATE VALVE | MBSHIVL | LP-01195 | no data | no data | LO | 2" | no data
no data | 02MPV21AA905 | no data | no data | no data | no data | GLOBE VALVE | MBSHIVL | LP-01195 | no data | no data | LO | 3/4" | no data
no data | 02MPV21AA906 | no data | no data | no data | no data | GLOBE VALVE | MBSHIVL | LP-01195 | no data | no data | LO | 1" | no data
no data | 02MPX01AA001 | no data | no data | no data | no data | BALL VALVE | MBSHIVL | LP-01196 | no data | no data | OH | 2-1/2" | no data
no data | 02MPX01AA004 | no data | no data | no data | no data | BALL VALVE | MBSHIVL | LP-01196 | no data | no data | OH | 2-1/2" | no data
no data | 02MPX01AA014 | no data | no data | no data | no data | GLOBE VALVE | MBSHIVL | LP-01196 | no data | no data | OH | 1/2" | no data
no data | 02MPX01AA015 | no data | no data | no data | no data | CHECK VALVE | MBSHIVL | LP-01196 | no data | no data | OH | 1/2" | no data
no data | 02MPX01AA106 | no data | no data | no data | no data | BALL VALVE | MBSHIVL | LP-01196 | no data | no data | OH | 1-1/4" | no data
no data | 02MPX01AA107 | no data | no data | no data | no data | CHECK VALVE | MBSHIVL | LP-01196 | no data | no data | OH | 1-1/4" | no data
no data | 02MPX01AA108 | no data | no data | no data | no data | BALL VALVE | MBSHIVL | LP-01196 | no data | no data | OH | 1-1/4" | no data
no data | 02MPX01AA109 | no data | no data | no data | no data | CHECK VALVE | MBSHIVL | LP-01196 | no data | no data | OH | 1-1/4" | no data
no data | 02MPX01AA115 | no data | no data | no data | no data | BALL VALVE | MBSHIVL | LP-01196 | no data | no data | OH | 1" | no data
no data | 02MPX01AA116 | no data | no data | no data | no data | BALL VALVE | MBSHIVL | LP-01196 | no data | no data | OH | 1" | no data
no data | 02MPX01AA117 | no data | no data | no data | no data | BALL VALVE | MBSHIVL | LP-01196 | no data | no data | OH | 1-1/2" | no data
no data | 02MPX01AA118 | no data | no data | no data | no data | GLOBE VALVE | MBSHIVL | LP-01196 | no data | no data | OH | 1/2" | no data
no data | 02MPX01AA119 | no data | no data | no data | no data | BALL VALVE | MBSHIVL | LP-01196 | no data | no data | OH | 1-1/2" | no data
no data | 02MPX01AA120 | no data | no data | no data | no data | GLOBE VALVE | MBSHIVL | LP-01196 | no data | no data | OH | 3/4" | no data
no data | 02MPX01AA145 | no data | no data | no data | no data | GLOBE VALVE | MBSHIVL | LP-01198 | no data | no data | OH | 1/2" | no data
no data | 02MPX01AA146 | no data | no data | no data | no data | GLOBE VALVE | MBSHIVL | LP-01198 | no data | no data | OH | 1/2" | no data
no data | 02MPX01AA174 | no data | no data | no data | no data | BALL VALVE | MBSHIVL | LP-01196 | no data | no data | OH | 2" | no data
no data | 02MPX01AA177 | no data | no data | no data | no data | BALL VALVE | MBSHIVL | LP-01196 | no data | no data | OH | 2" | no data
no data | 02MPX01AA301 | no data | no data | no data | no data | BALL VALVE | MBSHIVL | LP-01196 | no data | no data | OH | 3/4" | no data
no data | 02MPX01AA306 | no data | no data | no data | no data | BALL VALVE | MBSHIVL | LP-01196 | no data | no data | OH | 1/2" | no data
no data | 02MPX01AA307 | no data | no data | no data | no data | BALL VALVE | MBSHIVL | LP-01196 | no data | no data | OH | 1/2" | no data
no data | 02MPX01AA712 | no data | no data | no data | no data | GLOBE VALVE | MBSHIVL | LP-01196 | no data | no data | OH | 3/4" | no data
no data | 02MPX01AA801 | no data | no data | no data | no data | NEEDLE VALVE | MBSHIVL | LP-01196 | no data | no data | OH | 1/2" | no data
no data | 02MPX01AA802 | no data | no data | no data | no data | NEEDLE VALVE | MBSHIVL | LP-01196 | no data | no data | OH | 1/2" | no data
no data | 02MPX01AA803 | no data | no data | no data | no data | NEEDLE VALVE | MBSHIVL | LP-01196 | no data | no data | OH | 1/2" | no data
no data | 02MPX01AA804 | no data | no data | no data | no data | NEEDLE VALVE | MBSHIVL | LP-01196 | no data | no data | OH | 1/2" | no data
no data | 02MPX01AA805 | no data | no data | no data | no data | NEEDLE VALVE | MBSHIVL | LP-01196 | no data | no data | OH | 1/2" | no data
no data | 02MPX01AA806 | no data | no data | no data | no data | NEEDLE VALVE | MBSHIVL | LP-01196 | no data | no data | OH | 1/2" | no data
no data | 02MPX01AA807 | no data | no data | no data | no data | NEEDLE VALVE | MBSHIVL | LP-01196 | no data | no data | OH | 1/2" | no data
no data | 02MPX01AA808 | no data | no data | no data | no data | NEEDLE VALVE | MBSHIVL | LP-01196 | no data | no data | OH | 1/2" | no data
no data | 02MPX01AA809 | no data | no data | no data | no data | NEEDLE VALVE | MBSHIVL | LP-01196 | no data | no data | OH | 1/2" | no data
no data | 02MPX01AA810 | no data | no data | no data | no data | NEEDLE VALVE | MBSHIVL | LP-01196 | no data | no data | OH | 1/2" | no data
no data | 02MPX01AA811 | no data | no data | no data | no data | NEEDLE VALVE | MBSHIVL | LP-01196 | no data | no data | OH | 1/2" | no data
no data | 02MPX01AA812 | no data | no data | no data | no data | NEEDLE VALVE | MBSHIVL | LP-01196 | no data | no data | OH | 1/2" | no data
no data | 02MPX01AA813 | no data | no data | no data | no data | GLOBE VALVE | MBSHIVL | LP-01196 | no data | no data | OH | 1/2" | no data
no data | 02MPX01AA814 | no data | no data | no data | no data | GLOBE VALVE | MBSHIVL | LP-01196 | no data | no data | OH | 1/2" | no data
no data | 02MPX01AA816 | no data | no data | no data | no data | CHECK VALVE | MBSHIVL | LP-01196 | no data | no data | OH | 1/2" | no data
no data | 02MPX01AA822 | no data | no data | no data | no data | GLOBE VALVE | MBSHIVL | LP-01196 | no data | no data | OH | 3/4" | no data
no data | 02MPX01AA823 | no data | no data | no data | no data | GLOBE VALVE | MBSHIVL | LP-01196 | no data | no data | OH | 3/4" | no data
no data | 02MPX01AA824 | no data | no data | no data | no data | NEEDLE VALVE | MBSHIVL | LP-01196 | no data | no data | OH | 1/4" | no data
no data | 02MPX01AA825 | no data | no data | no data | no data | NEEDLE VALVE | MBSHIVL | LP-01196 | no data | no data | OH | 1/4" | no data
no data | 02MPX01AA849 | no data | no data | no data | no data | NEEDLE VALVE | MBSHIVL | LP-01198 | no data | no data | OH | 1/2" | no data
no data | 02MPX01AA850 | no data | no data | no data | no data | BALL VALVE | MBSHIVL | LP-01196 | no data | no data | OH | 3/4" | no data
no data | 02MPX01AA851 | no data | no data | no data | no data | NEEDLE VALVE | MBSHIVL | LP-01198 | no data | no data | OH | 1/2" | no data
no data | 02MPX01AA852 | no data | no data | no data | no data | NEEDLE VALVE | MBSHIVL | LP-01198 | no data | no data | OH | 1/2" | no data
no data | 02MPX01AA853 | no data | no data | no data | no data | NEEDLE VALVE | MBSHIVL | LP-01198 | no data | no data | OH | 1/2" | no data
no data | 02MPX01AA854 | no data | no data | no data | no data | NEEDLE VALVE | MBSHIVL | LP-01198 | no data | no data | OH | 1/2" | no data
no data | 02MPX01AA855 | no data | no data | no data | no data | NEEDLE VALVE | MBSHIVL | LP-01198 | no data | no data | OH | 1/2" | no data
no data | 02MPX01AA856 | no data | no data | no data | no data | NEEDLE VALVE | MBSHIVL | LP-01198 | no data | no data | OH | 1/2" | no data
no data | 02MPX01AA859 | no data | no data | no data | no data | NEEDLE VALVE | MBSHIVL | LP-01198 | no data | no data | OH | 1/4" | no data
no data | 02MPX01AA860 | no data | no data | no data | no data | NEEDLE VALVE | MBSHIVL | LP-01198 | no data | no data | OH | 1/4" | no data
no data | 02MPX01AA901 | no data | no data | no data | no data | BALL VALVE | MBSHIVL | LP-01196 | no data | no data | OH | 1-1/2" | no data
no data | 02MPX01AA902 | no data | no data | no data | no data | GLOBE VALVE | MBSHIVL | LP-01196 | no data | no data | OH | 1/2" | no data
no data | 02MPX01AA904 | no data | no data | no data | no data | BALL VALVE | MBSHIVL | LP-01196 | no data | no data | OH | 3/4" | no data
no data | 02MPX01AA905 | no data | no data | no data | no data | BALL VALVE | MBSHIVL | LP-01196 | no data | no data | OH | 3/4" | no data
no data | 02MPX01AA906 | no data | no data | no data | no data | GLOBE VALVE | MBSHIVL | LP-01196 | no data | no data | OH | 1/2" | no data
no data | 02MPX11AA041 | no data | no data | no data | no data | BALL VALVE | MBSHIVL | LP-01196 | no data | no data | OH | 2" | no data
no data | 02MPX11AA042 | no data | no data | no data | no data | BALL VALVE | MBSHIVL | LP-01196 | no data | no data | OH | 1" | no data
no data | 02MPX11AA043 | no data | no data | no data | no data | CHECK VALVE | MBSHIVL | LP-01196 | no data | no data | OH | 1" | no data
no data | 02MPX11AA044 | no data | no data | no data | no data | BALL VALVE | MBSHIVL | LP-01196 | no data | no data | OH | 1" | no data
no data | 02MPX11AA046 | no data | no data | no data | no data | CHECK VALVE | MBSHIVL | LP-01196 | no data | no data | OH | 1" | no data
no data | 02MPX11AA047 | no data | no data | no data | no data | BALL VALVE | MBSHIVL | LP-01196 | no data | no data | OH | 1" | no data
no data | 02MPX11AA301 | no data | no data | no data | no data | BALL VALVE | MBSHIVL | LP-01196 | no data | no data | OH | 2" | no data
no data | 02MPX11AA820 | no data | no data | no data | no data | NEEDLE VALVE | MBSHIVL | LP-01196 | no data | no data | OH | 1/2" | no data
no data | 02MPX11AA821 | no data | no data | no data | no data | NEEDLE VALVE | MBSHIVL | LP-01196 | no data | no data | OH | 1/2" | no data
no data | 02PGG01AA111 | no data | no data | no data | no data | BALL VALVE | MBSHIVL | LP-01196 | no data | no data | CW | 1-1/2" | no data
no data | **PGG02AA111 | no data | no data | no data | no data | BALL VALVE | MBSHIVL | LP-01196 | no data | no data | CW | 1-1/2" | no data
no data | 02QEF13AA101 | no data | no data | no data | no data | GLOBE VALVE | MBSHIVL | LP-01221 | no data | no data | AC | 6" | no data
no data | 02QEF13AA801 | no data | no data | no data | no data | GATE VALVE | MBSHIVL | LP-01221 | no data | no data | AC | 1" | no data
no data | 02QFF11AA032 | no data | no data | no data | no data | CHECK VALVE | MBSHIVL | LP-01215 | no data | no data | AC | 1" | no data
no data | 02QFF11AA033 | no data | no data | no data | no data | GLOBE VALVE | MBSHIVL | LP-01215 | no data | no data | AC | 1" | no data
no data | 02QFF11AA111 | no data | no data | no data | no data | GLOBE VALVE | MBSHIVL | LP-01226 | no data | no data | IA | 1" | no data
no data | 02QFF11AA112 | no data | no data | no data | no data | GLOBE VALVE | MBSHIVL | LP-01226 | no data | no data | IA | 1/2" | no data
no data | 02QFF11AA113 | no data | no data | no data | no data | GLOBE VALVE | MBSHIVL | LP-01226 | no data | no data | IA | 1/2" | no data
no data | 02QFF11AA114 | no data | no data | no data | no data | GLOBE VALVE | MBSHIVL | LP-01226 | no data | no data | IA | 1-1/2" | no data
no data | 02QFF11AA115 | no data | no data | no data | no data | GLOBE VALVE | MBSHIVL | LP-01226 | no data | no data | IA | 1/2" | no data
no data | 02QFF11AA116 | no data | no data | no data | no data | NEEDLE VALVE | MBSHIVL | LP-01211 | no data | no data | IA | 1/2" | no data
no data | 02QFF11AA117 | no data | no data | no data | no data | GLOBE VALVE | MBSHIVL | LP-01226 | no data | no data | IA | 1" | no data
no data | 02QFF11AA118 | no data | no data | no data | no data | GLOBE VALVE | MBSHIVL | LP-01226 | no data | no data | IA | 1/2" | no data
no data | 02QFF11AA119 | no data | no data | no data | no data | GATE VALVE | MBSHIVL | LP-01218 | no data | no data | AC | 1" | no data
no data | 02QFF11AA120 | no data | no data | no data | no data | GATE VALVE | MBSHIVL | LP-01218 | no data | no data | AC | 1" | no data
no data | 02QFF11AA121 | no data | no data | no data | no data | GLOBE VALVE | MBSHIVL | LP-01226 | no data | no data | IA | 1/2" | no data
no data | 02QFF11AA122 | no data | no data | no data | no data | GLOBE VALVE | MBSHIVL | LP-01226 | no data | no data | IA | 1-1/2" | no data
no data | 02QFF11AA123 | no data | no data | no data | no data | GLOBE VALVE | MBSHIVL | LP-01226 | no data | no data | IA | 1-1/2" | no data
no data | 02QFF11AA125 | no data | no data | no data | no data | GLOBE VALVE | MBSHIVL | LP-01226 | no data | no data | IA | 1" | no data
no data | 02QFF11AA126 | no data | no data | no data | no data | GLOBE VALVE | MBSHIVL | LP-01226 | no data | no data | IA | 1/2" | no data
no data | 02QFF11AA127 | no data | no data | no data | no data | GATE VALVE | MBSHIVL | LP-01218 | no data | no data | AC | 1" | no data
no data | 02QFF11AA128 | no data | no data | no data | no data | GATE VALVE | MBSHIVL | LP-01218 | no data | no data | AC | 1" | no data
no data | 02QFF11AA152 | no data | no data | no data | no data | GLOBE VALVE | MBSHIVL | LP-01226 | no data | no data | IA | 1-1/2" | no data
no data | 02QFF11AA202 | no data | no data | no data | no data | NEEDLE VALVE | MBSHIVL | LP-01203 | no data | no data | IA | 1-1/2" | no data
no data | 02QFF11AA380 | no data | no data | no data | no data | GLOBE VALVE | MBSHIVL | LP-01226 | no data | no data | IA | 1/2" | no data
no data | 02QFF11AA381 | no data | no data | no data | no data | GLOBE VALVE | MBSHIVL | LP-01226 | no data | no data | IA | 1/2" | no data
no data | 02QFF11AA382 | no data | no data | no data | no data | GLOBE VALVE | MBSHIVL | LP-01226 | no data | no data | IA | 1/2" | no data
no data | 02QFF11AA383 | no data | no data | no data | no data | GLOBE VALVE | MBSHIVL | LP-01226 | no data | no data | IA | 1" | no data
no data | 02QFF11AA601 | no data | no data | no data | no data | GLOBE VALVE | MBSHIVL | LP-01226 | no data | no data | IA | 1" | no data
no data | 02QFF11AA604 | no data | no data | no data | no data | GLOBE VALVE | MBSHIVL | LP-01226 | no data | no data | IA | 1/2" | no data
no data | 02QFF11AA605 | no data | no data | no data | no data | GLOBE VALVE | MBSHIVL | LP-01226 | no data | no data | IA | 1/2" | no data
no data | 02QFF11AA607 | no data | no data | no data | no data | GLOBE VALVE | MBSHIVL | LP-01226 | no data | no data | IA | 1/2" | no data
no data | 02QFF11AA611 | no data | no data | no data | no data | GLOBE VALVE | MBSHIVL | LP-01226 | no data | no data | IA | 1" | no data
no data | 02QFF11AA612 | no data | no data | no data | no data | GLOBE VALVE | MBSHIVL | LP-01226 | no data | no data | IA | 1/2" | no data
no data | 02QFF11AA613 | no data | no data | no data | no data | GLOBE VALVE | MBSHIVL | LP-01226 | no data | no data | IA | 3/4" | no data
no data | 02QFF11AA614 | no data | no data | no data | no data | GLOBE VALVE | MBSHIVL | LP-01226 | no data | no data | IA | 1/2" | no data
no data | 02QFF11AA615 | no data | no data | no data | no data | GLOBE VALVE | MBSHIVL | LP-01226 | no data | no data | IA | 1/2" | no data
no data | 02QFF11AA621 | no data | no data | no data | no data | GLOBE VALVE | MBSHIVL | LP-01226 | no data | no data | IA | 1" | no data
no data | 02QFF11AA623 | no data | no data | no data | no data | GLOBE VALVE | MBSHIVL | LP-01226 | no data | no data | IA | 3/4" | no data
no data | 02QFF11AA624 | no data | no data | no data | no data | GLOBE VALVE | MBSHIVL | LP-01226 | no data | no data | IA | 1/2" | no data
no data | 02QFF11AA625 | no data | no data | no data | no data | GLOBE VALVE | MBSHIVL | LP-01226 | no data | no data | IA | 1/2" | no data
no data | 02QFF11AA626 | no data | no data | no data | no data | GLOBE VALVE | MBSHIVL | LP-01226 | no data | no data | IA | 3/4" | no data
no data | 02QFF11AA630 | no data | no data | no data | no data | GLOBE VALVE | MBSHIVL | LP-01226 | no data | no data | IA | 1" | no data
no data | 02QFF11AA631 | no data | no data | no data | no data | GLOBE VALVE | MBSHIVL | LP-01226 | no data | no data | IA | 1/2" | no data
no data | 02QFF11AA632 | no data | no data | no data | no data | GLOBE VALVE | MBSHIVL | LP-01226 | no data | no data | IA | 1/2" | no data
no data | 02QFF11AA633 | no data | no data | no data | no data | GLOBE VALVE | MBSHIVL | LP-01226 | no data | no data | IA | 1/2" | no data
no data | 02QFF11AA640 | no data | no data | no data | no data | GLOBE VALVE | MBSHIVL | LP-01226 | no data | no data | IA | 1" | no data
no data | 02QFF11AA641 | no data | no data | no data | no data | GLOBE VALVE | MBSHIVL | LP-01226 | no data | no data | IA | 1" | no data
no data | 02QFF11AA642 | no data | no data | no data | no data | GLOBE VALVE | MBSHIVL | LP-01226 | no data | no data | IA | 1" | no data
no data | 02QFF11AA643 | no data | no data | no data | no data | GLOBE VALVE | MBSHIVL | LP-01226 | no data | no data | IA | 3/4" | no data
no data | 02QFF11AA650 | no data | no data | no data | no data | GLOBE VALVE | MBSHIVL | LP-01226 | no data | no data | IA | 1" | no data
no data | 02QFF11AA651 | no data | no data | no data | no data | GLOBE VALVE | MBSHIVL | LP-01226 | no data | no data | IA | 1/2" | no data
no data | 02QFF11AA652 | no data | no data | no data | no data | GLOBE VALVE | MBSHIVL | LP-01226 | no data | no data | IA | 1/2" | no data
no data | 02QFF11AA660 | no data | no data | no data | no data | GLOBE VALVE | MBSHIVL | LP-01226 | no data | no data | IA | 1" | no data
no data | 02QFF11AA661 | no data | no data | no data | no data | GLOBE VALVE | MBSHIVL | LP-01226 | no data | no data | IA | 1/2" | no data
no data | 02QFF11AA662 | no data | no data | no data | no data | GLOBE VALVE | MBSHIVL | LP-01226 | no data | no data | IA | 1/2" | no data
no data | 02QFF11AA663 | no data | no data | no data | no data | GLOBE VALVE | MBSHIVL | LP-01226 | no data | no data | IA | 1" | no data
no data | 02QFF11AA664 | no data | no data | no data | no data | GLOBE VALVE | MBSHIVL | LP-01226 | no data | no data | IA | 1/2" | no data
no data | 02QFF11AA665 | no data | no data | no data | no data | GLOBE VALVE | MBSHIVL | LP-01226 | no data | no data | IA | 1/2" | no data
no data | 02QFF11AA670 | no data | no data | no data | no data | GLOBE VALVE | MBSHIVL | LP-01226 | no data | no data | IA | 1" | no data
no data | 02QFF11AA671 | no data | no data | no data | no data | GLOBE VALVE | MBSHIVL | LP-01226 | no data | no data | IA | 1/2" | no data
no data | 02QFF11AA672 | no data | no data | no data | no data | GLOBE VALVE | MBSHIVL | LP-01226 | no data | no data | IA | 1/2" | no data
no data | 02QFF11AA801 | no data | no data | no data | no data | GLOBE VALVE | MBSHIVL | LP-01226 | no data | no data | IA | 3/4" | no data
no data | 02QFF11AA901 | no data | no data | no data | no data | GLOBE VALVE | MBSHIVL | LP-01226 | no data | no data | IA | 1/2" | no data
no data | 02QJA05AA101 | no data | no data | no data | no data | GATE VALVE | MBSHIVL | LP-01203 | no data | no data | NG | 1" | no data
no data | 02MBP01AA820 | FGPH A DRAIN LEVEL 1 UPPER | HRSG WEST | FGPH | FGPH A DRAIN LEVEL 1 UPPER | DRAIN | FGS GT | LP-01201 | no data | no data | no data | no data | no data
no data | 02MBP01AA821 | FGPH A DRAIN LEVEL 1 LOWER | HRSG WEST | FGPH | FGPH A DRAIN LEVEL 1 LOWER | DRAIN | FGS GT | LP-01201 | no data | no data | no data | no data | no data
no data | 02MBP01AA822 | FGPH A DRAIN LEVEL 2 UPPER | HRSG WEST | FGPH | FGPH A DRAIN LEVEL 2 UPPER | DRAIN | FGS GT | LP-01201 | no data | no data | no data | no data | no data
no data | 02MBP01AA823 | FGPH A DRAIN LEVEL 2 LOWER | HRSG WEST | FGPH | FGPH A DRAIN LEVEL 2 LOWER | DRAIN | FGS GT | LP-01201 | no data | no data | no data | no data | no data
no data | 02MBP01AA830 | FGPH B DRAIN LEVEL 1 UPPER | HRSG WEST | FGPH | FGPH B DRAIN LEVEL 1 UPPER | DRAIN | FGS GT | LP-01201 | no data | no data | no data | no data | no data
no data | 02MBP01AA831 | FGPH B DRAIN LEVEL 1 LOWER | HRSG WEST | FGPH | FGPH B DRAIN LEVEL 1 LOWER | DRAIN | FGS GT | LP-01201 | no data | no data | no data | no data | no data
no data | 02MBP01AA832 | FGPH B DRAIN LEVEL 2 UPPER | HRSG WEST | FGPH | FGPH B DRAIN LEVEL 2 UPPER | DRAIN | FGS GT | LP-01201 | no data | no data | no data | no data | no data
no data | 02MBP01AA833 | FGPH B DRAIN LEVEL 2 LOWER | HRSG WEST | FGPH | FGPH B DRAIN LEVEL 2 LOWER | DRAIN | FGS GT | LP-01201 | no data | no data | no data | no data | no data
no data | 02MBP01AA922 | FGPH A INSTRUMENT ISO UPPER | HRSG WEST | FGPH | FGPH A INSTRUMENT ISO UPPER | ISO | FGS GT | LP-01201 | no data | no data | no data | no data | no data
no data | 02MBP01AA924 | FGPH A INSTRUMENT ISO LOWER | HRSG WEST | FGPH | FGPH A INSTRUMENT ISO LOWER | ISO | FGS GT | LP-01201 | no data | no data | no data | no data | no data
no data | 02MBP01AA932 | FGPH B INSTRUMENT ISO UPPER | HRSG WEST | FGPH | FGPH B INSTRUMENT ISO UPPER | ISO | FGS GT | LP-01201 | no data | no data | no data | no data | no data
no data | 02MBP01AA934 | FGPH B INSTRUMENT ISO LOWER | HRSG WEST | FGPH | FGPH B INSTRUMENT ISO LOWER | ISO | FGS GT | LP-01201 | no data | no data | no data | no data | no data
no data | 02MBH05AA803 | TCA HI TEMP DRAIN LVL1 UPPER | HRSG LOWER SE | TCA | TCA HI TEMP DRAIN LVL1 UPPER | DRAIN | AIR GT | LP-01215 | no data | no data | no data | no data | no data
no data | 02MBH05AA804 | TCA HI TEMP DRAIN LVL1 LOWER | HRSG LOWER SE | TCA | TCA HI TEMP DRAIN LVL1 LOWER | DRAIN | AIR GT | LP-01215 | no data | no data | no data | no data | no data
no data | 02MBH05AA805 | TCA HI TEMP DRAIN LVL2 UPPER | HRSG LOWER SE | TCA | TCA HI TEMP DRAIN LVL2 UPPER | DRAIN | AIR GT | LP-01215 | no data | no data | no data | no data | no data
no data | 02MBH05AA806 | TCA HI TEMP DRAIN LVL2 LOWER | HRSG LOWER SE | TCA | TCA HI TEMP DRAIN LVL2 LOWER | DRAIN | AIR GT | LP-01215 | no data | no data | no data | no data | no data
no data | 02MBH05AA807 | TCA HI TEMP DRAIN LVL3 UPPER | HRSG LOWER SE | TCA | TCA HI TEMP DRAIN LVL3 UPPER | DRAIN | AIR GT | LP-01215 | no data | no data | no data | no data | no data
no data | 02MBH05AA808 | TCA HI TEMP DRAIN LVL3 LOWER | HRSG LOWER SE | TCA | TCA HI TEMP DRAIN LVL3 LOWER | DRAIN | AIR GT | LP-01215 | no data | no data | no data | no data | no data
no data | 02MBH05AA833 | TCA LO TEMP DRAIN LVL1 UPPER | HRSG LOWER SE | TCA | TCA LO TEMP DRAIN LVL1 UPPER | DRAIN | AIR GT | LP-01215 | no data | no data | no data | no data | no data
no data | 02MBH05AA834 | TCA LP TEMP DRAIN LVL1 LOWER | HRSG LOWER SE | TCA | TCA LP TEMP DRAIN LVL1 LOWER | DRAIN | AIR GT | LP-01215 | no data | no data | no data | no data | no data
no data | 02MBH05AA835 | TCA LO TEMP DRAIN LVL2 UPPER | HRSG LOWER SE | TCA | TCA LO TEMP DRAIN LVL2 UPPER | DRAIN | AIR GT | LP-01215 | no data | no data | no data | no data | no data
no data | 02MBH05AA836 | TCA LO TEMP DRAIN LVL2 LOWER | HRSG LOWER SE | TCA | TCA LO TEMP DRAIN LVL2 LOWER | DRAIN | AIR GT | LP-01215 | no data | no data | no data | no data | no data
no data | 02MBH05AA837 | TCA LO TEMP DRAIN LVL3 UPPER | HRSG LOWER SE | TCA | TCA LO TEMP DRAIN LVL3 UPPER | DRAIN | AIR GT | LP-01215 | no data | no data | no data | no data | no data
no data | 02MBH05AA838 | TCA LO TEMP DRAIN LVL3 LOWER | HRSG LOWER SE | TCA | TCA LO TEMP DRAIN LVL3 LOWER | DRAIN | AIR GT | LP-01215 | no data | no data | no data | no data | no data
no data | 02MBH04AA811 | 2C COLER LT1 UPPER ISO | TB LOWER NE | 2C | 2C COLER LT1 UPPER ISO | ISO | AIR GT | LP-01217 | no data | no data | no data | no data | no data
no data | 02MBH04AA812 | 2C COLER LT1 LOWER ISO | TB LOWER NE | 2C | 2C COLER LT1 LOWER ISO | ISO | AIR GT | LP-01217 | no data | no data | no data | no data | no data
no data | 02MBH04AA813 | 2C COLER LT2 UPPER ISO | TB LOWER NE | 2C | 2C COLER LT2 UPPER ISO | ISO | AIR GT | LP-01217 | no data | no data | no data | no data | no data
no data | 02MBH04AA814 | 2C COLER LT2 LOWER ISO | TB LOWER NE | 2C | 2C COLER LT2 LOWER ISO | ISO | AIR GT | LP-01217 | no data | no data | no data | no data | no data
no data | 02MBH04AA815 | 2C COLER LT3 UPPER ISO | TB LOWER NE | 2C | 2C COLER LT3 UPPER ISO | ISO | AIR GT | LP-01217 | no data | no data | no data | no data | no data
no data | 02MBH04AA816 | 2C COLER LT3 LOWER ISO | TB LOWER NE | 2C | 2C COLER LT3 LOWER ISO | ISO | AIR GT | LP-01217 | no data | no data | no data | no data | no data
no data | 02MBH06AA861 | ECA COLER LT1 UPPER ISO | HRSG LOWER SE | ECA | ECA COLER LT1 UPPER ISO | ISO | AIR GT | LP-01218 | no data | no data | no data | no data | no data
no data | 02MBH06AA862 | ECA COLER LT1 LOWER ISO | HRSG LOWER SE | ECA | ECA COLER LT1 LOWER ISO | ISO | AIR GT | LP-01218 | no data | no data | no data | no data | no data
no data | 02MBH06AA863 | ECA COLER LT2 UPPER ISO | HRSG LOWER SE | ECA | ECA COLER LT2 UPPER ISO | ISO | AIR GT | LP-01218 | no data | no data | no data | no data | no data
no data | 02MBH06AA864 | ECA COLER LT2 LOWER ISO | HRSG LOWER SE | ECA | ECA COLER LT2 LOWER ISO | ISO | AIR GT | LP-01218 | no data | no data | no data | no data | no data
no data | 02MBH06AA865 | ECA COLER LT3 UPPER ISO | HRSG LOWER SE | ECA | ECA COLER LT3 UPPER ISO | ISO | AIR GT | LP-01218 | no data | no data | no data | no data | no data
no data | 02MBH06AA866 | ECA COLER LT3 LOWER ISO | HRSG LOWER SE | ECA | ECA COLER LT3 LOWER ISO | ISO | AIR GT | LP-01218 | no data | no data | no data | no data | no data
no data | 02MAW01AA802 | GS CONDESER PIT ISO | TB UPPER SW | GS CONDENSER | GS CONDESER PIT ISO | ISO | ST GS | no data | no data | no data | no data | no data | no data
no data | 02MAW01AA803 | GS CONDESER LI ISO | TB UPPER SW | GS CONDENSER | GS CONDESER LI ISO | ISO | ST GS | no data | no data | no data | no data | no data | no data
no data | 02MAW01AA804 | GS CONDESER LI ISO | TB UPPER SW | GS CONDENSER | GS CONDESER LI ISO | ISO | ST GS | no data | no data | no data | no data | no data | no data
no data | 02MAW01AA911 | GS CONDESER ISTRUMENT PIPING DRAIN | TB UPPER SW | GS CONDENSER | GS CONDESER ISTRUMENT PIPING DRAIN | ISO | ST GS | no data | no data | no data | no data | no data | no data
no data | 02MAW01AA001 | GS EXHAUST FAN A INLET VLV | TB UPPER SW | GS CONDENSER | GS EXHAUST FAN A INLET VLV | ISO | ST GS | no data | no data | no data | no data | no data | no data
no data | 02MAW01AA002 | GS EXHAUST FAN B INLET VLV | TB UPPER SW | GS CONDENSER | GS EXHAUST FAN B INLET VLV | ISO | ST GS | no data | no data | no data | no data | no data | no data
no data | 02LBC01AA101 | no data | no data | ST | LTR CHECK VALVE | no data | CRH ST | T3463AAAA230-2 | no data | no data | no data | no data | no data
no data | 02LBC01AA103 | no data | no data | ST | ST VENTILATOR VALVE | ISO | CRH ST | T3463AAAA230-2 | no data | no data | no data | no data | no data
no data | 02LCE01AA101 | no data | no data | ST | LP TURBINE EXHAUST HOOD SPRAY STRAINER INLET VALVE | ISO | LP ST | T3463AAAA230-2 | no data | no data | no data | no data | no data
no data | 02LCE01AA102 | no data | no data | ST | LP TURBINE EXHAUST HOOD SPRAY INLET | ISO | LP ST | T3463AAAA230-2 | no data | no data | no data | no data | no data
no data | 02LCE01AA104 | no data | no data | ST | LP TURBINE EXHAUST HOOD SPRAY OUTLET | ISO | LP ST | T3463AAAA230-2 | no data | no data | no data | no data | no data
no data | 02LCE01AA105 | no data | no data | ST | LP TURBINE EXHAUST HOOD SPRAY BYPASS | ISO | LP ST | T3463AAAA230-2 | no data | no data | no data | no data | no data
no data | 02MAA03AA801 | no data | no data | ST | HP TURBINE INLET STEAM PIT-101 ISO | ISO | ST | T3463AAAA230-2 | no data | no data | no data | no data | no data
no data | 02MAA03AA802 | no data | no data | ST | INSTRUMENT VALVE FOR PIT-101 | ISO | ST | T3463AAAA230-2 | no data | no data | no data | no data | no data
no data | 02MAA03AA803 | no data | no data | ST | HP TURBINE INLET STEAM PIT-102 ISO | ISO | ST | T3463AAAA230-2 | no data | no data | no data | no data | no data
no data | 02MAA03AA804 | no data | no data | ST | INSTRUMENT VALVE FOR PET-102 | ISO | ST | T3463AAAA230-2 | no data | no data | no data | no data | no data
no data | 02MAA03AA805 | no data | no data | ST | HP TURBINE INLET STEAM PIT-103 ISO | ISO | ST | T3463AAAA230-2 | no data | no data | no data | no data | no data
no data | 02MAA03AA806 | no data | no data | ST | INSTRUMENT VALVE FOR PIT-103 | ISO | ST | T3463AAAA230-2 | no data | no data | no data | no data | no data
no data | 02MAA41AA801 | no data | no data | ST | INSTRUMENT VALVE FOR PIT-110 | ISO | ST | T3463AAAA230-2 | no data | no data | no data | no data | no data
no data | 02MAA41AA802 | no data | no data | ST | INSTRUMENT VALVE FOR PIT-111 | ISO | ST | T3463AAAA230-2 | no data | no data | no data | no data | no data
no data | 02MAA41AA803 | no data | no data | ST | INSTRUMENT VALVE FOR PIT-112 | ISO | ST | T3463AAAA230-2 | no data | no data | no data | no data | no data
no data | 02MAA41AA804 | no data | no data | ST | HP TURBINE GLAND STEAM PIT lSO | ISO | ST | T3463AAAA230-2 | no data | no data | no data | no data | no data
no data | 02MAB03AA801 | no data | no data | ST | PIT-113 ISO | ISO | ST | T3463AAAA230-2 | no data | no data | no data | no data | no data
no data | 02MAB03AA802 | no data | no data | ST | PIT-114 ISO | ISO | ST | T3463AAAA230-2 | no data | no data | no data | no data | no data
no data | 02MAB03AA803 | no data | no data | ST | PIT-115 ISO | ISO | ST | T3463AAAA230-2 | no data | no data | no data | no data | no data
no data | 02MAC03AA801 | no data | no data | ST | PIT-123 ISO | ISO | ST | T3463AAAA230-2 | no data | no data | no data | no data | no data
no data | 02MAC11AA901 | no data | no data | ST | ST VACUUM BR 1 | MOV | ST | T3463AAAA230-2 | no data | no data | no data | no data | no data
no data | 02MAC11AA902 | no data | no data | ST | ST VACUUM BR 2 | MOV | ST | T3463AAAA230-2 | no data | no data | no data | no data | no data
no data | 02L01AA901 | no data | no data | ST | CMV SEAT DRAIN MOV | MOV | ST | T3463AAAA230-1 | no data | no data | no data | no data | no data
no data | 02L02AA901 | no data | no data | ST | ST HP TURBINE STEAM INLET PIPE DRAIN MOTOR VALVE | MOV | ST | T3463AAAA230-1 | no data | no data | no data | no data | no data
no data | 02L04AA901 | no data | no data | ST | CRV SEAT DRAIN MOTOR VALVE | MOV | ST | T3463AAAA230-1 | no data | no data | no data | no data | no data
no data | 02L06AA901 | no data | no data | ST | ST IP TURBINE STEAM INLET PIPE DRAIN MOTOR VALVE | MOV | ST | T3463AAAA230-1 | no data | no data | no data | no data | no data
no data | 02L08AA901 | no data | no data | ST | LP STEAM STRAINER DRAIN VALVE | DRAIN | ST | T3463AAAA230-1 | no data | no data | no data | no data | no data
no data | 02L08AA902 | no data | no data | ST | LP STEAM STRAINER DRAIN VALVE AIR SET | DRAIN | ST | T3463AAAA230-1 | no data | no data | no data | no data | no data
no data | 02L08AA903 | no data | no data | ST | LP STEAM INLET PIPE DRAIN VALVE | DRAIN | ST | T3463AAAA230-1 | no data | no data | no data | no data | no data
no data | 02L08AA904 | no data | no data | ST | LP STEAM INLET PIPE DRAIN VALVE AIR SET | DRAIN | ST | T3463AAAA230-1 | no data | no data | no data | no data | no data
no data | 02M02M30AA101 | no data | no data | ST | GMV STEM LEAK RECOVERY MOTOR VALVE | MOV | ST | T3463AAAA230-1 | no data | no data | no data | no data | no data
no data | 02M02M30AA102 | no data | no data | ST | CMV STEAM LEAK DRAIN VALVE | MOV | ST | T3463AAAA230-1 | no data | no data | no data | no data | no data
no data | 02MAV10AA101 | no data | no data | Lube Oil | TURNING GEAR SUPPLY OIL SOLENOID VALVE BYPASS VALVE | ISO | ST | T3463AAAA210-1 | no data | no data | no data | no data | no data
no data | 02MAV10AA102 | no data | no data | Lube Oil | TURNING GEAR SUPPLY OIL SOLENOID VALVE JNLET VALVE | ISO | ST | T3463AAAA210-1 | no data | no data | no data | no data | no data
no data | 02MAV10AA103 | no data | no data | Lube Oil | TURNING GEAR SUPPLY OIL SOLENOID VALVE OUTLET VALVE | ISO | ST | T3463AAAA210-1 | no data | no data | no data | no data | no data
no data | 02MAV10AA106 | no data | no data | Lube Oil | SSS CLUTCH (DISENGAGED) OIL SUPPLY SOLENOID VALVE ISOLATION VALVE | ISO | ST | T3463AAAA210-1 | no data | no data | no data | no data | no data
no data | 02MAV10AA108 | no data | no data | Lube Oil | SSS CŁUTCH (ENGAGED) OIL SUPPLY SOLENOID VALVE BY—PASS VALVE | ISO | ST | T3463AAAA210-1 | no data | no data | no data | no data | no data
no data | 02MAV10AA109 | no data | no data | Lube Oil | SSS CLUTCH (ENGAGED) OIL DRAIN SOLENOID VALVE ISOLATION VALVE | ISO | ST | T3463AAAA210-1 | no data | no data | no data | no data | no data
no data | 02MAV10AA112 | no data | no data | Lube Oil | SSS CLUTCH (DISENGAGED) OIL DRAIN VALVE BY-PASS VALVE | ISO | ST | T3463AAAA210-1 | no data | no data | no data | no data | no data
no data | 02MAV10AA801 | no data | no data | no data | INSTRUMENT VALVE FOR PIT-16 | no data | ST | T3463AAAA210-1 | no data | no data | no data | no data | no data
no data | 02MAV10AA802 | no data | no data | no data | INSTRUMENT VALVE FOR PS-1 | no data | ST | T3463AAAA210-1 | no data | no data | no data | no data | no data
no data | 02MAY02AA151 | no data | no data | no data | HP STOP VALVE ACTUATOR PILOT CHEGK VALVE | no data | ST | T3463AAAA210-3 | no data | no data | no data | no data | no data
no data | 02MAY02AA153 | no data | no data | no data | SERVO VALVE FOR HP CONTROL VALVE | no data | ST | T3463AAAA210-3 | no data | no data | no data | no data | no data
no data | 02MAY02AA251 | no data | no data | no data | IP STOP VALVE ACTUATOR PILOT CHECK VALVE | no data | ST | T3463AAAA210-3 | no data | no data | no data | no data | no data
no data | 02MAY02AA253 | no data | no data | no data | SERVO VALVE FOR IP CONTROL VALVE | no data | ST | T3463AAAA210-3 | no data | no data | no data | no data | no data
no data | 02MAY02AA351 | no data | no data | no data | LP STOP VALVE AGTUATDR ST CONTROL OIL INLET VALVE | no data | ST | T3463AAAA210-3 | no data | no data | no data | no data | no data
no data | 02MAY02AA353 | no data | no data | no data | LP STOP VALVE PILOT OPERATED CHECK VALVE | no data | ST | T3463AAAA210-3 | no data | no data | no data | no data | no data
no data | 02MAY02AA401 | no data | no data | no data | LP CONTROL VALVE ACTUATOR ST CONTROL OIL INLET VALVE | no data | ST | T3463AAAA210-3 | no data | no data | no data | no data | no data
no data | 02MAY02AA402 | no data | no data | no data | LP CONTROL VALVE PILOT OPERATED CHEGK | no data | ST | T3463AAAA210-3 | no data | no data | no data | no data | no data
no data | 02MAY02AA403 | no data | no data | no data | Servo valve for LP control vlv | no data | ST | T3463AAAA210-3 | no data | no data | no data | no data | no data
no data | 02MAY04AA901 | no data | no data | no data | LP STOP VALVE ACTUATOR DRAIN CHEGK VALVE | no data | ST | T3463AAAA210-3 | no data | no data | no data | no data | no data
no data | 02MAY04AA902 | no data | no data | no data | FAST ACTING SOLENOID VALVE FOR LP CONTROL VALVE DRAIN VALVE | no data | ST | T3463AAAA210-3 | no data | no data | no data | no data | no data
no data | 02MAY04AA903 | no data | no data | no data | LP CONTROL VALVE AGTUATOR DRAIN CHECK VALVE | no data | ST | T3463AAAA210-3 | no data | no data | no data | no data | no data
no data | 02QEB01AA101 | no data | no data | no data | HIP TURBINE COOLING CELL SUPPLY AIR VALVE INLET VALVE | no data | ST | T3463AAAA230-2 | no data | no data | no data | no data | no data
no data | 02QEB01AA103 | no data | no data | no data | HIP TURBINE COOLING CELL SUPPLY ATR VALVE OUTLET VALVE | no data | ST | T3463AAAA230-2 | no data | no data | no data | no data | no data
no data | 02QEB01AA104 | no data | no data | no data | HIP TURBINE COOLING CELL SUPPLY AIR VALUE BY-PASS VALVE | no data | ST | T3463AAAA230-2 | no data | no data | no data | no data | no data
no data | 02QEB01AA105 | no data | no data | no data | CASING COOLING CELL (HP) SUPPLY AIR INLET VALVE | no data | ST | T3463AAAA230-2 | no data | no data | no data | no data | no data
no data | 02QEB01AA106 | no data | no data | no data | CASING COOLING CELL (HP) OUTLET VALVE | no data | ST | T3463AAAA230-2 | no data | no data | no data | no data | no data
no data | 02QEB01AA107 | no data | no data | no data | GASING COOLING GELL (IP) SUPPLY AIR INLET VALVE | no data | ST | T3463AAAA230-2 | no data | no data | no data | no data | no data
no data | 02QEB01AA108 | no data | no data | no data | CASJNG COOLING GELL (IP) OUTLET CHEGK VALVE | no data | ST | T3463AAAA230-2 | no data | no data | no data | no data | no data
no data | 02QEB01AA109 | no data | no data | no data | CASING COOLING CELL (LP) SUPPLY AIR INLET VALVE | no data | ST | T3463AAAA230-2 | no data | no data | no data | no data | no data
no data | 02QEB01AA110 | no data | no data | no data | CASING COOLING CELL (LP) OUTLET CHECK VALVE | no data | ST | T3463AAAA230-2 | no data | no data | no data | no data | no data
no data | 02QEB01AA801 | no data | no data | no data | INSTRUMENT VALVE FOR PiT—109 | no data | ST | T3463AAAA230-2 | no data | no data | no data | no data | no data

## Electric
Equipment | ID | Location | Category | Bus | Breaker type
UNIT 1 ACC FAN 01A | 01-ACC-MFN-01A | 01-ACC-MCC-131, CUBICLE 4FM | Fan/Blower | 01-ACC-MCC-131 | 480 V MOLDED CASE BREAKER
UNIT 1 ACC FAN 01C | 01-ACC-MFN-01C | 01-ACC-MCC-131, CUBICLE 5FM | Fan/Blower | 01-ACC-MCC-131 | 480 V MOLDED CASE BREAKER
UNIT 1 ACC FAN 01E | 01-ACC-MFN-01E | 01-ACC-MCC-131, CUBICLE 6FM | Fan/Blower | 01-ACC-MCC-131 | 480 V MOLDED CASE BREAKER
UNIT 1 ACC FAN 02B | 01-ACC-MFN-02B | 01-ACC-MCC-131, CUBICLE 7FM | Fan/Blower | 01-ACC-MCC-131 | 480 V MOLDED CASE BREAKER
UNIT 1 ACC FAN 02D | 01-ACC-MFN-02D | 01-ACC-MCC-131, CUBICLE 8FM | Fan/Blower | 01-ACC-MCC-131 | 480 V MOLDED CASE BREAKER
UNIT 1 ACC FAN 02F | 01-ACC-MFN-02F | 01-ACC-MCC-131, CUBICLE 9FM | Fan/Blower | 01-ACC-MCC-131 | 480 V MOLDED CASE BREAKER
ACC 1 GLYCOL HX FAN 01 | 01-ARM-MFN-01 | 01-ACC-MCC-131, CUBICLE 13FD | Fan/Blower | 01-ACC-MCC-131 | 480 V MOLDED CASE BREAKER
ACC 1 GLYCOL HX FAN 02 | 01-ARM-MFN-02 | 01-ACC-MCC-131, CUBICLE 13FF | Fan/Blower | 01-ACC-MCC-131 | 480 V MOLDED CASE BREAKER
ACC 1 GLYCOL HX FAN 03 | 01-ARM-MFN-03 | 01-ACC-MCC-131, CUBICLE 13FH | Fan/Blower | 01-ACC-MCC-131 | 480 V MOLDED CASE BREAKER
ACC 1 PDC XFMR | 01-LVB-XFR-1311 | 01-ACC-MCC-131, CUBICLE 2FG(L) | Transformer | 01-ACC-MCC-131 | 480 V MOLDED CASE BREAKER
UNIT 1 ACC FINTUBE CLEANING SYS | 01-CND-RCP-983 | 01-ACC-MCC-131, CUBICLE 2FJ(L) |  | 01-ACC-MCC-131 | 480 V MOLDED CASE BREAKER
MAIN BREAKER 1 CONTROL POWER TRANSFORMER |  | 01-ACC-MCC-131, CUBICLE |  | 01-ACC-MCC-131 | 480 V MOLDED CASE BREAKER
MAIN SUPPLY FEED FROM 01-MVA-XFR-13 |  | 01-ACC-MCC-131, CUBICLE 3FM |  | 01-ACC-MCC-131 | 480 V MOLDED CASE BREAKER
ACC 1 LRVP 01A | 01-ARM-MPM-01A | 01-ACC-MCC-131, CUBICLE 10FM | Pump | 01-ACC-MCC-131 | 480 V MOLDED CASE BREAKER
UNIT 1 LP DRAINS TANK PUMP MTR A | 01-STP-MPM-01A | 01-ACC-MCC-131, CUBICLE 12FB | Pump | 01-ACC-MCC-131 | 480 V MOLDED CASE BREAKER
ACC 1 GLYCOL RECIRC PMP 03A | 01-ARM-MPM-03A | 01-ACC-MCC-131, CUBICLE 12FD | Pump | 01-ACC-MCC-131 | 480 V MOLDED CASE BREAKER
ACC 1 GLYCOL RECIRC PMP 03C | 01-ARM-MPM-03C | 01-ACC-MCC-131, CUBICLE 12FF | Pump | 01-ACC-MCC-131 | 480 V MOLDED CASE BREAKER
ACC 1 PDC PANELBOARD 480VAC | 01-LVB-PPL-1311 | 01-ACC-MCC-131, CUBICLE 16FM | Power Panel | 01-ACC-MCC-131 | 480 V MOLDED CASE BREAKER
ACC 1 SEAL WTR PMP 02A | 01-ARM-MPM-02A | 01-ACC-MCC-131, CUBICLE 13FK | Pump | 01-ACC-MCC-131 | 480 V MOLDED CASE BREAKER
MAIN BREAKER 2 CONTROL POWER TRANSFORMER |  | 01-ACC-MCC-131, CUBICLE |  | 01-ACC-MCC-131 | 480 V MOLDED CASE BREAKER
SECONDARY SUPPLY FEED FROM 01-MVA-XFR-23 |  | 01-ACC-MCC-131, CUBICLE 15FM |  | 01-ACC-MCC-131 | 480 V MOLDED CASE BREAKER
UNIT 1 ACC FAN GEARBOX OIL COOLER 01A | 01-ACC-HEX-01A | 01-ACC-MCC-131, CUBICLE 17FB |  | 01-ACC-MCC-131 | 480 V MOLDED CASE BREAKER
UNIT 1 ACC FAN GEARBOX OIL COOLER 01C | 01-ACC-HEX-01C | 01-ACC-MCC-131, CUBICLE 17FD |  | 01-ACC-MCC-131 | 480 V MOLDED CASE BREAKER
UNIT 1 ACC FAN GEARBOX OIL COOLER 01E | 01-ACC-HEX-01E | 01-ACC-MCC-131, CUBICLE 17FF |  | 01-ACC-MCC-131 | 480 V MOLDED CASE BREAKER
UNIT 1 ACC FAN GEARBOX OIL COOLER 02B | 01-ACC-HEX-02B | 01-ACC-MCC-131, CUBICLE 17FH |  | 01-ACC-MCC-131 | 480 V MOLDED CASE BREAKER
UNIT 1 ACC FAN GEARBOX OIL COOLER 02D | 01-ACC-HEX-02D | 01-ACC-MCC-131, CUBICLE 17FK |  | 01-ACC-MCC-131 | 480 V MOLDED CASE BREAKER
UNIT 1 ACC FAN GEARBOX OIL COOLER 02F | 01-ACC-HEX-02F | 01-ACC-MCC-131, CUBICLE 17FM |  | 01-ACC-MCC-131 | 480 V MOLDED CASE BREAKER
UNIT 1 ACC FAN 03A | 01-ACC-MFN-03A | 01-ACC-MCC-151, CUBICLE5FM | Fan/Blower | 01-ACC-MCC-151 | 480 V MOLDED CASE BREAKER
UNIT 1 ACC FAN 03C | 01-ACC-MFN-03C | 01-ACC-MCC-151, CUBICLE6FM | Fan/Blower | 01-ACC-MCC-151 | 480 V MOLDED CASE BREAKER
UNIT 1 ACC FAN 03E | 01-ACC-MFN-03E | 01-ACC-MCC-151, CUBICLE7FM | Fan/Blower | 01-ACC-MCC-151 | 480 V MOLDED CASE BREAKER
UNIT 1 ACC FAN 04B | 01-ACC-MFN-04B | 01-ACC-MCC-151, CUBICLE8FM | Fan/Blower | 01-ACC-MCC-151 | 480 V MOLDED CASE BREAKER
UNIT 1 ACC FAN 04D | 01-ACC-MFN-04D | 01-ACC-MCC-151, CUBICLE9FM | Fan/Blower | 01-ACC-MCC-151 | 480 V MOLDED CASE BREAKER
UNIT 1 ACC FAN 04F | 01-ACC-MFN-04F | 01-ACC-MCC-151, CUBICLE10FM | Fan/Blower | 01-ACC-MCC-151 | 480 V MOLDED CASE BREAKER
UNIT 1 ACC FAN GEARBOX OIL COOLER 03A | 01-ACC-HEX-03A | 01-ACC-MCC-151, CUBICLE2FB |  | 01-ACC-MCC-151 | 480 V MOLDED CASE BREAKER
UNIT 1 ACC FAN GEARBOX OIL COOLER 03C | 01-ACC-HEX-03C | 01-ACC-MCC-151, CUBICLE2FD |  | 01-ACC-MCC-151 | 480 V MOLDED CASE BREAKER
UNIT 1 ACC FAN GEARBOX OIL COOLER 03E | 01-ACC-HEX-03E | 01-ACC-MCC-151, CUBICLE2FF |  | 01-ACC-MCC-151 | 480 V MOLDED CASE BREAKER
UNIT 1 ACC FAN GEARBOX OIL COOLER 04B | 01-ACC-HEX-04B | 01-ACC-MCC-151, CUBICLE2FH |  | 01-ACC-MCC-151 | 480 V MOLDED CASE BREAKER
UNIT 1 ACC FAN GEARBOX OIL COOLER 04D | 01-ACC-HEX-04D | 01-ACC-MCC-151, CUBICLE2FK |  | 01-ACC-MCC-151 | 480 V MOLDED CASE BREAKER
UNIT 1 ACC FAN GEARBOX OIL COOLER 04F | 01-ACC-HEX-04F | 01-ACC-MCC-151, CUBICLE2FM |  | 01-ACC-MCC-151 | 480 V MOLDED CASE BREAKER
MAIN BREAKER 1 CONTROL POWER TRANSFORMER |  | 01-ACC-MCC-151, CUBICLE4FM |  | 01-ACC-MCC-151 | 480 V MOLDED CASE BREAKER
MAIN SUPPLY FEED FROM 01-MVA-XFR-15 |  | 01-ACC-MCC-151, CUBICLE4FM |  | 01-ACC-MCC-151 | 480 V MOLDED CASE BREAKER
ACC 1 LRVP 01C | 01-ARM-MPM-01C | 01-ACC-MCC-151, CUBICLE11FM | Pump | 01-ACC-MCC-151 | 480 V MOLDED CASE BREAKER
ACC 1 PDC PANELBOARD 480VAC | 01-LVB-PPL-1511 | 01-ACC-MCC-151, CUBICLE12FC | Power Panel | 01-ACC-MCC-151 | 480 V MOLDED CASE BREAKER
ACC 1 SEAL WTR PMP 02C | 01-ARM-MPM-02C | 01-ACC-MCC-151, CUBICLE14FB | Pump | 01-ACC-MCC-151 | 480 V MOLDED CASE BREAKER
MAIN BREAKER 2 CONTROL POWER TRANSFORMER |  | 01-ACC-MCC-151 |  | 01-ACC-MCC-151 | 480 V MOLDED CASE BREAKER
SECONDARY SUPPLY FEED FROM 01-MVA-XFR-25 |  | 01-ACC-MCC-151 |  | 01-ACC-MCC-151 | 480 V MOLDED CASE BREAKER
UNIT 1 ACC FAN 01B | 01-ACC-MFN-01B | 01-ACC-MCC-231, CUBICLE8FM | Fan/Blower | 01-ACC-MCC-231 | 480 V MOLDED CASE BREAKER
UNIT 1 ACC FAN 01D | 01-ACC-MFN-01D | 01-ACC-MCC-231, CUBICLE10FM | Fan/Blower | 01-ACC-MCC-231 | 480 V MOLDED CASE BREAKER
UNIT 1 ACC FAN 01F | 01-ACC-MFN-01F | 01-ACC-MCC-231, CUBICLE11FM | Fan/Blower | 01-ACC-MCC-231 | 480 V MOLDED CASE BREAKER
UNIT 1 ACC FAN 02A | 01-ACC-MFN-02A | 01-ACC-MCC-231, CUBICLE6FM | Fan/Blower | 01-ACC-MCC-231 | 480 V MOLDED CASE BREAKER
UNIT 1 ACC FAN 02C | 01-ACC-MFN-02C | 01-ACC-MCC-231, CUBICLE7FM | Fan/Blower | 01-ACC-MCC-231 | 480 V MOLDED CASE BREAKER
UNIT 1 ACC FAN 02E | 01-ACC-MFN-02E | 01-ACC-MCC-231, CUBICLE8FM | Fan/Blower | 01-ACC-MCC-231 | 480 V MOLDED CASE BREAKER
ACC 1 GLYCOL HX FAN 04 | 01-ARM-MFN-04 | 01-ACC-MCC-231, CUBICLE15FB | Fan/Blower | 01-ACC-MCC-231 | 480 V MOLDED CASE BREAKER
ACC 1 GLYCOL HX FAN 05 | 01-ARM-MFN-05 | 01-ACC-MCC-231, CUBICLE15FD | Fan/Blower | 01-ACC-MCC-231 | 480 V MOLDED CASE BREAKER
UNIT 1 ACC FAN GEARBOX OIL COOLER 02A | 01-ACC-HEX-02A | 01-ACC-MCC-231, CUBICLE2FB |  | 01-ACC-MCC-231 | 480 V MOLDED CASE BREAKER
UNIT 1 ACC FAN GEARBOX OIL COOLER 02C | 01-ACC-HEX-02C | 01-ACC-MCC-231, CUBICLE2FD |  | 01-ACC-MCC-231 | 480 V MOLDED CASE BREAKER
UNIT 1 ACC FAN GEARBOX OIL COOLER 02E | 01-ACC-HEX-02E | 01-ACC-MCC-231, CUBICLE2FF |  | 01-ACC-MCC-231 | 480 V MOLDED CASE BREAKER
UNIT 1 ACC FAN GEARBOX OIL COOLER 01B | 01-ACC-HEX-01B | 01-ACC-MCC-231, CUBICLE2FH |  | 01-ACC-MCC-231 | 480 V MOLDED CASE BREAKER
UNIT 1 ACC FAN GEARBOX OIL COOLER 01D | 01-ACC-HEX-01D | 01-ACC-MCC-231, CUBICLE2FK |  | 01-ACC-MCC-231 | 480 V MOLDED CASE BREAKER
UNIT 1 ACC FAN GEARBOX OIL COOLER 01F | 01-ACC-HEX-01F | 01-ACC-MCC-231, CUBICLE2FM |  | 01-ACC-MCC-231 | 480 V MOLDED CASE BREAKER
MAIN BREAKER 1 CONTROL POWER TRANSFORMER |  | 01-ACC-MCC-231, CUBICLE |  | 01-ACC-MCC-231 | 480 V MOLDED CASE BREAKER
MAIN SUPPLY FEED FROM 01-MVA-XFR-23 |  | 01-ACC-MCC-231, CUBICLE5FM |  | 01-ACC-MCC-231 | 480 V MOLDED CASE BREAKER
ACC 1 LRVP 01B | 01-ARM-MPM-01B | 01-ACC-MCC-231, CUBICLE12FM | Pump | 01-ACC-MCC-231 | 480 V MOLDED CASE BREAKER
UNIT 1 LP DRAINS TANK PUMP MTR B | 01-STP-MPM-01B | 01-ACC-MCC-231, CUBICLE14FB | Pump | 01-ACC-MCC-231 | 480 V MOLDED CASE BREAKER
ACC 1 GLYCOL RECIRC PMP 03B | 01-ARM-MPM-03B | 01-ACC-MCC-231, CUBICLE15FF | Pump | 01-ACC-MCC-231 | 480 V MOLDED CASE BREAKER
ACC 1 SEAL WTR PMP 02B | 01-ARM-MPM-02B | 01-ACC-MCC-231, CUBICLE15FH | Pump | 01-ACC-MCC-231 | 480 V MOLDED CASE BREAKER
MAIN BREAKER 2 CONTROL POWER TRANSFORMER |  | 01-ACC-MCC-231, CUBICLE |  | 01-ACC-MCC-231 | 480 V MOLDED CASE BREAKER
SECONDARY SUPPLY FEED FROM 01-MVA-XFR-13 |  | 01-ACC-MCC-231, CUBICLE17FM |  | 01-ACC-MCC-231 | 480 V MOLDED CASE BREAKER
UNIT 1 ACC FAN 03B | 01-ACC-MFN-03B | 01-ACC-MCC-251, CUBICLE9FM | Fan/Blower | 01-ACC-MCC-251 | 480 V MOLDED CASE BREAKER
UNIT 1 ACC FAN 03D | 01-ACC-MFN-03D | 01-ACC-MCC-251, CUBICLE10FM | Fan/Blower | 01-ACC-MCC-251 | 480 V MOLDED CASE BREAKER
UNIT 1 ACC FAN 03F | 01-ACC-MFN-03F | 01-ACC-MCC-251, CUBICLE11FM | Fan/Blower | 01-ACC-MCC-251 | 480 V MOLDED CASE BREAKER
UNIT 1 ACC FAN 04A | 01-ACC-MFN-04A | 01-ACC-MCC-251, CUBICLE6FM | Fan/Blower | 01-ACC-MCC-251 | 480 V MOLDED CASE BREAKER
UNIT 1 ACC FAN 04C | 01-ACC-MFN-04C | 01-ACC-MCC-251, CUBICLE7FM | Fan/Blower | 01-ACC-MCC-251 | 480 V MOLDED CASE BREAKER
UNIT 1 ACC FAN 04E | 01-ACC-MFN-04E | 01-ACC-MCC-251, CUBICLE8FM | Fan/Blower | 01-ACC-MCC-251 | 480 V MOLDED CASE BREAKER
UNIT 1 ACC FAN GEARBOX OIL COOLER 04A | 01-ACC-HEX-04A | 01-ACC-MCC-251, CUBICLE2FB |  | 01-ACC-MCC-251 | 480 V MOLDED CASE BREAKER
UNIT 1 ACC FAN GEARBOX OIL COOLER 04C | 01-ACC-HEX-04C | 01-ACC-MCC-251, CUBICLE2FD |  | 01-ACC-MCC-251 | 480 V MOLDED CASE BREAKER
UNIT 1 ACC FAN GEARBOX OIL COOLER 04E | 01-ACC-HEX-04E | 01-ACC-MCC-251, CUBICLE2FF |  | 01-ACC-MCC-251 | 480 V MOLDED CASE BREAKER
UNIT 1 ACC FAN GEARBOX OIL COOLER 03B | 01-ACC-HEX-03B | 01-ACC-MCC-251, CUBICLE2FH |  | 01-ACC-MCC-251 | 480 V MOLDED CASE BREAKER
UNIT 1 ACC FAN GEARBOX OIL COOLER 03D | 01-ACC-HEX-03D | 01-ACC-MCC-251, CUBICLE2FK |  | 01-ACC-MCC-251 | 480 V MOLDED CASE BREAKER
UNIT 1 ACC FAN GEARBOX OIL COOLER 03F | 01-ACC-HEX-03F | 01-ACC-MCC-251, CUBICLE2FM |  | 01-ACC-MCC-251 | 480 V MOLDED CASE BREAKER
MAIN BREAKER 1 CONTROL POWER TRANSFORMER |  | 01-ACC-MCC-251, CUBICLE4FM |  | 01-ACC-MCC-251 | 480 V MOLDED CASE BREAKER
MAIN SUPPLY FEED FROM 01-MVA-XFR-25 |  | 01-ACC-MCC-251, CUBICLE4FM |  | 01-ACC-MCC-251 | 480 V MOLDED CASE BREAKER
ACC 1 LRVP 01D | 01-ARM-MPM-01D | 01-ACC-MCC-251, CUBICLE12FM | Pump | 01-ACC-MCC-251 | 480 V MOLDED CASE BREAKER
ACC 1 PDC XFMR 480-120/208VAC | 01-LVB-XFR-2511 | 01-ACC-MCC-251, CUBICLE13FC(L) | Transformer | 01-ACC-MCC-251 | 480 V MOLDED CASE BREAKER
ACC 1 LRVP 01E | 01-ARM-MPM-01E | 01-ACC-MCC-251, CUBICLE13FM | Pump | 01-ACC-MCC-251 | 480 V MOLDED CASE BREAKER
ACC 1 SEAL WTR PMP 02D | 01-ARM-MPM-02D | 01-ACC-MCC-251, CUBICLE15FB | Pump | 01-ACC-MCC-251 | 480 V MOLDED CASE BREAKER
ACC 1 SEAL WTR PMP 02E | 01-ARM-MPM-02E | 01-ACC-MCC-251, CUBICLE15FD | Pump | 01-ACC-MCC-251 | 480 V MOLDED CASE BREAKER
MAIN BREAKER 2 CONTROL POWER TRANSFORMER |  | 01-ACC-MCC-251, CUBICLE16FM |  | 01-ACC-MCC-251 | 480 V MOLDED CASE BREAKER
SECONDARY SUPPLY FEED FROM 01-MVA-XFR-15 |  | 01-ACC-MCC-251, CUBICLE16FM |  | 01-ACC-MCC-251 | 480 V MOLDED CASE BREAKER
UNIT 1 ACC HEAT TRACE XFMR 480-120/208VAC | 01-HTT-XFR-2511 | 01-ACC-MCC-251, CUBICLE17FJ(R) | Transformer | 01-ACC-MCC-251 | 480 V MOLDED CASE BREAKER
BATTERY ROOM EXHAUST FAN | 01UCA51AN301 | TCP | Fan/Blower | 01BMT01
MAIN FEED TO ESSENTIAL DISTRIBUTION PANEL | 01BMT01 | TCP | Power Panel | 01BMT01
TURBINE CONTROL PANEL | 01MBY01GH001\10 | TCP | Control Power Feed | 01BMT01
TURBINE SUPERVISORY INSTRUMENT PANEL | 01MBY01GH016\10 | TCP | Control Power Feed | 01BMT01
LOCAL FIRE ALARM CONTROL PANEL | 01SGY03GH001 | TCP | Control Power Feed | 01BMT01
TURBINE PROTECTION PANEL | 01MBY01GH010\10 | TCP | Control Power Feed | 01BMT01
TURBINE REMOTE I/O PANEL A | 01MBY93GH001\10 | TCP | Control Power Feed | 01BMT01
TURBINE REMOTE I/O PANEL B | 01MBY93GH002\10 | TCP | Control Power Feed | 01BMT01
CONTROL PACKAGE INTERIOR LIGHTING - 1 | 01UCA51GP101 | TCP |  | 01BMT01
CONTROL PACKAGE INTERIOR LIGHTING - 2 | 01UCA51GP201 | TCP |  | 01BMT01
CONTROL PACKAGE EXTERIOR LIGHTING - 1 | 01UCA51GP102 | TCP |  | 01BMT01
CONTROL PACKAGE EXTERIOR LIGHTING - 2 | 01UCA51GP202 | TCP |  | 01BMT01
CONTROL PACKAGE LOCAL FIRE ALARM PANEL | 01SGY01GH001 | TCP | Control Power Feed | 01BMT01
CONTROL PACKAGE HVAC CONTROLLER | 01UCA51AH101-N01 | TCP |  | 01BMT01
Unit 1 Turbine BLDG AHU 13 DSW | 01-HVC-DSW-29 | 01-LVB-PPL-1111 BR 9 NE corner turbine building |  | 01-LVB-PPL-1111 | 480 V CIRCUIT BREACKER
Unit 1 Turbine BLDG AHU 12 DSW | 01-HVC-DSW-28 | 01-LVB-PPL-1111 BR 10 NE corner turbine building |  | 01-LVB-PPL-1111 | 480 V CIRCUIT BREACKER
Unit 1 Turbine BLDG Roll Up Door 2 | 01-HVC-DOR-02 | 01-LVB-PPL-1111 BR 11 NE corner turbine building |  | 01-LVB-PPL-1111 | 480 V CIRCUIT BREACKER
Unit 1 Turbine BLDG Roof EXH Fan DSW 19 | 01-HVC-DSW-19 | 01-LVB-PPL-1111 BR 1 NE corner turbine building | Fan/Blower | 01-LVB-PPL-1111 | 480 V CIRCUIT BREACKER
Unit 1 Turbine BLDG Roof EXH Fan DSW 20 | 01-HVC-DSW-20 | 01-LVB-PPL-1111 BR 2 NE corner turbine building | Fan/Blower | 01-LVB-PPL-1111 | 480 V CIRCUIT BREACKER
Unit 1 Turbine BLDG Roof EXH Fan DSW 21 | 01-HVC-DSW-21 | 01-LVB-PPL-1111 BR 3 NE corner turbine building | Fan/Blower | 01-LVB-PPL-1111 | 480 V CIRCUIT BREACKER
Unit 1 Turbine BLDG Roof EXH Fan DSW 22 | 01-HVC-DSW-22 | 01-LVB-PPL-1111 BR 4 NE corner turbine building | Fan/Blower | 01-LVB-PPL-1111 | 480 V CIRCUIT BREACKER
Unit 1 Turbine BLDG Roof EXH Fan DSW 23 | 01-HVC-DSW-23 | 01-LVB-PPL-1111 BR 5 NE corner turbine building | Fan/Blower | 01-LVB-PPL-1111 | 480 V CIRCUIT BREACKER
Unit 1 Turbine BLDG Roof EXH Fan DSW 24 | 01-HVC-DSW-24 | 01-LVB-PPL-1111 BR 6 NE corner turbine building | Fan/Blower | 01-LVB-PPL-1111 | 480 V CIRCUIT BREACKER
Unit 1 Turbine BLDG Roof EXH Fan DSW 25 | 01-HVC-DSW-25 | 01-LVB-PPL-1111 BR 7 NE corner turbine building | Fan/Blower | 01-LVB-PPL-1111 | 480 V CIRCUIT BREACKER
Unit 1 Turbine BLDG Roof EXH Fan DSW 26 | 01-HVC-DSW-26 | 01-LVB-PPL-1111 BR 8 NE corner turbine building | Fan/Blower | 01-LVB-PPL-1111 | 480 V CIRCUIT BREACKER
HRSG 1 Grade W 480 Panelboard 2 Main PWR FD | 01-LVB-PPL-11121 | 01-LVB-PPL-1112 BR 6 Outside HRSG SWG enclosure | Power Panel | 01-LVB-PPL-1112 | 480 V CIRCUIT BREACKER
Unit 1 BFP A Sound Enclosure Heater PWR Feed | 01-BFW-PNL-01A | 01-LVB-PPL-1112 BR 7 Outside HRSG SWG enclosure | Heater | 01-LVB-PPL-1112 | 480 V CIRCUIT BREACKER
Unit 1 BFP B Sound Enclosure Heater PWR Feed | 01-BFW-PNL-01B | 01-LVB-PPL-1112 BR 8 Outside HRSG SWG enclosure | Heater | 01-LVB-PPL-1112 | 480 V CIRCUIT BREACKER
Unit 1 HRSG Stack Hoist PWR Feed | 01-HRG-HST-01 | 01-LVB-PPL-1112 BR 9 Outside HRSG SWG enclosure |  | 01-LVB-PPL-1112 | 480 V CIRCUIT BREACKER
Piperack 1 Welding Recept 9 480VAC | 01-LVB-RCP-09 | 01-LVB-PPL-1112 BR 10 Outside HRSG SWG enclosure |  | 01-LVB-PPL-1112 | 480 V CIRCUIT BREACKER
Unit 1 CCF HP/IP Phosphate & Ammonia SYS | 01-CCF-DSW-02 | 01-LVB-PPL-1112 BR 11 Outside HRSG SWG enclosure | Control Power Feed | 01-LVB-PPL-1112 | 480 V CIRCUIT BREACKER
Unit 1 HP Steam Bypass Valve Hoist PWR Feed | 01-HPS-HST-01 | 01-LVB-PPL-1112 BR 15 Outside HRSG SWG enclosure |  | 01-LVB-PPL-1112 | 480 V CIRCUIT BREACKER
Unit 1 BFW Pump 01A Hoist 480VAC PWR Feed | 01-BFW-HST-01A | 01-LVB-PPL-1112 BR 17 Outside HRSG SWG enclosure |  | 01-LVB-PPL-1112 | 480 V CIRCUIT BREACKER
Unit 1 BFW Pump 01B Hoist 480VAC PWR Feed | 01-BFW-HST-01B | 01-LVB-PPL-1112 BR 18 Outside HRSG SWG enclosure |  | 01-LVB-PPL-1112 | 480 V CIRCUIT BREACKER
Piperack 1 Welding Recept 10 480VAC | 01-LVB-RCP-10 | 01-LVB-PPL-1112 BR 19 Outside HRSG SWG enclosure |  | 01-LVB-PPL-1112 | 480 V CIRCUIT BREACKER
Piperack 1 Welding Recept 11 480VAC | 01-LVB-RCP-11 | 01-LVB-PPL-1112 BR 20 Outside HRSG SWG enclosure |  | 01-LVB-PPL-1112 | 480 V CIRCUIT BREACKER
Piperack 1 Welding Recept 12 480VAC | 01-LVB-RCP-12 | 01-LVB-PPL-1112 BR 21 Outside HRSG SWG enclosure |  | 01-LVB-PPL-1112 | 480 V CIRCUIT BREACKER
Piperack 1 Welding Recept 13 480VAC | 01-LVB-RCP-13 | 01-LVB-PPL-1112 BR 22 Outside HRSG SWG enclosure |  | 01-LVB-PPL-1112 | 480 V CIRCUIT BREACKER
HRSG 1 HP Attemp Spray Water Stop MOV PWR | 01-MOV-HHS908 | 01-LVB-PPL-1112 BR 14 Outside HRSG SWG enclosure | Motor Operated Valve | 01-LVB-PPL-1112 | 480 V CIRCUIT BREACKER
HRSG 1 IP Steam Outlet MOV Main PWR Feed | 01-MOV-HIS902 | 01-LVB-PPL-1112 BR 3 Outside HRSG SWG enclosure | Motor Operated Valve | 01-LVB-PPL-1112 | 480 V CIRCUIT BREACKER
HRSG 1 IP SH MOV Vent VLV 480VAC | 01-MOV-HIS946 | 01-LVB-PPL-1112 BR 16 Outside HRSG SWG enclosure | Motor Operated Valve | 01-LVB-PPL-1112 | 480 V CIRCUIT BREACKER
HrRSG 1 LP Econ Vent Main PWR Feed | 01-MOV-HLS907 | 01-LVB-PPL-1112 BR 5 Outside HRSG SWG enclosure | Motor Operated Valve | 01-LVB-PPL-1112 | 480 V CIRCUIT BREACKER
HRSG 1 LP Intermittent BD Stop Main PWR Feed | 01-MOV-HLS908 | 01-LVB-PPL-1112 BR 13 Outside HRSG SWG enclosure | Motor Operated Valve | 01-LVB-PPL-1112 | 480 V CIRCUIT BREACKER
HRSG 1 LP Feedwater Inlet Stop Main PWR Feed | 01-MOV-HLS931 | 01-LVB-PPL-1112 BR 4 Outside HRSG SWG enclosure | Motor Operated Valve | 01-LVB-PPL-1112 | 480 V CIRCUIT BREACKER
HRSG 1 LP Sparging Steam Shutoff Valve | 01-MOV-HLS944 | 01-LVB-PPL-1112 BR 12 Outside HRSG SWG enclosure | Motor Operated Valve | 01-LVB-PPL-1112 | 480 V CIRCUIT BREACKER
HRSG 1 HP SPARGING STEAM MOV MAIN FEED | 01-MOV-HHS904 | 01-LVB-PPL-11121 BR 13 Outside HRSG SWG enclosure | Motor Operated Valve | 01-LVB-PPL-11121 | 480 V CIRCUIT BREACKER
HRSG 1 ATTEMP DRAIN POT STOP MOV MAIN FEED | 01-MOV-HHS911 | 01-LVB-PPL-11121 BR 14 Outside HRSG SWG enclosure | Motor Operated Valve | 01-LVB-PPL-11121 | 480 V CIRCUIT BREACKER
HRSG 1 HP ECON VENT MAIN PWR FEED | 01-MOV-HHS942 | 01-LVB-PPL-11121 BR 4 Outside HRSG SWG enclosure | Motor Operated Valve | 01-LVB-PPL-11121 | 480 V CIRCUIT BREACKER
HRSG 1 HP CASCADING BD ISOLATION MAIN FEED | 01-MOV-HHS943 | 01-LVB-PPL-11121 BR 6 Outside HRSG SWG enclosure | Motor Operated Valve | 01-LVB-PPL-11121 | 480 V CIRCUIT BREACKER
HRSG 1 IP FEEDWATER FGH STOP VLV MAIN FEED | 01-MOV-HIS904 | 01-LVB-PPL-11121 BR 5 Outside HRSG SWG enclosure | Motor Operated Valve | 01-LVB-PPL-11121 | 480 V CIRCUIT BREACKER
HRSG 1 IP CONT BLOWDOWN STOP MAIN FEED | 01-MOV-HIS905 | 01-LVB-PPL-11121 BR 7 Outside HRSG SWG enclosure | Motor Operated Valve | 01-LVB-PPL-11121 | 480 V CIRCUIT BREACKER
HRSG 1 IP STEAM STOP MAIN PWR FEED | 01-MOV-HIS908 | 01-LVB-PPL-11121 BR 8 Outside HRSG SWG enclosure | Motor Operated Valve | 01-LVB-PPL-11121 | 480 V CIRCUIT BREACKER
HRSG 1 IP SPARGING STEAM STOP MAIN PWR FEED | 01-MOV-HIS909 | 01-LVB-PPL-11121 BR 10 Outside HRSG SWG enclosure | Motor Operated Valve | 01-LVB-PPL-11121 | 480 V CIRCUIT BREACKER
HRSG 1 IP INTERMITTENT BD STOP MAIN FEED | 01-MOV-HIS916 | 01-LVB-PPL-11121 BR 9 Outside HRSG SWG enclosure | Motor Operated Valve | 01-LVB-PPL-11121 | 480 V CIRCUIT BREACKER
HRSG 1 IP INTERMITTENT BD STOP MAIN FEED | 01-MOV-HIS917 | 01-LVB-PPL-11121 BR 11 Outside HRSG SWG enclosure | Motor Operated Valve | 01-LVB-PPL-11121 | 480 V CIRCUIT BREACKER
HRSG 1 IP ECON VENT STOP MAIN PWR FEED | 01-MOV-HIS943 | 01-LVB-PPL-11121 BR 12 Outside HRSG SWG enclosure | Motor Operated Valve | 01-LVB-PPL-11121 | 480 V CIRCUIT BREACKER
Fuel Gas Area Welding Recept | 00-LVB-RCP-02 | 01-LVB-PPL-1113 BR 11 Pipe rack 1 by startup htr |  | 01-LVB-PPL-1113 | 480 V CIRCUIT BREACKER
UNIT 1 AUXBLR TO STM SEP INLET BLK VLV PWR | 01-MOV-AXS321 | 01-LVB-PPL-1113 BR 10 Pipe rack 1 by startup htr | Motor Operated Valve | 01-LVB-PPL-1113 | 480 V CIRCUIT BREACKER
UNIT 1 AUXBLR TO STM SEP INLET BYP VLV PWR | 01-MOV-AXS322 | 01-LVB-PPL-1113 BR 9 Pipe rack 1 by startup htr | Motor Operated Valve | 01-LVB-PPL-1113 | 480 V CIRCUIT BREACKER
Unit 1 BFW PMP 01A IP DISCH VLV PWR 480VAC | 01-MOV-BFW139 | 01-LVB-PPL-1113 BR 5 Pipe rack 1 by startup htr | Motor Operated Valve | 01-LVB-PPL-1113 | 480 V CIRCUIT BREACKER
UNIT 1 BFW PMP 01A IP DISCH BYP VLV PWR | 01-MOV-BFW140 | 01-LVB-PPL-1113 BR 6 Pipe rack 1 by startup htr | Motor Operated Valve | 01-LVB-PPL-1113 | 480 V CIRCUIT BREACKER
Unit 1 BFW PMP 01A HP DISCH VLV PWR 480VAC | 01-MOV-BFW145 | 01-LVB-PPL-1113 BR 1 Pipe rack 1 by startup htr | Motor Operated Valve | 01-LVB-PPL-1113 | 480 V CIRCUIT BREACKER
Unit 1 BFW PMP 01A HP DISCH BYP VLV PWR | 01-MOV-BFW146 | 01-LVB-PPL-1113 BR 2 Pipe rack 1 by startup htr | Motor Operated Valve | 01-LVB-PPL-1113 | 480 V CIRCUIT BREACKER
UNIT 1 BFW PMP 01B IP DISCH VLV PWR 480VAC | 01-MOV-BFW179 | 01-LVB-PPL-1113 BR 8 Pipe rack 1 by startup htr | Motor Operated Valve | 01-LVB-PPL-1113 | 480 V CIRCUIT BREACKER
UNIT 1 BFW PMP 01B IP DISCH BYP VLV PWR | 01-MOV-BFW180 | 01-LVB-PPL-1113 BR 7 Pipe rack 1 by startup htr | Motor Operated Valve | 01-LVB-PPL-1113 | 480 V CIRCUIT BREACKER
Unit 1 BFW PMP 01B HP DISCH VLV PWR 480VAC | 01-MOV-BFW185 | 01-LVB-PPL-1113 BR 3 Pipe rack 1 by startup htr | Motor Operated Valve | 01-LVB-PPL-1113 | 480 V CIRCUIT BREACKER
Unit 1 BFW PMP 01B HP DISCH BYP VLV PWR | 01-MOV-BFW186 | 01-LVB-PPL-1113 BR 4 Pipe rack 1 by startup htr | Motor Operated Valve | 01-LVB-PPL-1113 | 480 V CIRCUIT BREACKER
Unit 1 ACHE Area Welding Recept 480VAC | 01-LVB-RCP-02 | 01-LVB-PPL-1114 BR 1 Outside HRSG SWG enclosure |  | 01-LVB-PPL-1114 | 480 V CIRCUIT BREACKER
Unit 1 SMPL PNL 8 Ton TCU Main 480VAC | 01-SMP-HEX-01 | 01-LVB-PPL-1114 BR 3 Outside HRSG SWG enclosure |  | 01-LVB-PPL-1114 | 480 V CIRCUIT BREACKER
Unit 1 Oil/Water Seperator PWR 480VAC | 01-WDR-CPL-01 | 01-LVB-PPL-1114 BR 4 Outside HRSG SWG enclosure | Control Power Feed | 01-LVB-PPL-1114 | 480 V CIRCUIT BREACKER
HRSG 1 HP BD Manifold DRN MOV Main PWR Feed | 01-MOV-HBD941 | 01-LVB-PPL-1114 BR 8 Outside HRSG SWG enclosure | Motor Operated Valve | 01-LVB-PPL-1114 | 480 V CIRCUIT BREACKER
HRSG 1 IP BD Manifold Drain Main PWR Feed | 01-MOV-HBD942 | 01-LVB-PPL-1114 BR 9 Outside HRSG SWG enclosure | Motor Operated Valve | 01-LVB-PPL-1114 | 480 V CIRCUIT BREACKER
HRSG 1 LP BD Manifold DRN Main PWR Feed | 01-MOV-HBD943 | 01-LVB-PPL-1114 BR 10 Outside HRSG SWG enclosure | Motor Operated Valve | 01-LVB-PPL-1114 | 480 V CIRCUIT BREACKER
HRSP 1 HP Intermittent BD Dtop Main PWR Feed | 01-MOV-HHS909 | 01-LVB-PPL-1114 BR 11 Outside HRSG SWG enclosure | Motor Operated Valve | 01-LVB-PPL-1114 | 480 V CIRCUIT BREACKER
HRSG 1 HP SH #1 Drain Pot Stop MOV Main PWR | 01-MOV-HHS910 | 01-LVB-PPL-1114 BR 5 Outside HRSG SWG enclosure | Motor Operated Valve | 01-LVB-PPL-1114 | 480 V CIRCUIT BREACKER
HRSP 1 HP Intermittent BD Dtop Main PWR Feed | 01-MOV-HHS912 | 01-LVB-PPL-1114 BR 13 Outside HRSG SWG enclosure | Motor Operated Valve | 01-LVB-PPL-1114 | 480 V CIRCUIT BREACKER
HRSG 1 HP Feedwater Stop MOV Main PWR Feed | 01-MOV-HHS941 | 01-LVB-PPL-1114 BR 6 Outside HRSG SWG enclosure | Motor Operated Valve | 01-LVB-PPL-1114 | 480 V CIRCUIT BREACKER
HRSG 1 IP Feedwater Inlet Stop VLV Main PWR | 01-MOV-HIS941 | 01-LVB-PPL-1114 BR 7 Outside HRSG SWG enclosure | Motor Operated Valve | 01-LVB-PPL-1114 | 480 V CIRCUIT BREACKER
5 Ton HVAC #1 |  | 01-LVB-PPL-1115 BR 1 Inside HRSG SWG enclosure |  | 01-LVB-PPL-1115 | 480 V CIRCUIT BREACKER
5 Ton HVAC #2 |  | 01-LVB-PPL-1115 BR 2 Inside HRSG SWG enclosure |  | 01-LVB-PPL-1115 | 480 V CIRCUIT BREACKER
5 Ton HVAC #3 |  | 01-LVB-PPL-1115 BR 3 Inside HRSG SWG enclosure |  | 01-LVB-PPL-1115 | 480 V CIRCUIT BREACKER
HRSG 1 BFW LOL HTR A 480VAC | 01-BFW-HTR-02A | 01-LVB-PPL-1115 BR 7 Inside HRSG SWG enclosure | Heater | 01-LVB-PPL-1115 | 480 V CIRCUIT BREACKER
HRSG 1 BFW LOL HTR B 480VAC | 01-BFW-HTR-02B | 01-LVB-PPL-1115 BR 8 Inside HRSG SWG enclosure | Heater | 01-LVB-PPL-1115 | 480 V CIRCUIT BREACKER
Welding Receptacle |  | 01-LVB-PPL-1115 BR 9 Inside HRSG SWG enclosure |  | 01-LVB-PPL-1115 | 480 V CIRCUIT BREACKER
FGS CND BMS CPL SKD 7 Main 480VAC | 00-FGS-CPL-12 | 01-LVB-PPL-1115 BR 10 Inside HRSG SWG enclosure | Control Power Feed | 01-LVB-PPL-1115 | 480 V CIRCUIT BREACKER
Unit 1 CEMS DSW 01 480VAC | 01-CEM-DSW-01 | 01-LVB-PPL-1115 BR 12 Inside HRSG SWG enclosure |  | 01-LVB-PPL-1115 | 480 V CIRCUIT BREACKER
UNIT 1 COND TO COND IRON FLTR 01A VLV PWR 480VAC | 01-MOV-CND201 | 01-LVB--PPL-1311, BR5ACC MCC enclosure | Motor Operated Valve | 01-LVB--PPL-1311 | 480 V CIRCUIT BREACKER
UNIT 1 COND TO COND IRON FLTR 01B VLV PWR 480V | 01-MOV-CND211 | 01-LVB--PPL-1311, BR6ACC MCC enclosure | Motor Operated Valve | 01-LVB--PPL-1311 | 480 V CIRCUIT BREACKER
UNIT 1 COND IRON FLTR BYP VLV PWR 480VAC | 01-MOV-CND221 | 01-LVB--PPL-1311, BR7ACC MCC enclosure | Motor Operated Valve | 01-LVB--PPL-1311 | 480 V CIRCUIT BREACKER
UNIT 1 ACC STM VLV ROW 1 PWR 480VAC | 01-MOV-CND814 | 01-LVB--PPL-1311, BR10ACC MCC enclosure | Motor Operated Valve | 01-LVB--PPL-1311 | 480 V CIRCUIT BREACKER
UNIT 1 ACC STM VLV ROW 2 PWR 480VAC | 01-MOV-CND815 | 01-LVB--PPL-1311, BR12ACC MCC enclosure | Motor Operated Valve | 01-LVB--PPL-1311 | 480 V CIRCUIT BREACKER
ACC PDC HVAC#3 |  | 01-LVB--PPL-1311, BR1ACC MCC enclosure |  | 01-LVB--PPL-1311 | 480 V CIRCUIT BREACKER
ACC PDC HVAC#5 |  | 01-LVB--PPL-1311, BR3ACC MCC enclosure |  | 01-LVB--PPL-1311 | 480 V CIRCUIT BREACKER
ACC PDC HVAC#2 |  | 01-LVB--PPL-1311, BR2ACC MCC enclosure |  | 01-LVB--PPL-1311 | 480 V CIRCUIT BREACKER
WELDING RECEPTACLE |  | 01-LVB--PPL-1311, BR4ACC MCC enclosure |  | 01-LVB--PPL-1311 | 480 V CIRCUIT BREACKER
ACC PDC HVAC#1 |  | 01-LVB-PPL-1511, BR1ACC MCC enclosure |  | 01-LVB-PPL-1511 | 480 V CIRCUIT BREACKER
UNIT 1 ACC UPPER DECK WELDING RECEPT 4 | 01-LVB-RCP-04 | 01-LVB-PPL-1511, BR3ACC MCC enclosure |  | 01-LVB-PPL-1511 | 480 V CIRCUIT BREACKER
UNIT 1 ACC UPPER DECK WELDING RECEPT 5 | 01-LVB-RCP-05 | 01-LVB-PPL-1511, BR5ACC MCC enclosure |  | 01-LVB-PPL-1511 | 480 V CIRCUIT BREACKER
UNIT 1 ACC UPPER DECK WELDING RECEPT 6 | 01-LVB-RCP-06 | 01-LVB-PPL-1511, BR7ACC MCC enclosure |  | 01-LVB-PPL-1511 | 480 V CIRCUIT BREACKER
UNIT 1 ACC UPPER DECK WELDING RECEPT 7 | 01-LVB-RCP-07 | 01-LVB-PPL-1511, BR9ACC MCC enclosure |  | 01-LVB-PPL-1511 | 480 V CIRCUIT BREACKER
UNIT 1 ACC GRADE WELDING RECEPT 8 | 01-LVB-RCP-08 | 01-LVB-PPL-1511, BR11ACC MCC enclosure |  | 01-LVB-PPL-1511 | 480 V CIRCUIT BREACKER
ACC PDC HVAC#4 |  | 01-LVB-PPL-1511, BR2ACC MCC enclosure |  | 01-LVB-PPL-1511 | 480 V CIRCUIT BREACKER
UNIT 1 ACC CND TNK IMMERSION HTR | 01-CND-HTR-869 | 01-LVB-PPL-1511, BR4ACC MCC enclosure | Heater | 01-LVB-PPL-1511 | 480 V CIRCUIT BREACKER
HRSG 1 Top LVL 480-208/120V XFMR | 01-LVB-XFR-21111 | 01-LVB-PPL-2111 BR 38,40,42 Top of HRSG HP drum | Transformer | 01-LVB-PPL-2111 | 480 V CIRCUIT BREACKER
HRSG 1 SCR Hoist & Trolley 480VAC PWR Feed | 01-SCR-JBX-104 | 01-LVB-PPL-2111 BR 20,22,24 Top of HRSG HP drum |  | 01-LVB-PPL-2111 | 480 V CIRCUIT BREACKER
HRSG 1 Stack Damper MOV Main PWR Feed | 01-MOV-HEH901 | 01-LVB-PPL-2111 BR 19,21,23 Top of HRSG HP drum | Motor Operated Valve | 01-LVB-PPL-2111 | 480 V CIRCUIT BREACKER
HRSG 1 HP Vent MOV Main PWR Feed | 01-MOV-HHS905 | 01-LVB-PPL-2111 BR 8,10,12 Top of HRSG HP drum | Motor Operated Valve | 01-LVB-PPL-2111 | 480 V CIRCUIT BREACKER
HRSG 1 HP Steam Outlet Stop MOV PWR Feed | 01-MOV-HHS906 | 01-LVB-PPL-2111 BR 25,27,29 Top of HRSG HP drum | Motor Operated Valve | 01-LVB-PPL-2111 | 480 V CIRCUIT BREACKER
HRSG 1 HP Steam Outlet Stop VLV BYP MOV Feed | 01-MOV-HHS907 | 01-LVB-PPL-2111 BR 7,9,11 Top of HRSG HP drum | Motor Operated Valve | 01-LVB-PPL-2111 | 480 V CIRCUIT BREACKER
HRSG 1 HP Vent MOV Main PWR Feed | 01-MOV-HHS913 | 01-LVB-PPL-2111 BR 13,15,17 Top of HRSG HP drum | Motor Operated Valve | 01-LVB-PPL-2111 | 480 V CIRCUIT BREACKER
HRSG 1 IP to DA Pegging MOV Main PWR Feed | 01-MOV-HIS910 | 01-LVB-PPL-2111 BR 32,34,36 Top of HRSG HP drum | Motor Operated Valve | 01-LVB-PPL-2111 | 480 V CIRCUIT BREACKER
HRSG 1 Reheat Outlet Startup Vent Stop MOV | 01-MOV-HRS904 | 01-LVB-PPL-2111 BR 37,39,41 Top of HRSG HP drum | Motor Operated Valve | 01-LVB-PPL-2111 | 480 V CIRCUIT BREACKER
HRSG 1 Reheat Startup Vent MOV Main Feed | 01-MOV-HRS911 | 01-LVB-PPL-2111 BR 14,16,18 Top of HRSG HP drum | Motor Operated Valve | 01-LVB-PPL-2111 | 480 V CIRCUIT BREACKER
5 Ton HVAC #4 |  | 01-LVB-PPL-2112 BR 1,3,5 Inside HRSG SWG enclosure |  | 01-LVB-PPL-2112 | 480 V CIRCUIT BREACKER
5 Ton HVAC #5 |  | 01-LVB-PPL-2112 BR 2,4,6 Inside HRSG SWG enclosure |  | 01-LVB-PPL-2112 | 480 V CIRCUIT BREACKER
5 Ton HVAC #6 |  | 01-LVB-PPL-2112 BR 7,9,11 Inside HRSG SWG enclosure |  | 01-LVB-PPL-2112 | 480 V CIRCUIT BREACKER
Unit 1 CEMS DSW 02 480VAC | 01-CEM-DSW-02 | 01-LVB-PPL-2112 BR 32,34,36 Inside HRSG SWG enclosure |  | 01-LVB-PPL-2112 | 480 V CIRCUIT BREACKER
HRSG 1 IP Drain Pot Stop MOV Main PWR Feed | 01-MOV-HIS915 | 01-LVB-PPL-2112 BR 26,28,30 Inside HRSG SWG enclosure | Motor Operated Valve | 01-LVB-PPL-2112 | 480 V CIRCUIT BREACKER
HRSG 1 IP Outlet Drain Pot Stop MOV PWR Feed | 01-MOV-HIS918 | 01-LVB-PPL-2112 BR 25,27,29 Inside HRSG SWG enclosure | Motor Operated Valve | 01-LVB-PPL-2112 | 480 V CIRCUIT BREACKER
HRSG 1 IP Feedwater Inlet Stop VLV PWR Feed | 01-MOV-HLS902 | 01-LVB-PPL-2112 BR 19,21,23 Inside HRSG SWG enclosure | Motor Operated Valve | 01-LVB-PPL-2112 | 480 V CIRCUIT BREACKER
HRSG 1 LP Steam Startup Vent Stop MOV PWR | 01-MOV-HLS905 | 01-LVB-PPL-2112 BR 14,16,18 Inside HRSG SWG enclosure | Motor Operated Valve | 01-LVB-PPL-2112 | 480 V CIRCUIT BREACKER
HRSG 1 LP Steam Outlet Stop Main PWR Feed | 01-MOV-HLS906 | 01-LVB-PPL-2112 BR 20,22,24 Inside HRSG SWG enclosure | Motor Operated Valve | 01-LVB-PPL-2112 | 480 V CIRCUIT BREACKER
HRSG 1 RHT Attemp Spray Water Stop PWR Feed | 01-MOV-HRS912 | 01-LVB-PPL-2112 BR 8,10,12 Inside HRSG SWG enclosure | Motor Operated Valve | 01-LVB-PPL-2112 | 480 V CIRCUIT BREACKER
HRSG 1 Reheat Attemp Loop Drain Pot PWR Feed | 01-MOV-HRS914 | 01-LVB-PPL-2112 BR 13.15.17 Inside HRSG SWG enclosure | Motor Operated Valve | 01-LVB-PPL-2112 | 480 V CIRCUIT BREACKER
FGS CMP A Starter ENCL OIL RSVR HTR 1/2 | 00-FGS-CPL-02A-200 | 01-LVB-PPL-2113 BR 7,9,11 Outside Chromatograph bldg | Heater | 01-LVB-PPL-2113 | 480 V CIRCUIT BREACKER
FGS CMP B Starter ENCL OIL RSVR HTR 1/2 | 00-FGS-CPL-02B | 01-LVB-PPL-2113 BR 8,10,12 Outside Chromatograph bldg | Heater | 01-LVB-PPL-2113 | 480 V CIRCUIT BREACKER
FGS CMP C Starter ENCL OIL RSVR HTR 1/2 | 00-FGS-CPL-02C-200 | 01-LVB-PPL-2113 BR 13,15,17 Outside Chromatograph bldg | Heater | 01-LVB-PPL-2113 | 480 V CIRCUIT BREACKER
FGS Cond Load Center XFMR | 01-LVB-PPL-21132 | 01-LVB-PPL-2113 BR 14,16,18 Outside Chromatograph bldg | Power Panel | 01-LVB-PPL-2113 | 480 V CIRCUIT BREACKER
FGS COMP N2 GEN HTR A | 00-FGS-JBX-03 | 01-LVB-PPL-2113 BR 25,27,29 Outside Chromatograph bldg |  | 01-LVB-PPL-2113 | 480 V CIRCUIT BREACKER
FGS COMP N2 GEN HTR B | 00-FGS-JBX-03 | 01-LVB-PPL-2113 BR 26,28,30 Outside Chromatograph bldg |  | 01-LVB-PPL-2113 | 480 V CIRCUIT BREACKER
FGS COMP N2 ENCL HTR A/B | 00-FGS-JBX-03 | 01-LVB-PPL-2113 BR 31,33,35 Outside Chromatograph bldg |  | 01-LVB-PPL-2113 | 480 V CIRCUIT BREACKER
UNIT 1 TURBINE BLDG ROOF EXH FAN DSW 11 480VAC | 01-HVC-DSW-11 | 01-LVB-PPL-21132 BR 1,3,5 Turbine Deck SE |  | 01-LVB-PPL-21132 | 480 V CIRCUIT BREACKER
UNIT 1 TURBINE BLDG ROOF EXH FAN DSW 13 480VAC | 01-HVC-DSW-13 | 01-LVB-PPL-21132 BR 7,9,11 Turbine Deck SE |  | 01-LVB-PPL-21132 | 480 V CIRCUIT BREACKER
UNIT 1 TURBINE BLDG ROOF EXH FAN DSW 15 480VAC | 01-HVC-DSW-15 | 01-LVB-PPL-21132 BR 13,15,17 Turbine Deck SE |  | 01-LVB-PPL-21132 | 480 V CIRCUIT BREACKER
UNIT 1 TURBINE BLDG ROOF EXH FAN DSW 17 480VAC | 01-HVC-DSW-17 | 01-LVB-PPL-21132 BR 19,21,23 Turbine Deck SE |  | 01-LVB-PPL-21132 | 480 V CIRCUIT BREACKER
UNIT 1 TURBINE BLDG AHU 11 DSW 480 VAC | 01-HVC-DSW-27 | 01-LVB-PPL-21132 BR 25,27,29 Turbine Deck SE |  | 01-LVB-PPL-21132 | 480 V CIRCUIT BREACKER
UNIT 1 TURBINE BLDG ROLL UP DOOR 1 480 VAC | 01-HVC-DOR-01 | 01-LVB-PPL-21132 BR 31,33,35 Turbine Deck SE |  | 01-LVB-PPL-21132 | 480 V CIRCUIT BREACKER
CONTRACT SPARE |  | 01-LVB-PPL-21132 BR 37,39,41 Turbine Deck SE |  | 01-LVB-PPL-21132 | 480 V CIRCUIT BREACKER
UNIT 1 TURBINE BLDG ROOF EXH FAN DSW 12 480VAC | 01-HVC-DSW-12 | 01-LVB-PPL-21132 BR 2,4,6 Turbine Deck SE |  | 01-LVB-PPL-21132 | 480 V CIRCUIT BREACKER
UNIT 1 TURBINE BLDG ROOF EXH FAN DSW 14 480VAC | 01-HVC-DSW-14 | 01-LVB-PPL-21132 BR 8,10,12 Turbine Deck SE |  | 01-LVB-PPL-21132 | 480 V CIRCUIT BREACKER
UNIT 1 TURBINE BLDG ROOF EXH FAN DSW 16 480VAC | 01-HVC-DSW-16 | 01-LVB-PPL-21132 BR 14,16,18 Turbine Deck SE |  | 01-LVB-PPL-21132 | 480 V CIRCUIT BREACKER
UNIT 1 TURBINE BLDG ROOF EXH FAN DSW 18 480VAC | 01-HVC-DSW-18 | 01-LVB-PPL-21132 BR 20,22,24 Turbine Deck SE |  | 01-LVB-PPL-21132 | 480 V CIRCUIT BREACKER
UNIT 1 TURBINE BLDG AHU 14 DSW 480 VAC | 01-HVC-DSW-30 | 01-LVB-PPL-21132 BR 26,28,30 Turbine Deck SE |  | 01-LVB-PPL-21132 | 480 V CIRCUIT BREACKER
CONTRACT SPARE |  | 01-LVB-PPL-21132 BR 32,34,36 Turbine Deck SE |  | 01-LVB-PPL-21132 | 480 V CIRCUIT BREACKER
CONTRACT SPARE |  | 01-LVB-PPL-21132 BR 38,40,42 Turbine Deck SE |  | 01-LVB-PPL-21132 | 480 V CIRCUIT BREACKER
UNIT 1 TUR BLDG 480-208/120V AC DIST XFR 2 | 01-LVB-PPL-21133 | 01-LVB-PPL-21133 BR 7,9,11 Turbine Deck SW | Power Panel | 01-LVB-PPL-21133 | 480 V CIRCUIT BREACKER
UNIT 1 LP DRAIN PUMPS HOIST 480VAC PWR FEED | 01-STP-HST-01 | 01-LVB-PPL-21133 BR 13,15,17 Turbine Deck SW |  | 01-LVB-PPL-21133 | 480 V CIRCUIT BREACKER
CONTRACT SPARE |  | 01-LVB-PPL-21133 BR 37,39,41 Turbine Deck SW |  | 01-LVB-PPL-21133 | 480 V CIRCUIT BREACKER
CONTRACT SPARE |  | 01-LVB-PPL-21133 BR 32,34,36 Turbine Deck SW |  | 01-LVB-PPL-21133 | 480 V CIRCUIT BREACKER
CONTRACT SPARE |  | 01-LVB-PPL-21133 BR 38,40,42 Turbine Deck SW |  | 01-LVB-PPL-21133 | 480 V CIRCUIT BREACKER
INA AIR COOLER A MAIN POWER FEED | 00-INA-CPL-03A | MVB, 01-LVB-SWB-171, BR 44 | Fan/Blower | 01-LVB-SWB-171 | 480 V CIRCUIT BREACKER
INA AIR COOLER B MAIN POWER FEED | 00-INA-CPL-03B | MVB, 01-LVB-SWB-171, BR 42 | Fan/Blower | 01-LVB-SWB-171 | 480 V CIRCUIT BREACKER
SWYD PPL 1 480VAC MAIN | 01-LVB-PPL-1711 | MVB, 01-LVB-SWB-171, BR 2 | Power Panel | 01-LVB-SWB-171 | 480 V CIRCUIT BREACKER
UPS SYSTEM UNIT 01 | 01-LVF-UPS-01 | MVB, 01-LVB-SWB-171, BR 4 |  | 01-LVB-SWB-171 | 480 V CIRCUIT BREACKER
UNIT 1 GSU CTRL PNL 480 VAC PWR MAIN 1 | 01-GSU-CPL-01 | MVB, 01-LVB-SWB-171, BR 6 | Control Power Feed | 01-LVB-SWB-171 | 480 V CIRCUIT BREACKER
10 TON HVAC UNIT - MAIN ROOM HVAC #5 |  | MVB, 01-LVB-SWB-171, BR 8 |  | 01-LVB-SWB-171 | 480 V CIRCUIT BREACKER
WELDING RECEPTACLE #1 |  | MVB, 01-LVB-SWB-171, BR 10 |  | 01-LVB-SWB-171 | 480 V CIRCUIT BREACKER
WELDING RECEPTACLE #2 |  | MVB, 01-LVB-SWB-171, BR 12 |  | 01-LVB-SWB-171 | 480 V CIRCUIT BREACKER
UNIT 1 125VDC BATTERY CHARGER A (MVB) | 01-LVE-CHG-01A | MVB, 01-LVB-SWB-171, BR 14 |  | 01-LVB-SWB-171 | 480 V CIRCUIT BREACKER
EDG AUX POWER XFMR 45KVA | 00-DSL-DSW-01 | MVB, 01-LVB-SWB-171, BR 22 |  | 01-LVB-SWB-171 | 480 V CIRCUIT BREACKER
UPS BYPASS TRANSFORMER | 00-LVF-XFR-01 | MVB, 01-LVB-SWB-171, BR 3 | Transformer | 01-LVB-SWB-171 | 480 V CIRCUIT BREACKER
UNIT 2 GSU CTRL PNL 480 VAC PWR MAIN 2 | 02-GSU-CPL-01 | MVB, 01-LVB-SWB-171, BR 7 | Control Power Feed | 01-LVB-SWB-171 | 480 V CIRCUIT BREACKER
10 TON HVAC UNIT - MAIN ROOM HVAC #7 |  | MVB, 01-LVB-SWB-171, BR 9 |  | 01-LVB-SWB-171 | 480 V CIRCUIT BREACKER
MV PDC XFMR 1 480-120/208VAC | 01-LVB-XFR-1712 | MVB, 01-LVB-SWB-171, BR 17 | Transformer | 01-LVB-SWB-171 | 480 V CIRCUIT BREACKER
UNIT 2 125VDC BATTERY CHARGER B | 02-LVE-CHG-01B | MVB, 01-LVB-SWB-171, BR 15 |  | 01-LVB-SWB-171 | 480 V CIRCUIT BREACKER
10 TON HVAC UNIT - MAIN ROOM HVAC #9 |  | MVB, 01-LVB-SWB-171, BR 11 |  | 01-LVB-SWB-171 | 480 V CIRCUIT BREACKER
UNIT 1 GEN EXCIT PKG AUX PWR SPLY 480 VAC | 01MKC01GP101 | MVB, 01-LVB-SWB-171, BR 26 |  | 01-LVB-SWB-171 | 480 V CIRCUIT BREACKER
UNIT 1 UAT AREA WELDING RECEPT | 01-LVB-RCP-03 | MVB, 01-LVB-SWB-171, BR 31 |  | 01-LVB-SWB-171 | 480 V CIRCUIT BREACKER
UNIT 1 TURBINE BLDG WELDING RECEPT | 01-LVB-RCP-01 | MVB, 01-LVB-SWB-171, BR 33 |  | 01-LVB-SWB-171 | 480 V CIRCUIT BREACKER
AQUEOUS AMMONIA TNK AREA WELDING RECEPT | 00-LVB-RCP-03 | MVB, 01-LVB-SWB-171, BR 35 |  | 01-LVB-SWB-171 | 480 V CIRCUIT BREACKER
UNIT 1 GT SFC PKG AUX PWR SPLY 480 VAC | 01MKE01GP101 | MVB, 01-LVB-SWB-171, BR 37 |  | 01-LVB-SWB-171 | 480 V CIRCUIT BREACKER
GT CMP BLADE WASHING DEVICE CTRL PNL MAIN | 00SDD01GH001 | MVB, 01-LVB-SWB-171, BR 43 |  | 01-LVB-SWB-171 | 480 V CIRCUIT BREACKER
10kW ROOM HEATER #1 |  | MVB, 01-LVB-SWB-171, BR 47 |  | 01-LVB-SWB-171 | 480 V CIRCUIT BREACKER
10kW ROOM HEATER #3 |  | MVB, 01-LVB-SWB-171, BR 49 |  | 01-LVB-SWB-171 | 480 V CIRCUIT BREACKER
5 TON HVAC - BATTERY ROOM UNIT #1 |  | MVB, 01-LVB-SWB-171, BR 51 |  | 01-LVB-SWB-171 | 480 V CIRCUIT BREACKER
UAT 2 CTRL PNL 480 VAC PWR MAIN 2 | 00-UAT-CPL-02 | MVB, 01-LVB-SWB-171, BR 53 | Control Power Feed | 01-LVB-SWB-171 | 480 V CIRCUIT BREACKER
UAT 1 CTRL PNL 480 VAC PWR MAIN 1 | 00-UAT-CPL-01 | MVB, 01-LVB-SWB-171, BR 55 | Control Power Feed | 01-LVB-SWB-171 | 480 V CIRCUIT BREACKER
UNIT 1 GCB CPL MAIN 480 VAC | 01-GEN-CPL-01 | MVB, 01-LVB-SWB-171, BR 57 | Control Power Feed | 01-LVB-SWB-171 | 480 V CIRCUIT BREACKER
WAREHOUSE BUILDING LOAD BKR | 01-LVB-DSW-1713 | MVB, 01-LVB-SWB-171, BR 26 |  | 01-LVB-SWB-171 | 480 V CIRCUIT BREACKER
10kW ROOM HEATER #2 |  | MVB, 01-LVB-SWB-171, BR 48 |  | 01-LVB-SWB-171 | 480 V CIRCUIT BREACKER
5 TON HVAC - BATTERY ROOM UNIT #3 |  | MVB, 01-LVB-SWB-171, BR 52 |  | 01-LVB-SWB-171 | 480 V CIRCUIT BREACKER
SAT 21 CTRL PNL 480 VAC PWR MAIN 2 | 00-SAT-CPL-21 | MVB, 01-LVB-SWB-171, BR 54 | Control Power Feed | 01-LVB-SWB-171 | 480 V CIRCUIT BREACKER
SAT 11 CTRL PNL 480 VAC PWR MAIN 1 | 00-SAT-CPL-11 | MVB, 01-LVB-SWB-171, BR 56 | Control Power Feed | 01-LVB-SWB-171 | 480 V CIRCUIT BREACKER
UNIT 1 TURBINE BUILDING 480V PANELBOARD SW |  | 01-LVB-SWB-2113 BR NE corner turbine bldg | Power Panel | 01-LVB-SWB-2113
UNIT 1 TUR BLDG 480V/208-120V AC DIST XFR 1 |  | 01-LVB-SWB-2113 BR NE corner turbine bldg |  | 01-LVB-SWB-2113
UNIT 1 TURBINE BUILDING 480V PANELBOARD SE |  | 01-LVB-SWB-2113 BR NE corner turbine bldg | Power Panel | 01-LVB-SWB-2113
U1 BOP ESS SWITCHBOARD | 01-LVB-SWB-171 | MV BLDG, 01-LVB-SWG-17, CUBICLE02A |  | 01-LVB-SWG-17 | 480 V RACK OUT BREAKER
U1 MHI MCC | 01BFJ01 | MV BLDG, 01-LVB-SWG-17, CUBICLE02D |  | 01-LVB-SWG-17 | 480 V RACK OUT BREAKER
U1 MHI ESS MCC | 01BMC01 | MV BLDG, 01-LVB-SWG-17, CUBICLE02B |  | 01-LVB-SWG-17 | 480 V RACK OUT BREAKER
U2 MHI ESS MCC | 02BMC01 | MV BLDG, 01-LVB-SWG-17, CUBICLE03A |  | 01-LVB-SWG-17 | 480 V RACK OUT BREAKER
EDG TO SWG-17 | 00-GEN-NSB-01 | MV BLDG, 01-LVB-SWG-17, CUBICLE04A |  | 01-LVB-SWG-17 | 480 V RACK OUT BREAKER
TIE BREAKER SWG 17 AND 27 |  | MV BLDG, 01-LVB-SWG-17 |  | 01-LVB-SWG-17 | 480 V RACK OUT BREAKER
INTERIOR LIGHTING |  | 01-LVD-PPL-1111 BR Inside HRSG SWG enclosure |  | 01-LVD-PPL-1111 | 208/120VAC CIRCUIT BREAKER
EXTERIOR GFCI RECEPTACLES |  | 01-LVD-PPL-1111 BR Inside HRSG SWG enclosure |  | 01-LVD-PPL-1111 | 208/120VAC CIRCUIT BREAKER
INTERIOR GFCI RECEPTACLES |  | 01-LVD-PPL-1111 BR Inside HRSG SWG enclosure |  | 01-LVD-PPL-1111 | 208/120VAC CIRCUIT BREAKER
EXTERIOR LIGHTS HRSG ENCLOSURE 120VAC | 01-LTG-CNT-1111 | 01-LVD-PPL-1111 BR Inside HRSG SWG enclosure |  | 01-LVD-PPL-1111 | 208/120VAC CIRCUIT BREAKER
MCC-111 SECTION SPACE HEATER SUPPLY #1 |  | 01-LVD-PPL-1111 BR Inside HRSG SWG enclosure |  | 01-LVD-PPL-1111 | 208/120VAC CIRCUIT BREAKER
LIGHTING CONTACTOR COIL 120VAC | 01-LTG-CNT-1111 | 01-LVD-PPL-1111 BR Inside HRSG SWG enclosure |  | 01-LVD-PPL-1111 | 208/120VAC CIRCUIT BREAKER
HVAC 1 PRESSURIZATION MODULE |  | 01-LVD-PPL-1111 BR Inside HRSG SWG enclosure |  | 01-LVD-PPL-1111 | 208/120VAC CIRCUIT BREAKER
HVAC 2 PRESSURIZATION MODULE |  | 01-LVD-PPL-1111 BR Inside HRSG SWG enclosure |  | 01-LVD-PPL-1111 | 208/120VAC CIRCUIT BREAKER
LV SWGR 11/21 SPACE HEATER SUPPLY #1 |  | 01-LVD-PPL-1111 BR Inside HRSG SWG enclosure |  | 01-LVD-PPL-1111 | 208/120VAC CIRCUIT BREAKER
NSBD - 11 SPACE HEATER SUPPLY |  | 01-LVD-PPL-1111 BR Inside HRSG SWG enclosure |  | 01-LVD-PPL-1111 | 208/120VAC CIRCUIT BREAKER
MCC-111 MOTOR SPACE HEATER SUPPLY #1 |  | 01-LVD-PPL-1111 BR Inside HRSG SWG enclosure |  | 01-LVD-PPL-1111 | 208/120VAC CIRCUIT BREAKER
HVAC 4 PRESSURIZATION MODULE |  | 01-LVD-PPL-1111 BR Inside HRSG SWG enclosure |  | 01-LVD-PPL-1111 | 208/120VAC CIRCUIT BREAKER
HVAC 3 PRESSURIZATION MODULE |  | 01-LVD-PPL-1111 BR Inside HRSG SWG enclosure |  | 01-LVD-PPL-1111 | 208/120VAC CIRCUIT BREAKER
HVAC 6 PRESSURIZATION MODULE |  | 01-LVD-PPL-1111 BR Inside HRSG SWG enclosure |  | 01-LVD-PPL-1111 | 208/120VAC CIRCUIT BREAKER
HVAC 5 PRESSURIZATION MODULE |  | 01-LVD-PPL-1111 BR Inside HRSG SWG enclosure |  | 01-LVD-PPL-1111 | 208/120VAC CIRCUIT BREAKER
HRSG 01 ELEC ENCL LCAL FIRE ALRM CPL NODE #7 | 00-FPS-PNL-07 | 01-LVD-PPL-1111 BR Inside HRSG SWG enclosure |  | 01-LVD-PPL-1111 | 208/120VAC CIRCUIT BREAKER
DCS CAB 00-DCS-CAB-60 UTILITY POWER |  | 01-LVD-PPL-1111 BR Inside HRSG SWG enclosure |  | 01-LVD-PPL-1111 | 208/120VAC CIRCUIT BREAKER
PRESSURE MONITORING PANEL |  | 01-LVD-PPL-1111 BR Inside HRSG SWG enclosure |  | 01-LVD-PPL-1111 | 208/120VAC CIRCUIT BREAKER
MCC 111 SPACE HEATER 2 |  | 01-LVD-PPL-1111 BR Inside HRSG SWG enclosure |  | 01-LVD-PPL-1111 | 208/120VAC CIRCUIT BREAKER
CONVENIENCE RECPTS UNIT 1 PIPE RACK | 01-0201-R1 | 01-LVD-PPL-1111 BR Inside HRSG SWG enclosure |  | 01-LVD-PPL-1111 | 208/120VAC CIRCUIT BREAKER
CONV. RECPTS UNIT 1 PIPE RACK GROUND LEVEL | 01-0101-R1 | 01-LVD-PPL-1111 BR Inside HRSG SWG enclosure |  | 01-LVD-PPL-1111 | 208/120VAC CIRCUIT BREAKER
CONV. RECEPT UNIT 1 HRSG GROUND LEVEL | 01-0401-R1 | 01-LVD-PPL-1111 BR Inside HRSG SWG enclosure |  | 01-LVD-PPL-1111 | 208/120VAC CIRCUIT BREAKER
CONVENIENCE RECPT FUEL GAS AREA | 00-0101-R1 | 01-LVD-PPL-1111 BR Inside HRSG SWG enclosure |  | 01-LVD-PPL-1111 | 208/120VAC CIRCUIT BREAKER
UNIT 1 PIPE RACK GROUND LEVEL LIGHTS 208VAC | 01-LTG-CNT-1111 | 01-LVD-PPL-1111 BR Inside HRSG SWG enclosure |  | 01-LVD-PPL-1111 | 208/120VAC CIRCUIT BREAKER
UNIT 1 PIPE RACK GROUND LEVEL LIGHTS 208VAC | 01-LTG-CNT-1111 | 01-LVD-PPL-1111 BR Inside HRSG SWG enclosure |  | 01-LVD-PPL-1111 | 208/120VAC CIRCUIT BREAKER
UNIT 1 ACHE & COMPR. AREA GRND LEVEL LIGHTS | 01-LTG-CNT-1111 | 01-LVD-PPL-1111 BR Inside HRSG SWG enclosure |  | 01-LVD-PPL-1111 | 208/120VAC CIRCUIT BREAKER
UNIT 1 BELOW HRSG LIGHTS 208VAC | 01-LTG-CNT-1111 | 01-LVD-PPL-1111 BR Inside HRSG SWG enclosure |  | 01-LVD-PPL-1111 | 208/120VAC CIRCUIT BREAKER
FUEL GAS AREA LIGHTS 208VAC | 01-LTG-CNT-1111 | 01-LVD-PPL-1111 BR Inside HRSG SWG enclosure |  | 01-LVD-PPL-1111 | 208/120VAC CIRCUIT BREAKER
INTERIOR LIGHTING |  | 01-LVD-PPL-1311, BR1ACC MCC enclosure |  | 01-LVD-PPL-1311 | 208/120VAC CIRCUIT BREAKER
INTERIOR GFCI RECEPTACLES |  | 01-LVD-PPL-1311, BR3ACC MCC enclosure |  | 01-LVD-PPL-1311 | 208/120VAC CIRCUIT BREAKER
EXTERIOR GFCI RECEPTACLES |  | 01-LVD-PPL-1311, BR5ACC MCC enclosure |  | 01-LVD-PPL-1311 | 208/120VAC CIRCUIT BREAKER
MCC-131 SECTION HEATER SUPPLY #1 | 01-ACC-MCC-131 | 01-LVD-PPL-1311, BR7ACC MCC enclosure |  | 01-LVD-PPL-1311 | 208/120VAC CIRCUIT BREAKER
MCC-131 SECTION HEATER SUPPLY #2 | 01-ACC-MCC-131 | 01-LVD-PPL-1311, BR9ACC MCC enclosure |  | 01-LVD-PPL-1311 | 208/120VAC CIRCUIT BREAKER
MCC-231 MOTOR SPACE HEATER SUPPLY | 01-ACC-MCC-231 | 01-LVD-PPL-1311, BR11ACC MCC enclosure |  | 01-LVD-PPL-1311 | 208/120VAC CIRCUIT BREAKER
ACC 1 LRVP SEP TNK SEAL WTR HTR 888 120VAC | 01-ARM-HTR-888 | 01-LVD-PPL-1311, BR13ACC MCC enclosure | Heater | 01-LVD-PPL-1311 | 208/120VAC CIRCUIT BREAKER
UNIT 1 ACC FAN GRBX OIL HTR 04B | 01-ACC-HTR-04B | 01-LVD-PPL-1311, BR15ACC MCC enclosure | Heater | 01-LVD-PPL-1311 | 208/120VAC CIRCUIT BREAKER
UTILITY POWER-LIGHT/ 120VAC | 00-DCS-CAB-10 | 01-LVD-PPL-1311, BR17ACC MCC enclosure |  | 01-LVD-PPL-1311 | 208/120VAC CIRCUIT BREAKER
HVAC 3 PRESSURIZATION MODULE |  | 01-LVD-PPL-1311, BR21ACC MCC enclosure |  | 01-LVD-PPL-1311 | 208/120VAC CIRCUIT BREAKER
HVAC 5 PRESSURIZATION MODULE |  | 01-LVD-PPL-1311, BR23ACC MCC enclosure |  | 01-LVD-PPL-1311 | 208/120VAC CIRCUIT BREAKER
CONVENIENCE RECPTS UNIT 1 ACC GROUND LEVEL | 01-0501-R1 | 01-LVD-PPL-1311, BR29ACC MCC enclosure |  | 01-LVD-PPL-1311 | 208/120VAC CIRCUIT BREAKER
ACC 1 LIGHTING - GROUND LEVEL 208VAC | 01-LTG-CNT-1311 | 01-LVD-PPL-1311, BR31/33ACC MCC enclosure |  | 01-LVD-PPL-1311 | 208/120VAC CIRCUIT BREAKER
ACC 1 LIGHTING - GROUND LEVEL 208VAC | 01-LTG-CNT-1311 | 01-LVD-PPL-1311, BR35/37ACC MCC enclosure |  | 01-LVD-PPL-1311 | 208/120VAC CIRCUIT BREAKER
EXTERIOR LIGHTS ACC ENCLOSURE 120VAC | 01-LTG-CNT-1311 | 01-LVD-PPL-1311, BR2ACC MCC enclosure |  | 01-LVD-PPL-1311 | 208/120VAC CIRCUIT BREAKER
ACC 1 LIGHTING CONTACTOR COIL | 01-LTG-CNT-1311 | 01-LVD-PPL-1311, BR4ACC MCC enclosure |  | 01-LVD-PPL-1311 | 208/120VAC CIRCUIT BREAKER
ACC 1 LRVP SEP TNK SEAL WTR HTR 895 120VAC | 01-ARM-HTR-895 | 01-LVD-PPL-1311, BR6ACC MCC enclosure | Heater | 01-LVD-PPL-1311 | 208/120VAC CIRCUIT BREAKER
MCC-131 MOTOR SPACE HEATER SUPPLY | 01-ACC-MCC-131 | 01-LVD-PPL-1311, BR8ACC MCC enclosure |  | 01-LVD-PPL-1311 | 208/120VAC CIRCUIT BREAKER
MCC-231 HEATER BUS. | 01-ACC-MCC-231 | 01-LVD-PPL-1311, BR10ACC MCC enclosure |  | 01-LVD-PPL-1311 | 208/120VAC CIRCUIT BREAKER
MCC-231 HEATER BUS. | 01-ACC-MCC-231 | 01-LVD-PPL-1311, BR12ACC MCC enclosure |  | 01-LVD-PPL-1311 | 208/120VAC CIRCUIT BREAKER
NON-SEG SPACE HTR MCC-231, M1 | 01-LVB-NSB-23 | 01-LVD-PPL-1311, BR14ACC MCC enclosure |  | 01-LVD-PPL-1311 | 208/120VAC CIRCUIT BREAKER
NON-SEG SPACE HTR MCC-231, M2 | 01-LVB-NSB-23 | 01-LVD-PPL-1311, BR16ACC MCC enclosure |  | 01-LVD-PPL-1311 | 208/120VAC CIRCUIT BREAKER
HVAC 2 PRESSURIZATION MODULE |  | 01-LVD-PPL-1311, BR18ACC MCC enclosure |  | 01-LVD-PPL-1311 | 208/120VAC CIRCUIT BREAKER
UNIT 1 ACC FAN GRBX OIL HTR 04C | 01-ACC-HTR-04C | 01-LVD-PPL-1311, BR20ACC MCC enclosure | Heater | 01-LVD-PPL-1311 | 208/120VAC CIRCUIT BREAKER
ACC 1 LRVP SEP TNK SEAL WTR HTR 901 120VAC | 01-ARM-HTR-901 | 01-LVD-PPL-1311, BR22ACC MCC enclosure | Heater | 01-LVD-PPL-1311 | 208/120VAC CIRCUIT BREAKER
ACC 1 LRVP SEP TNK SEAL WTR HTR 911 120VAC | 01-ARM-HTR-911 | 01-LVD-PPL-1311, BR24ACC MCC enclosure | Heater | 01-LVD-PPL-1311 | 208/120VAC CIRCUIT BREAKER
ACC 1 LRVP SEP TNK SEAL WTR HTR 919 120VAC | 01-ARM-HTR-919 | 01-LVD-PPL-1311, BR26ACC MCC enclosure | Heater | 01-LVD-PPL-1311 | 208/120VAC CIRCUIT BREAKER
ACC 1 LIGHTING - GROUND LEVEL 208VAC | 01-LTG-CNT-1311 | 01-LVD-PPL-1311, BR30/32ACC MCC enclosure |  | 01-LVD-PPL-1311 | 208/120VAC CIRCUIT BREAKER
ACC 1 LIGHTING - GROUND LEVEL 208VAC | 01-LTG-CNT-1311 | 01-LVD-PPL-1311, BR34/36ACC MCC enclosure |  | 01-LVD-PPL-1311 | 208/120VAC CIRCUIT BREAKER
UNIT 1 OIL-IN-WATER ANALYZER PWR 120VAC | 01-WDR-PNL-02 | 01-LVD-PPL-2111 BR 1 Inside HRSG SWG enclosure |  | 01-LVD-PPL-2111 | 208/120VAC CIRCUIT BREAKER
UNIT 1 CT WASH WTR DRAINS TNK PWR 120VAC | 01-CTP-CPL-01 | 01-LVD-PPL-2111 BR 3 Inside HRSG SWG enclosure | Control Power Feed | 01-LVD-PPL-2111 | 208/120VAC CIRCUIT BREAKER
MCC-211 SECTION SPACE HEATER SUPPLY #1 |  | 01-LVD-PPL-2111 BR 5 Inside HRSG SWG enclosure |  | 01-LVD-PPL-2111 | 208/120VAC CIRCUIT BREAKER
HRG 1 DCT BNR MAIN 120VAC | 01-BUR-CPL-01 | 01-LVD-PPL-2111 BR 7 Inside HRSG SWG enclosure | Control Power Feed | 01-LVD-PPL-2111 | 208/120VAC CIRCUIT BREAKER
VIB MONITOR 01-VMS-CPL-01 UTILITY POWER |  | 01-LVD-PPL-2111 BR 9 Inside HRSG SWG enclosure |  | 01-LVD-PPL-2111 | 208/120VAC CIRCUIT BREAKER
MCC-211 MOTOR SPACE HEATER SUPPLY #1 |  | 01-LVD-PPL-2111 BR 11 Inside HRSG SWG enclosure |  | 01-LVD-PPL-2111 | 208/120VAC CIRCUIT BREAKER
FGS CMP B CPL MAIN 120VAC | 00-FGS-CPL-01B | 01-LVD-PPL-2111 BR 13 Inside HRSG SWG enclosure | Control Power Feed | 01-LVD-PPL-2111 | 208/120VAC CIRCUIT BREAKER
MVA XFR HRSG 1 B - SUS HEATERS | 01-MVA-XFR-21 | 01-LVD-PPL-2111 BR 15 Inside HRSG SWG enclosure | Transformer | 01-LVD-PPL-2111 | 208/120VAC CIRCUIT BREAKER
DCS CAB 00-DCS-CAB-70 UTILITY POWER |  | 01-LVD-PPL-2111 BR 17 Inside HRSG SWG enclosure |  | 01-LVD-PPL-2111 | 208/120VAC CIRCUIT BREAKER
CONTRACT SPARE |  | 01-LVD-PPL-2111 BR 19 Inside HRSG SWG enclosure |  | 01-LVD-PPL-2111 | 208/120VAC CIRCUIT BREAKER
CONTRACT SPARE |  | 01-LVD-PPL-2111 BR 21 Inside HRSG SWG enclosure |  | 01-LVD-PPL-2111 | 208/120VAC CIRCUIT BREAKER
CONTRACT SPARE |  | 01-LVD-PPL-2111 BR 23 Inside HRSG SWG enclosure |  | 01-LVD-PPL-2111 | 208/120VAC CIRCUIT BREAKER
MCC-211 SECTION SPACE HEATER SUPPLY #2 |  | 01-LVD-PPL-2111 BR 25 Inside HRSG SWG enclosure |  | 01-LVD-PPL-2111 | 208/120VAC CIRCUIT BREAKER
CONTRACT SPARE |  | 01-LVD-PPL-2111 BR 27 Inside HRSG SWG enclosure |  | 01-LVD-PPL-2111 | 208/120VAC CIRCUIT BREAKER
CONVENIENCE RECPT UNIT 1 ACHE | 01-1201-R1 | 01-LVD-PPL-2111 BR 29 Inside HRSG SWG enclosure |  | 01-LVD-PPL-2111 | 208/120VAC CIRCUIT BREAKER
UNIT 1 PIPE RACK PLATFORM LIGHTING 208VAC | 01-LTG-CNT-2111 | 01-LVD-PPL-2111 BR 31,33 Inside HRSG SWG enclosure |  | 01-LVD-PPL-2111 | 208/120VAC CIRCUIT BREAKER
UNIT 1 ACHE UPPER DECK LIGHTING 208VAC | 01-LTG-CNT-2111 | 01-LVD-PPL-2111 BR 35,37 Inside HRSG SWG enclosure |  | 01-LVD-PPL-2111 | 208/120VAC CIRCUIT BREAKER
UNIT 1 BFP A SOUND ENCLOSURE EXHAUST FAN PWR FEED | 01-BFW-PNL-01A | 01-LVD-PPL-2111 BR 39 Inside HRSG SWG enclosure |  | 01-LVD-PPL-2111 | 208/120VAC CIRCUIT BREAKER
UNIT 1 BFP B SOUND ENCLOSURE EXHAUST FAN PWR FEED | 01-BFW-PNL-01B | 01-LVD-PPL-2111 BR 41 Inside HRSG SWG enclosure |  | 01-LVD-PPL-2111 | 208/120VAC CIRCUIT BREAKER
GS CMP N2 GENERATOR CTRL PNL MAIN 120VAC | 00-FGS-JBX-03 | 01-LVD-PPL-2111 BR 2 Inside HRSG SWG enclosure |  | 01-LVD-PPL-2111 | 208/120VAC CIRCUIT BREAKER
FGS CMP A CPL MAIN 120VAC | 00-FGS-CPL-01A | 01-LVD-PPL-2111 BR 4 Inside HRSG SWG enclosure | Control Power Feed | 01-LVD-PPL-2111 | 208/120VAC CIRCUIT BREAKER
LIGHTING CONTACTOR COIL120VAC | 01-LTG-CNT-2111 | 01-LVD-PPL-2111 BR 6 Inside HRSG SWG enclosure |  | 01-LVD-PPL-2111 | 208/120VAC CIRCUIT BREAKER
MVA XFR HRSG 1 A - SUS HEATERS | 01-MVA-XFR-11 | 01-LVD-PPL-2111 BR 8 Inside HRSG SWG enclosure | Transformer | 01-LVD-PPL-2111 | 208/120VAC CIRCUIT BREAKER
NSBD - 21 SPACE HEATER SUPPLY |  | 01-LVD-PPL-2111 BR 10 Inside HRSG SWG enclosure |  | 01-LVD-PPL-2111 | 208/120VAC CIRCUIT BREAKER
INA CMP CTRL PWR FEED | 00-INA-CPL-01 | 01-LVD-PPL-2111 BR 12 Inside HRSG SWG enclosure | Control Power Feed | 01-LVD-PPL-2111 | 208/120VAC CIRCUIT BREAKER
FGS CMP C CPL MAIN 120VAC | 00-FGS-CPL-01C | 01-LVD-PPL-2111 BR 14 Inside HRSG SWG enclosure | Control Power Feed | 01-LVD-PPL-2111 | 208/120VAC CIRCUIT BREAKER
UNIT 1 SCR SKID SAFETY SHWR 120 VAC MAIN | 00-PWS-JBX-04 | 01-LVD-PPL-2111 BR 16 Inside HRSG SWG enclosure |  | 01-LVD-PPL-2111 | 208/120VAC CIRCUIT BREAKER
UNIT 2 OIL-IN-WATER ANALYZER PWR 120VAC | 02-WDR-PNL-02 | 01-LVD-PPL-2111 BR 18 Inside HRSG SWG enclosure |  | 01-LVD-PPL-2111 | 208/120VAC CIRCUIT BREAKER
CONTRACT SPARE |  | 01-LVD-PPL-2111 BR 20 Inside HRSG SWG enclosure |  | 01-LVD-PPL-2111 | 208/120VAC CIRCUIT BREAKER
CONTRACT SPARE |  | 01-LVD-PPL-2111 BR 22 Inside HRSG SWG enclosure |  | 01-LVD-PPL-2111 | 208/120VAC CIRCUIT BREAKER
CONTRACT SPARE |  | 01-LVD-PPL-2111 BR 24 Inside HRSG SWG enclosure |  | 01-LVD-PPL-2111 | 208/120VAC CIRCUIT BREAKER
CONTRACT SPARE |  | 01-LVD-PPL-2111 BR 26 Inside HRSG SWG enclosure |  | 01-LVD-PPL-2111 | 208/120VAC CIRCUIT BREAKER
CONTRACT SPARE |  | 01-LVD-PPL-2111 BR 28 Inside HRSG SWG enclosure |  | 01-LVD-PPL-2111 | 208/120VAC CIRCUIT BREAKER
EXTERIOR LIGTHS UNIT 1 PIPE RACK PLATFORMS 208VAC | 01-LTG-CNT-2111 | 01-LVD-PPL-2111 BR 30,32 Inside HRSG SWG enclosure |  | 01-LVD-PPL-2111 | 208/120VAC CIRCUIT BREAKER
UNIT 1 ACHE UPPER DECK LIGHTING 208VAC | 01-LTG-CNT-2111 | 01-LVD-PPL-2111 BR 34,36 Inside HRSG SWG enclosure |  | 01-LVD-PPL-2111 | 208/120VAC CIRCUIT BREAKER
PRESSURE REDUCTION UNIT HEATED REGULATOR 120 VAC | 00MBP01CQ105 | 01-LVD-PPL-2111 BR 38 Inside HRSG SWG enclosure |  | 01-LVD-PPL-2111 | 208/120VAC CIRCUIT BREAKER
LIGHTING CONTACTOR | 01-LTG-CNT-21111 | 01-LVD-PPL-21111 BR 6 Top of HRSG HP drum |  | 01-LVD-PPL-21111 | 208/120VAC CIRCUIT BREAKER
HRSG 1 HP DRUM ENCLOSURE HTR PWR FEED 208VAC | 01-HRG-HTR-01 | 01-LVD-PPL-21111 BR 14,16,18 Top of HRSG HP drum | Heater | 01-LVD-PPL-21111 | 208/120VAC CIRCUIT BREAKER
HRSG 1 HP DRUM ENCL FAN/LOUVER/THRMSTT FEED | 01-HRG-ENC-02 | 01-LVD-PPL-21111 BR 19 Top of HRSG HP drum |  | 01-LVD-PPL-21111 | 208/120VAC CIRCUIT BREAKER
HRSG 1 IP LP DRUM ENCL FAN/LOUVER/THRMSTT FEED | 01-HRG-ENC-03 | 01-LVD-PPL-21111 BR 21 Top of HRSG HP drum |  | 01-LVD-PPL-21111 | 208/120VAC CIRCUIT BREAKER
HRSG 1 IP LP DRUM ENCLOSURE HTR FEED 208VAC | 01-HRG-HTR-02 | 01-LVD-PPL-21111 BR 20,22,24 Top of HRSG HP drum | Heater | 01-LVD-PPL-21111 | 208/120VAC CIRCUIT BREAKER
HRSG 1 HP DRUM LVL GAUGE PWR FEED | 01-LG-HHS905A | 01-LVD-PPL-21111 BR 26 Top of HRSG HP drum |  | 01-LVD-PPL-21111 | 208/120VAC CIRCUIT BREAKER
CONVENIENCE RECPTS HRSG 1 PLATFORMS | 01-0301-R1 | 01-LVD-PPL-21111 BR 29 Top of HRSG HP drum |  | 01-LVD-PPL-21111 | 208/120VAC CIRCUIT BREAKER
UNIT 1 HRSG PIPE RACK PLATFORM LIGHTING 208VAC | 01-LTG-CNT-21111 | 01-LVD-PPL-21111 BR 31,33 Top of HRSG HP drum |  | 01-LVD-PPL-21111 | 208/120VAC CIRCUIT BREAKER
UNIT 1 HRSG PIPE RACK PLATFORM LIGHTING 208VAC | 01-LTG-CNT-21111 | 01-LVD-PPL-21111 BR 30,32 Top of HRSG HP drum |  | 01-LVD-PPL-21111 | 208/120VAC CIRCUIT BREAKER
UNIT 1 HRSG ACHE UPPDER DECK LIGHTING 208VAC | 01-LTG-CNT-21111 | 01-LVD-PPL-21111 BR 35,37 Top of HRSG HP drum |  | 01-LVD-PPL-21111 | 208/120VAC CIRCUIT BREAKER
UNIT 1 HRSG ACHE UPPDER DECK LIGHTING 208VAC | 01-LTG-CNT-21111 | 01-LVD-PPL-21111 BR 34,36 Top of HRSG HP drum |  | 01-LVD-PPL-21111 | 208/120VAC CIRCUIT BREAKER
LIGHTING CONTACTOR COIL 120VAC | 01-LTG-CNT-21131 | 01-LVD-PPL-21131 BR 1 NE corner turbine bldg |  | 01-LVD-PPL-21131 | 208/120VAC CIRCUIT BREAKER
UNIT 1 TURBINE BLDG EAST WALL INTAKE LOUVER 19 | 01-HVC-LVR-19 | 01-LVD-PPL-21131 BR 3 NE corner turbine bldg |  | 01-LVD-PPL-21131 | 208/120VAC CIRCUIT BREAKER
UNIT 1 TURBINE BLDG GAS HEATER FAN 14 120 VAC | 01-HVC-HTR-14 | 01-LVD-PPL-21131 BR 5 NE corner turbine bldg | Heater | 01-LVD-PPL-21131 | 208/120VAC CIRCUIT BREAKER
UNIT 1 TURBINE BLDG GAS HEATER FAN 15 120 VAC | 01-HVC-HTR-15 | 01-LVD-PPL-21131 BR 7 NE corner turbine bldg | Heater | 01-LVD-PPL-21131 | 208/120VAC CIRCUIT BREAKER
UNIT 1 TURBINE BLDG GAS HEATER FAN 16 120 VAC | 01-HVC-HTR-16 | 01-LVD-PPL-21131 BR 9 NE corner turbine bldg | Heater | 01-LVD-PPL-21131 | 208/120VAC CIRCUIT BREAKER
UNIT 1 TURBINE HVAC CONTROL PANEL 12 120 VAC | 01-HVC-CPL-12 | 01-LVD-PPL-21131 BR 11 NE corner turbine bldg | Control Power Feed | 01-LVD-PPL-21131 | 208/120VAC CIRCUIT BREAKER
UNIT 1 TURBINE HVAC CONTROL PANEL 2 120 VAC | 01-HVC-CPL-11 | 01-LVD-PPL-21131 BR 13 NE corner turbine bldg | Control Power Feed | 01-LVD-PPL-21131 | 208/120VAC CIRCUIT BREAKER
ST 1 DRNS SUMP PMP CTRL PNL REDUNDANT 2 120VAC | 01-PDR-CPL-01 | 01-LVD-PPL-21131 BR 15 NE corner turbine bldg | Control Power Feed | 01-LVD-PPL-21131 | 208/120VAC CIRCUIT BREAKER
CONTRACT SPARE |  | 01-LVD-PPL-21131 BR 19 NE corner turbine bldg |  | 01-LVD-PPL-21131 | 208/120VAC CIRCUIT BREAKER
CONTRACT SPARE |  | 01-LVD-PPL-21131 BR 21 NE corner turbine bldg |  | 01-LVD-PPL-21131 | 208/120VAC CIRCUIT BREAKER
CONTRACT SPARE |  | 01-LVD-PPL-21131 BR 23 NE corner turbine bldg |  | 01-LVD-PPL-21131 | 208/120VAC CIRCUIT BREAKER
CONTRACT SPARE |  | 01-LVD-PPL-21131 BR 25 NE corner turbine bldg |  | 01-LVD-PPL-21131 | 208/120VAC CIRCUIT BREAKER
CONTRACT SPARE |  | 01-LVD-PPL-21131 BR 27 NE corner turbine bldg |  | 01-LVD-PPL-21131 | 208/120VAC CIRCUIT BREAKER
CONVENIENCE RECPTS UNIT 1 TURBINE BUILDING | 01-1001-R1 | 01-LVD-PPL-21131 BR 29 NE corner turbine bldg |  | 01-LVD-PPL-21131 | 208/120VAC CIRCUIT BREAKER
UNIT 1 TURBINE BLDG HIGH BAY LIGHTS 208VAC | 01-LTG-CNT-21131 | 01-LVD-PPL-21131 BR 31,33 NE corner turbine bldg |  | 01-LVD-PPL-21131 | 208/120VAC CIRCUIT BREAKER
UNIT 1 TURBINE BLDG PIT LIGHTS 208VAC | 01-LTG-CNT-21131 | 01-LVD-PPL-21131 BR 39,41 NE corner turbine bldg |  | 01-LVD-PPL-21131 | 208/120VAC CIRCUIT BREAKER
UNIT 1 TURBINE BLDG EAST WALL INTAKE LOUVER 18 | 01-HVC-LVR-18 | 01-LVD-PPL-21131 BR 4 NE corner turbine bldg |  | 01-LVD-PPL-21131 | 208/120VAC CIRCUIT BREAKER
UNIT 1 TURBINE BLDG GAS HEATER FAN 17 120 VAC | 01-HVC-HTR-17 | 01-LVD-PPL-21131 BR 6 NE corner turbine bldg | Heater | 01-LVD-PPL-21131 | 208/120VAC CIRCUIT BREAKER
UNIT 1 TURBINE BLDG GAS HEATER FAN 18 120 VAC | 01-HVC-HTR-18 | 01-LVD-PPL-21131 BR 8 NE corner turbine bldg | Heater | 01-LVD-PPL-21131 | 208/120VAC CIRCUIT BREAKER
UNIT 1 TURBINE BLDG GAS HEATER FAN 19 120 VAC | 01-HVC-HTR-19 | 01-LVD-PPL-21131 BR 10 NE corner turbine bldg | Heater | 01-LVD-PPL-21131 | 208/120VAC CIRCUIT BREAKER
UNIT 1 TURBINE BLDG GAS HEATER FAN 20 120 VAC | 01-HVC-HTR-20 | 01-LVD-PPL-21131 BR 12 NE corner turbine bldg | Heater | 01-LVD-PPL-21131 | 208/120VAC CIRCUIT BREAKER
CONTRACT SPARE |  | 01-LVD-PPL-21131 BR 20 NE corner turbine bldg |  | 01-LVD-PPL-21131 | 208/120VAC CIRCUIT BREAKER
CONTRACT SPARE |  | 01-LVD-PPL-21131 BR 22 NE corner turbine bldg |  | 01-LVD-PPL-21131 | 208/120VAC CIRCUIT BREAKER
CONTRACT SPARE |  | 01-LVD-PPL-21131 BR 24 NE corner turbine bldg |  | 01-LVD-PPL-21131 | 208/120VAC CIRCUIT BREAKER
CONTRACT SPARE |  | 01-LVD-PPL-21131 BR 26 NE corner turbine bldg |  | 01-LVD-PPL-21131 | 208/120VAC CIRCUIT BREAKER
CONVENIENCE RECPTS UNIT 1 TURBINE BLDG | 01-1101-R1 | 01-LVD-PPL-21131 BR 28 NE corner turbine bldg |  | 01-LVD-PPL-21131 | 208/120VAC CIRCUIT BREAKER
UNIT 1 TURBINE BLDG VENT FAN PLATFORM LIGHTS | 01-3001-W2 | 01-LVD-PPL-21131 BR 30 NE corner turbine bldg |  | 01-LVD-PPL-21131 | 208/120VAC CIRCUIT BREAKER
UNIT 1 TURBINE BLDG HIGH BAY LIGHTS 208VAC | 01-LTG-CNT-21131 | 01-LVD-PPL-21131 BR 32,34 NE corner turbine bldg |  | 01-LVD-PPL-21131 | 208/120VAC CIRCUIT BREAKER
UNIT 1 TURBINE BLDG PIT LIGHTS 208VAC | 01-LTG-CNT-21131 | 01-LVD-PPL-21131 BR 36,38 NE corner turbine bldg |  | 01-LVD-PPL-21131 | 208/120VAC CIRCUIT BREAKER
TURBINE BUILDING 01 LOCAL FIRE ALRM CPL NODE #9 | 00-FPS-PNL-13 | 01-LVD-PPL-21133 BR 5 Turbine Deck SW |  | 01-LVD-PPL-21133 | 208/120VAC CIRCUIT BREAKER
ST 1 DRNS SUMP PMP CTRL PNL REDUNDANT 1 120VAC | 01-PDR-CPL-01 | 01-LVD-PPL-21133 BR 7 Turbine Deck SW | Control Power Feed | 01-LVD-PPL-21133 | 208/120VAC CIRCUIT BREAKER
UNIT 1 SFC XFMR S.HTR 120 VAC MAIN | 01MKE01GT101 | 01-LVD-PPL-21133 BR 9 Turbine Deck SW |  | 01-LVD-PPL-21133 | 208/120VAC CIRCUIT BREAKER
U1 CALCITE FILTER CO2 INJ MODULE CONTROL PANEL | 01-DWS-CPL-07 | 01-LVD-PPL-21133 BR 11 Turbine Deck SW | Control Power Feed | 01-LVD-PPL-21133 | 208/120VAC CIRCUIT BREAKER
UNIT 1 GCB PLATFORM LIGHTS | 01-3301-M1 | 01-LVD-PPL-21133 BR 15 Turbine Deck SW |  | 01-LVD-PPL-21133 | 208/120VAC CIRCUIT BREAKER
U1 TURB BLDG WEST WALL INTAKE LOUVER 37 120 VAC | 01-HVC-LVR-37 | 01-LVD-PPL-21133 BR 23 Turbine Deck SW |  | 01-LVD-PPL-21133 | 208/120VAC CIRCUIT BREAKER
UNIT 1 TURBINE BLDG GAS HEATER FAN 11 120 VAC | 01-HVC-HTR-11 | 01-LVD-PPL-21133 BR 25 Turbine Deck SW | Heater | 01-LVD-PPL-21133 | 208/120VAC CIRCUIT BREAKER
UNIT 1 TURBINE BLDG GAS HEATER FAN 12 120 VAC | 01-HVC-HTR-12 | 01-LVD-PPL-21133 BR 27 Turbine Deck SW | Heater | 01-LVD-PPL-21133 | 208/120VAC CIRCUIT BREAKER
UNIT 1 TURBINE BLDG GAS HEATER FAN 13 120 VAC | 01-HVC-HTR-13 | 01-LVD-PPL-21133 BR 29 Turbine Deck SW | Heater | 01-LVD-PPL-21133 | 208/120VAC CIRCUIT BREAKER
UNIT 1 TURBINE BLDG EMERGENCY LIGHTING | 01-4001-E2 | 01-LVD-PPL-21133 BR 31 Turbine Deck SW |  | 01-LVD-PPL-21133 | 208/120VAC CIRCUIT BREAKER
CONTRACT SPARE |  | 01-LVD-PPL-21133 BR 33 Turbine Deck SW |  | 01-LVD-PPL-21133 | 208/120VAC CIRCUIT BREAKER
CONTRACT SPARE |  | 01-LVD-PPL-21133 BR 35 Turbine Deck SW |  | 01-LVD-PPL-21133 | 208/120VAC CIRCUIT BREAKER
CONTRACT SPARE |  | 01-LVD-PPL-21133 BR 37 Turbine Deck SW |  | 01-LVD-PPL-21133 | 208/120VAC CIRCUIT BREAKER
CONTRACT SPARE |  | 01-LVD-PPL-21133 BR 39 Turbine Deck SW |  | 01-LVD-PPL-21133 | 208/120VAC CIRCUIT BREAKER
CONTRACT SPARE |  | 01-LVD-PPL-21133 BR 41 Turbine Deck SW |  | 01-LVD-PPL-21133 | 208/120VAC CIRCUIT BREAKER
UNIT 1 WTT CALCITE FILTER 120VAC RECEP | 01-DWS-CPL-06 | 01-LVD-PPL-21133 BR 6 Turbine Deck SW | Control Power Feed | 01-LVD-PPL-21133 | 208/120VAC CIRCUIT BREAKER
UNIT 1 DRAINS TANK AREA DECK LIGHTS 120VAC | 01-2701-W2 | 01-LVD-PPL-21133 BR 8 Turbine Deck SW |  | 01-LVD-PPL-21133 | 208/120VAC CIRCUIT BREAKER
UNIT 1 DRAINS TANK AREA CONVENIENCE RECPT | 01-1301-R1 | 01-LVD-PPL-21133 BR 10 Turbine Deck SW |  | 01-LVD-PPL-21133 | 208/120VAC CIRCUIT BREAKER
UNIT 1 IPBD VTSC MAIN PWR 208VAC | 01-IPB-CPL-03 | 01-LVD-PPL-21133 BR 12,14,16 Turbine Deck SW | Control Power Feed | 01-LVD-PPL-21133 | 208/120VAC CIRCUIT BREAKER
UNIT 1 IPBD DCT/UAT DSW HTRS 208VAC | 01-IPB-CPL-02 | 01-LVD-PPL-21133 BR 18,20,22 Turbine Deck SW | Control Power Feed | 01-LVD-PPL-21133 | 208/120VAC CIRCUIT BREAKER
U1 TURB BLDG WEST WALL INTAKE LOUVER 34 120 VAC | 01-HVC-LVR-34 | 01-LVD-PPL-21133 BR 24 Turbine Deck SW |  | 01-LVD-PPL-21133 | 208/120VAC CIRCUIT BREAKER
UNIT 1 TURBINE BLDG GAS HEATER FAN 21 120 VAC | 01-HVC-HTR-21 | 01-LVD-PPL-21133 BR 26 Turbine Deck SW | Heater | 01-LVD-PPL-21133 | 208/120VAC CIRCUIT BREAKER
UNIT 1 TURBINE BLDG GAS HEATER FAN 22 120 VAC | 01-HVC-HTR-22 | 01-LVD-PPL-21133 BR 28 Turbine Deck SW | Heater | 01-LVD-PPL-21133 | 208/120VAC CIRCUIT BREAKER
UNIT 1 TURBINE BLDG GAS HEATER FAN 23 120 VAC | 01-HVC-HTR-23 | 01-LVD-PPL-21133 BR 30 Turbine Deck SW | Heater | 01-LVD-PPL-21133 | 208/120VAC CIRCUIT BREAKER
UNIT 1 TURBINE BLDG EMERGENCY LIGHTING | 01-4101-E5 | 01-LVD-PPL-21133 BR 32 Turbine Deck SW |  | 01-LVD-PPL-21133 | 208/120VAC CIRCUIT BREAKER
UNIT 1 TURB CTRL PKG SAFETY SHWR 120 VAC MAIN | 00-PWS-JBX-05 | 01-LVD-PPL-21133 BR 34 Turbine Deck SW |  | 01-LVD-PPL-21133 | 208/120VAC CIRCUIT BREAKER
CONTRACT SPARE |  | 01-LVD-PPL-21133 BR 36 Turbine Deck SW |  | 01-LVD-PPL-21133 | 208/120VAC CIRCUIT BREAKER
CONTRACT SPARE |  | 01-LVD-PPL-21133 BR 38 Turbine Deck SW |  | 01-LVD-PPL-21133 | 208/120VAC CIRCUIT BREAKER
CONTRACT SPARE |  | 01-LVD-PPL-21133 BR 40 Turbine Deck SW |  | 01-LVD-PPL-21133 | 208/120VAC CIRCUIT BREAKER
CONTRACT SPARE |  | 01-LVD-PPL-21133 BR 42 Turbine Deck SW |  | 01-LVD-PPL-21133 | 208/120VAC CIRCUIT BREAKER
MCC-151 SECTION HEATER SUPPLY #1 |  | 01-LVD-PPL-2511, BR7ACC MCC enclosure |  | 01-LVD-PPL-2511 | 208/120VAC CIRCUIT BREAKER
MCC-151 SECTION HEATER SUPPLY #2 |  | 01-LVD-PPL-2511, BR9ACC MCC enclosure |  | 01-LVD-PPL-2511 | 208/120VAC CIRCUIT BREAKER
MCC-251 MOTOR SPACE HEATER SUPPLY #1 |  | 01-LVD-PPL-2511, BR11ACC MCC enclosure |  | 01-LVD-PPL-2511 | 208/120VAC CIRCUIT BREAKER
NON-SEG SPACE HTR MCC-151, M1 | 01-LVB-NSB-15 | 01-LVD-PPL-2511, BR13ACC MCC enclosure |  | 01-LVD-PPL-2511 | 208/120VAC CIRCUIT BREAKER
NON-SEG SPACE HTR MCC-151, M2 | 01-LVB-NSB-15 | 01-LVD-PPL-2511, BR15ACC MCC enclosure |  | 01-LVD-PPL-2511 | 208/120VAC CIRCUIT BREAKER
NTW DCS CAB 12 UTILITY |  | 01-LVD-PPL-2511, BR17ACC MCC enclosure |  | 01-LVD-PPL-2511 | 208/120VAC CIRCUIT BREAKER
HVAC 4 PRESSURIZATION MODULE |  | 01-LVD-PPL-2511, BR19ACC MCC enclosure |  | 01-LVD-PPL-2511 | 208/120VAC CIRCUIT BREAKER
UNIT 1 ACC FAN GRBX OIL HTR 04D | 01-ACC-HTR-04D | 01-LVD-PPL-2511, BR25ACC MCC enclosure | Heater | 01-LVD-PPL-2511 | 208/120VAC CIRCUIT BREAKER
CONVENIENCE RECPTS UNIT 1 ACC UPPER DECK | 01-0701-R1 | 01-LVD-PPL-2511, BR27ACC MCC enclosure |  | 01-LVD-PPL-2511 | 208/120VAC CIRCUIT BREAKER
CONVENIENCE RECPTS UNIT 1 ACC UPPER DECK | 01-0901-R1 | 01-LVD-PPL-2511, BR29ACC MCC enclosure |  | 01-LVD-PPL-2511 | 208/120VAC CIRCUIT BREAKER
ACC 1 LIGHTING - UPPER DECK 208VAC | 01-LTG-CNT-2511 | 01-LVD-PPL-2511, BR31/33ACC MCC enclosure |  | 01-LVD-PPL-2511 | 208/120VAC CIRCUIT BREAKER
ACC 1 LIGHTING - UPPER DECK 208VAC | 01-LTG-CNT-2511 | 01-LVD-PPL-2511, BR35/37ACC MCC enclosure |  | 01-LVD-PPL-2511 | 208/120VAC CIRCUIT BREAKER
ACC 1 LIGHTING - SOUTH PLATFORM 208VAC | 01-LTG-CNT-2511 | 01-LVD-PPL-2511, BR39/41ACC MCC enclosure |  | 01-LVD-PPL-2511 | 208/120VAC CIRCUIT BREAKER
SECURITY PANEL |  | 01-LVD-PPL-2511, BR2ACC MCC enclosure |  | 01-LVD-PPL-2511 | 208/120VAC CIRCUIT BREAKER
FIRE PANEL |  | 01-LVD-PPL-2511, BR4ACC MCC enclosure |  | 01-LVD-PPL-2511 | 208/120VAC CIRCUIT BREAKER
MCC-151 MOTOR SPACE HEATER SUPPLY #1 |  | 01-LVD-PPL-2511, BR8ACC MCC enclosure |  | 01-LVD-PPL-2511 | 208/120VAC CIRCUIT BREAKER
MCC-251 SECTION HEATER SUPPLY #1 |  | 01-LVD-PPL-2511, BR10ACC MCC enclosure |  | 01-LVD-PPL-2511 | 208/120VAC CIRCUIT BREAKER
MCC-251 SECTION HEATER SUPPLY #2 |  | 01-LVD-PPL-2511, BR12ACC MCC enclosure |  | 01-LVD-PPL-2511 | 208/120VAC CIRCUIT BREAKER
UNIT 1 ACC FAN GRBX OIL HTR 04E | 01-ACC-HTR-04E | 01-LVD-PPL-2511, BR16ACC MCC enclosure | Heater | 01-LVD-PPL-2511 | 208/120VAC CIRCUIT BREAKER
HVAC 1 PRESSURIZATION MODULE |  | 01-LVD-PPL-2511, BR18ACC MCC enclosure |  | 01-LVD-PPL-2511 | 208/120VAC CIRCUIT BREAKER
UNIT 1 ACC FAN GRBX OIL HTR 04F | 01-ACC-HTR-04F | 01-LVD-PPL-2511, BR20ACC MCC enclosure | Heater | 01-LVD-PPL-2511 | 208/120VAC CIRCUIT BREAKER
CONVENIENCE RECPTS UNIT 1 ACC UPPER DECK | 01-0601-R1 | 01-LVD-PPL-2511, BR26ACC MCC enclosure |  | 01-LVD-PPL-2511 | 208/120VAC CIRCUIT BREAKER
CONVENIENCE RECPTS UNIT 1 ACC UPPER DECK | 01-0801-R1 | 01-LVD-PPL-2511, BR28ACC MCC enclosure |  | 01-LVD-PPL-2511 | 208/120VAC CIRCUIT BREAKER
ACC 1 LIGHTING - UPPER DECK 208VAC | 01-LTG-CNT-2511 | 01-LVD-PPL-2511, BR30/32ACC MCC enclosure |  | 01-LVD-PPL-2511 | 208/120VAC CIRCUIT BREAKER
ACC 1 LIGHTING - NORTH PLATFORM & STAIR TOWER | 01-LTG-CNT-2511 | 01-LVD-PPL-2511, BR34/36ACC MCC enclosure |  | 01-LVD-PPL-2511 | 208/120VAC CIRCUIT BREAKER
ACC 1 LIGHTING - UPPER DECK 208VAC | 01-LTG-CNT-2511 | 01-LVD-PPL-2511, BR38/40ACC MCC enclosure |  | 01-LVD-PPL-2511 | 208/120VAC CIRCUIT BREAKER
ENCLOSURE PRESSURIZATION MODULE |  | 01-LVD-PPL-2511, BR42ACC MCC enclosure |  | 01-LVD-PPL-2511 | 208/120VAC CIRCUIT BREAKER
BATTERY INPUT TO SECONDARY DC BUS | 01-LVE-PPL-01 | MVB, DC DISTRIBUTION PANEL 01-LVE-PPL-01, F1 | Power Panel | 01-LVE-PPL-01 - DC distribution
CHARGER A INPUT TO SECONDARY DC BUS | 01-LVE-PPL-01 | MVB, DC DISTRIBUTION PANEL 01-LVE-PPL-01, F2 | Power Panel | 01-LVE-PPL-01 - DC distribution
CH. A INP. TO PRIM. DC BUS (JUMPER TO FUSE F2) |  | MVB, DC DISTRIBUTION PANEL 01-LVE-PPL-01, F3 |  | 01-LVE-PPL-01 - DC distribution
CHARGER B INPUT TO SECONDARY DC BUS | 01-LVE-PPL-01 | MVB, DC DISTRIBUTION PANEL 01-LVE-PPL-01, F4 | Power Panel | 01-LVE-PPL-01 - DC distribution
CH. B INP. TO PRIM. DC BUS (JUMPER TO FUSE F2) |  | MVB, DC DISTRIBUTION PANEL 01-LVE-PPL-01, F5 |  | 01-LVE-PPL-01 - DC distribution
UPS SYSTEM UNIT 01 | 01-LVF-UPS-01 | MVB, DC DISTRIBUTION PANEL 01-LVE-PPL-01, F6 |  | 01-LVE-PPL-01 - DC distribution
HRSG 1 PDC 125VDC PANELBOARD 01 DSW | 01-LVE-DSW-012 | MVB, DC DISTRIBUTION PANEL 01-LVE-PPL-01, F7 | Power Panel | 01-LVE-PPL-01 - DC distribution
ADMIN BUILDING 125VDC PANELBOARD 01 RBX | 01-LVE-RBX-013 | MVB, DC DISTRIBUTION PANEL 01-LVE-PPL-01, F8 | Power Panel | 01-LVE-PPL-01 - DC distribution
IPBD 1 UAT DSW MAIN 125 VDC | 01-IPB-CPL-01 | MVB, DC DISTRIBUTION PANEL 01-LVE-PPL-01, F10.1 | Control Power Feed | 01-LVE-PPL-01 - DC distribution
SWGR 11/MCC 11 BREAKER CONTROL | 00-MVB-SWG-11 | MVB, DC DISTRIBUTION PANEL 01-LVE-PPL-01, F10.3 |  | 01-LVE-PPL-01 - DC distribution
RELAY PANEL 01-RPS-PNL-07 SEL-487E | 01-RPS-PNL-07 | MVB, DC DISTRIBUTION PANEL 01-LVE-PPL-01, F10.5 |  | 01-LVE-PPL-01 - DC distribution
RELAY PANEL 01-RPS-PNL-07 GE T60U & MET-UAT | 01-RPS-PNL-07 | MVB, DC DISTRIBUTION PANEL 01-LVE-PPL-01, F10.7 |  | 01-LVE-PPL-01 - DC distribution
UNIT 1 GSU CONTROL PANEL 125 VDC PWR MAIN | 01-GSU-CPL-01 | MVB, DC DISTRIBUTION PANEL 01-LVE-PPL-01, F10.9 | Control Power Feed | 01-LVE-PPL-01 - DC distribution
UNIT 2 SFC CUBICLE (REDUNDANT CTRL PWR-1) | 02MKE01GU101\00 | MVB, DC DISTRIBUTION PANEL 01-LVE-PPL-01, F10.13 |  | 01-LVE-PPL-01 - DC distribution
UNIT 1 SFC CUBICLE (REDUNDANT CTRL PWR-2) | 01MKE01GU101\01 | MVB, DC DISTRIBUTION PANEL 01-LVE-PPL-01, F10.15 |  | 01-LVE-PPL-01 - DC distribution
UNIT 1 GCB MAIN 125 VDC | 01-GEN-CPL-01 | MVB, DC DISTRIBUTION PANEL 01-LVE-PPL-01, F10.17 | Control Power Feed | 01-LVE-PPL-01 - DC distribution
UNIT 2 GCB TRIP COIL 2 125 VDC | 02-GEN-CPL-01 | MVB, DC DISTRIBUTION PANEL 01-LVE-PPL-01, F10.19 | Control Power Feed | 01-LVE-PPL-01 - DC distribution
SAT 11 CONTROL PANEL 125 VDC PWR MAIN | 00-SAT-CPL-11 | MVB, DC DISTRIBUTION PANEL 01-LVE-PPL-01, F10.2 | Control Power Feed | 01-LVE-PPL-01 - DC distribution
UAT 01 CONTROL PANEL 125 VDC PWR MAIN | 00-UAT-CPL-01 | MVB, DC DISTRIBUTION PANEL 01-LVE-PPL-01, F10.4 | Control Power Feed | 01-LVE-PPL-01 - DC distribution
SWGR 1 BREAKER CONTROL | 00-MVA-SWG-1 | MVB, DC DISTRIBUTION PANEL 01-LVE-PPL-01, F10.6 |  | 01-LVE-PPL-01 - DC distribution
SWGR 17 BREAKER CONTROL | 01-LVB-SWG-17 | MVB, DC DISTRIBUTION PANEL 01-LVE-PPL-01, F10.8 |  | 01-LVE-PPL-01 - DC distribution
LV SWGR BREAKER TEST CABINET |  | MVB, DC DISTRIBUTION PANEL 01-LVE-PPL-01, F10.10 |  | 01-LVE-PPL-01 - DC distribution
EDG SYNC PANEL | 00-DSL-CPL-01 | MVB, DC DISTRIBUTION PANEL 01-LVE-PPL-01, F10.12 | Control Power Feed | 01-LVE-PPL-01 - DC distribution
LV SWGR 11 BREAKER CONTROL |  | HRSG1 PDC 125VDC BUS, BR1 |  | 01-LVE-PPL-01 - DC distribution
LV SWGR BREAKER TEST CABINET |  | HRSG1 PDC 125VDC BUS, BR3 |  | 01-LVE-PPL-01 - DC distribution
LV SWGR 21 BREAKER CONTROL |  | HRSG1 PDC 125VDC BUS, BR2 |  | 01-LVE-PPL-01 - DC distribution
FEED TO UPS MAIN PANEL BOARD U1 | 01-LVF-PPL-01 | MVB, 01-LVF-PPL-01 | Power Panel | 01-LVF-PPL-01
HRSG 1 U1 UPS PANEL | 01-LVF-PPL-011 | MVB, 01-LVF-PPL-01 | Power Panel | 01-LVF-PPL-01
HRSG 2 U1 UPS PANEL | 01-LVF-PPL-012 | MVB, 01-LVF-PPL-01 | Power Panel | 01-LVF-PPL-01
ADMIN BLDG U1 UPS PNL | 01-LVF-PPL-013 | MVB, 01-LVF-PPL-01 | Power Panel | 01-LVF-PPL-01
ACC 1 U1 UPS PANEL | 01-LVF-PPL-014 | MVB, 01-LVF-PPL-01 | Power Panel | 01-LVF-PPL-01
ACC 2 U1 UPS PANEL | 01-LVF-PPL-015 | MVB, 01-LVF-PPL-01 | Power Panel | 01-LVF-PPL-01
UNIT 2 ACC FAN 01A | 02-ACC-MFN-01A | 02-ACC-MCC-141, CUBICLE4FM | Fan/Blower | 02-ACC-MCC-141 | 480 V MOLDED CASE BREAKER
UNIT 2 ACC FAN 01C | 02-ACC-MFN-01C | 02-ACC-MCC-141, CUBICLE5FM | Fan/Blower | 02-ACC-MCC-141 | 480 V MOLDED CASE BREAKER
UNIT 2 ACC FAN 01E | 02-ACC-MFN-01E | 02-ACC-MCC-141, CUBICLE6FM | Fan/Blower | 02-ACC-MCC-141 | 480 V MOLDED CASE BREAKER
UNIT 2 ACC FAN 02B | 02-ACC-MFN-02B | 02-ACC-MCC-141, CUBICLE7FM | Fan/Blower | 02-ACC-MCC-141 | 480 V MOLDED CASE BREAKER
UNIT 2 ACC FAN 02D | 02-ACC-MFN-02D | 02-ACC-MCC-141, CUBICLE8FM | Fan/Blower | 02-ACC-MCC-141 | 480 V MOLDED CASE BREAKER
UNIT 2 ACC FAN 02F | 02-ACC-MFN-02F | 02-ACC-MCC-141, CUBICLE9FM | Fan/Blower | 02-ACC-MCC-141 | 480 V MOLDED CASE BREAKER
ACC 2 GLYCOL HX FAN 01 | 02-ARM-MFN-01 | 02-ACC-MCC-141, CUBICLE13FD | Fan/Blower | 02-ACC-MCC-141 | 480 V MOLDED CASE BREAKER
ACC 2 GLYCOL HX FAN 02 | 02-ARM-MFN-02 | 02-ACC-MCC-141, CUBICLE13FF | Fan/Blower | 02-ACC-MCC-141 | 480 V MOLDED CASE BREAKER
ACC 2 GLYCOL HX FAN 03 | 02-ARM-MFN-03 | 02-ACC-MCC-141, CUBICLE13FH | Fan/Blower | 02-ACC-MCC-141 | 480 V MOLDED CASE BREAKER
UNIT 2 ACC FINTUBE CLEANING SYS | 02-CND-RCP-983 | 02-ACC-MCC-141, CUBICLE2FJ(L) |  | 02-ACC-MCC-141 | 480 V MOLDED CASE BREAKER
ACC 2 PDC PANELBOARD 480VAC | 02-LVB-PPL-1411 | 02-ACC-MCC-141, CUBICLE2FM | Power Panel | 02-ACC-MCC-141 | 480 V MOLDED CASE BREAKER
MAIN BREAKER 1 CONTROL POWER TRANSFORMER |  | 02-ACC-MCC-141, CUBICLE3FM |  | 02-ACC-MCC-141 | 480 V MOLDED CASE BREAKER
MAIN SUPPLY FEED FROM 02-MVA-XFR-14 |  | 02-ACC-MCC-141, CUBICLE3FM |  | 02-ACC-MCC-141 | 480 V MOLDED CASE BREAKER
ACC 2 LVRP 01A | 02-ARM-MPM-01A | 02-ACC-MCC-141, CUBICLE10FM | Pump | 02-ACC-MCC-141 | 480 V MOLDED CASE BREAKER
UNIT 2 LP DRAINS TANK PUMP MTR A | 02-STP-MPM-01A | 02-ACC-MCC-141, CUBICLE12FB | Pump | 02-ACC-MCC-141 | 480 V MOLDED CASE BREAKER
ACC 2 GLYCOL RECIRC PMP 03A | 02-ARM-MPM-03A | 02-ACC-MCC-141, CUBICLE12FM | Pump | 02-ACC-MCC-141 | 480 V MOLDED CASE BREAKER
ACC 2 GLYCOL RECIRC PMP 03C | 02-ARM-MPM-03C | 02-ACC-MCC-141, CUBICLE13FB | Pump | 02-ACC-MCC-141 | 480 V MOLDED CASE BREAKER
ACC 2 SEAL WTR PMP 02A | 02-ARM-MPM-02A | 02-ACC-MCC-141, CUBICLE13FK | Pump | 02-ACC-MCC-141 | 480 V MOLDED CASE BREAKER
MAIN BREAKER 2 CONTROL POWER TRANSFORMER |  | 02-ACC-MCC-141, CUBICLE15FM |  | 02-ACC-MCC-141 | 480 V MOLDED CASE BREAKER
SECONDARY SUPPLY FEED FROM 02-LVB-NSB-24 |  | 02-ACC-MCC-141, CUBICLE15FM |  | 02-ACC-MCC-141 | 480 V MOLDED CASE BREAKER
ACC 2 PDC XFMR 480-120/208VAC | 02-LVB-XFR-1412 | 02-ACC-MCC-141, CUBICLE16FJ | Transformer | 02-ACC-MCC-141 | 480 V MOLDED CASE BREAKER
UNIT 2 ACC FAN GEARBOX OIL COOLER 01A | 02-ACC-HEX-01A | 02-ACC-MCC-141, CUBICLE17FB |  | 02-ACC-MCC-141 | 480 V MOLDED CASE BREAKER
UNIT 2 ACC FAN GEARBOX OIL COOLER 01C | 02-ACC-HEX-01C | 02-ACC-MCC-141, CUBICLE17FD |  | 02-ACC-MCC-141 | 480 V MOLDED CASE BREAKER
UNIT 2 ACC FAN GEARBOX OIL COOLER 01E | 02-ACC-HEX-01E | 02-ACC-MCC-141, CUBICLE17FF |  | 02-ACC-MCC-141 | 480 V MOLDED CASE BREAKER
UNIT 2 ACC FAN GEARBOX OIL COOLER 02B | 02-ACC-HEX-02B | 02-ACC-MCC-141, CUBICLE17FH |  | 02-ACC-MCC-141 | 480 V MOLDED CASE BREAKER
UNIT 2 ACC FAN GEARBOX OIL COOLER 02D | 02-ACC-HEX-02D | 02-ACC-MCC-141 |  | 02-ACC-MCC-141 | 480 V MOLDED CASE BREAKER
UNIT 2 ACC FAN GEARBOX OIL COOLER 02F | 02-ACC-HEX-02F | 02-ACC-MCC-141 |  | 02-ACC-MCC-141 | 480 V MOLDED CASE BREAKER
UNIT 2 ACC FAN 3A | 02-ACC-MFN-03A | 02-ACC-MCC-161, CUBICLE5FM | Fan/Blower | 02-ACC-MCC-161 | 480 V MOLDED CASE BREAKER
UNIT 2 ACC FAN 3C | 02-ACC-MFN-03C | 02-ACC-MCC-161, CUBICLE6FM | Fan/Blower | 02-ACC-MCC-161 | 480 V MOLDED CASE BREAKER
UNIT 2 ACC FAN 3E | 02-ACC-MFN-03E | 02-ACC-MCC-161, CUBICLE7FM | Fan/Blower | 02-ACC-MCC-161 | 480 V MOLDED CASE BREAKER
UNIT 2 ACC FAN 4B | 02-ACC-MFN-04B | 02-ACC-MCC-161, CUBICLE8FM | Fan/Blower | 02-ACC-MCC-161 | 480 V MOLDED CASE BREAKER
UNIT 2 ACC FAN 4D | 02-ACC-MFN-04D | 02-ACC-MCC-161, CUBICLE9FM | Fan/Blower | 02-ACC-MCC-161 | 480 V MOLDED CASE BREAKER
UNIT 2 ACC FAN 4F | 02-ACC-MFN-04F | 02-ACC-MCC-161, CUBICLE10FM | Fan/Blower | 02-ACC-MCC-161 | 480 V MOLDED CASE BREAKER
UNIT 2 ACC FAN GEARBOX OIL COOLER 03A | 02-ACC-HEX-03A | 02-ACC-MCC-161, CUBICLE2FB |  | 02-ACC-MCC-161 | 480 V MOLDED CASE BREAKER
UNIT 2 ACC FAN GEARBOX OIL COOLER 03C | 02-ACC-HEX-03C | 02-ACC-MCC-161, CUBICLE2FD |  | 02-ACC-MCC-161 | 480 V MOLDED CASE BREAKER
UNIT 2 ACC FAN GEARBOX OIL COOLER 03E | 02-ACC-HEX-03E | 02-ACC-MCC-161, CUBICLE2FF |  | 02-ACC-MCC-161 | 480 V MOLDED CASE BREAKER
UNIT 2 ACC FAN GEARBOX OIL COOLER 04B | 02-ACC-HEX-04B | 02-ACC-MCC-161, CUBICLE2FH |  | 02-ACC-MCC-161 | 480 V MOLDED CASE BREAKER
UNIT 2 ACC FAN GEARBOX OIL COOLER 04D | 02-ACC-HEX-04D | 02-ACC-MCC-161, CUBICLE2FK |  | 02-ACC-MCC-161 | 480 V MOLDED CASE BREAKER
UNIT 2 ACC FAN GEARBOX OIL COOLER 04F | 02-ACC-HEX-04F | 02-ACC-MCC-161, CUBICLE2FM |  | 02-ACC-MCC-161 | 480 V MOLDED CASE BREAKER
ACC 2 PDC PANELBOARD 480VAC | 02-LVB-PPL-1611 | 02-ACC-MCC-161, CUBICLE3FM | Power Panel | 02-ACC-MCC-161 | 480 V MOLDED CASE BREAKER
MAIN BREAKER 1 CONTROL POWER TRANSFORMER |  | 02-ACC-MCC-161, CUBICLE4FM |  | 02-ACC-MCC-161 | 480 V MOLDED CASE BREAKER
MAIN SUPPLY FEED FROM 02-MVA-XFR-14 |  | 02-ACC-MCC-161, CUBICLE4FM |  | 02-ACC-MCC-161 | 480 V MOLDED CASE BREAKER
ACC 2 LRVP 01C | 02-ARM-MPM-01C | 02-ACC-MCC-161, CUBICLE11FM | Pump | 02-ACC-MCC-161 | 480 V MOLDED CASE BREAKER
ACC 2 SEAL WTR PMP 02C | 02-ARM-MPM-02C | 02-ACC-MCC-161, CUBICLE14FB | Pump | 02-ACC-MCC-161 | 480 V MOLDED CASE BREAKER
MAIN BREAKER 2 CONTROL POWER TRANSFORMER |  | 02-ACC-MCC-161, CUBICLE16FM |  | 02-ACC-MCC-161 | 480 V MOLDED CASE BREAKER
SECONDARY SUPPLY FEED FROM 02-LVB-NSB-26 |  | 02-ACC-MCC-161, CUBICLE16FM |  | 02-ACC-MCC-161 | 480 V MOLDED CASE BREAKER
UNIT 2 ACC FAN 01B | 02-ACC-MFN-01B | 02-ACC-MCC-241, BR9FM | Fan/Blower | 02-ACC-MCC-241 | 480 V MOLDED CASE BREAKER
UNIT 2 ACC FAN 01D | 02-ACC-MFN-01D | 02-ACC-MCC-241, BR10FM | Fan/Blower | 02-ACC-MCC-241 | 480 V MOLDED CASE BREAKER
UNIT 2 ACC FAN 01F | 02-ACC-MFN-01F | 02-ACC-MCC-241, BR11FM | Fan/Blower | 02-ACC-MCC-241 | 480 V MOLDED CASE BREAKER
UNIT 2 ACC FAN 02A | 02-ACC-MFN-02A | 02-ACC-MCC-241, BR6FM | Fan/Blower | 02-ACC-MCC-241 | 480 V MOLDED CASE BREAKER
UNIT 2 ACC FAN 02C | 02-ACC-MFN-02C | 02-ACC-MCC-241, BR7FM | Fan/Blower | 02-ACC-MCC-241 | 480 V MOLDED CASE BREAKER
UNIT 2 ACC FAN 02E | 02-ACC-MFN-02E | 02-ACC-MCC-241, BR8FM | Fan/Blower | 02-ACC-MCC-241 | 480 V MOLDED CASE BREAKER
ACC 2 GLYCOL HX FAN 04 | 02-ARM-MFN-04 | 02-ACC-MCC-241 | Fan/Blower | 02-ACC-MCC-241 | 480 V MOLDED CASE BREAKER
ACC 2 GLYCOL HX FAN 05 | 02-ARM-MFN-05 | 02-ACC-MCC-241 | Fan/Blower | 02-ACC-MCC-241 | 480 V MOLDED CASE BREAKER
UNIT 2 ACC FAN GEARBOX OIL COOLER 02A | 02-ACC-HEX-02A | 02-ACC-MCC-241, BR2FB |  | 02-ACC-MCC-241 | 480 V MOLDED CASE BREAKER
UNIT 2 ACC FAN GEARBOX OIL COOLER 02C | 02-ACC-HEX-02C | 02-ACC-MCC-241, BR2FD |  | 02-ACC-MCC-241 | 480 V MOLDED CASE BREAKER
UNIT 2 ACC FAN GEARBOX OIL COOLER 02E | 02-ACC-HEX-02E | 02-ACC-MCC-241, BR2FF |  | 02-ACC-MCC-241 | 480 V MOLDED CASE BREAKER
UNIT 2 ACC FAN GEARBOX OIL COOLER 01B | 02-ACC-HEX-01B | 02-ACC-MCC-241, BR2FH |  | 02-ACC-MCC-241 | 480 V MOLDED CASE BREAKER
UNIT 2 ACC FAN GEARBOX OIL COOLER 01D | 02-ACC-HEX-01D | 02-ACC-MCC-241, BR2FK |  | 02-ACC-MCC-241 | 480 V MOLDED CASE BREAKER
UNIT 2 ACC FAN GEARBOX OIL COOLER 01F | 02-ACC-HEX-01F | 02-ACC-MCC-241, BR2FM |  | 02-ACC-MCC-241 | 480 V MOLDED CASE BREAKER
MAIN BREAKER 1 CONTROL POWER TRANSFORMER |  | 02-ACC-MCC-241, BR5FM |  | 02-ACC-MCC-241 | 480 V MOLDED CASE BREAKER
MAIN SUPPLY FEED FROM 02-MVA-XFR-24 |  | 02-ACC-MCC-241, BR5FM |  | 02-ACC-MCC-241 | 480 V MOLDED CASE BREAKER
ACC 2 LRVP 01B | 02-ARM-MPM-01B | 02-ACC-MCC-241, BR12FM | Pump | 02-ACC-MCC-241 | 480 V MOLDED CASE BREAKER
UNIT 2 LP DRAINS TANK PUMP MTR B | 02-STP-MPM-01B | 02-ACC-MCC-241, BR14FB | Pump | 02-ACC-MCC-241 | 480 V MOLDED CASE BREAKER
ACC 2 GLYCOL RECIRC PMP 03B | 02-ARM-MPM-03B | 02-ACC-MCC-241 | Pump | 02-ACC-MCC-241 | 480 V MOLDED CASE BREAKER
ACC 2 SEAL WTR PMP 02B | 02-ARM-MPM-02B | 02-ACC-MCC-241 | Pump | 02-ACC-MCC-241 | 480 V MOLDED CASE BREAKER
MAIN BREAKER 2 CONTROL POWER TRANSFORMER |  | 02-ACC-MCC-241 |  | 02-ACC-MCC-241 | 480 V MOLDED CASE BREAKER
SECONDARY SUPPLY FEED FROM 02-LVB-NSB-14 |  | 02-ACC-MCC-241 |  | 02-ACC-MCC-241 | 480 V MOLDED CASE BREAKER
UNIT 2 ACC FAN 3B | 02-ACC-MFN-03B | 02-ACC-MCC-261, CUBICLE9FM | Fan/Blower | 02-ACC-MCC-261 | 480 V MOLDED CASE BREAKER
UNIT 2 ACC FAN 3D | 02-ACC-MFN-03D | 02-ACC-MCC-261, CUBICLE10FM | Fan/Blower | 02-ACC-MCC-261 | 480 V MOLDED CASE BREAKER
UNIT 2 ACC FAN 3F | 02-ACC-MFN-03F | 02-ACC-MCC-261, CUBICLE11FM | Fan/Blower | 02-ACC-MCC-261 | 480 V MOLDED CASE BREAKER
UNIT 2 ACC FAN 4A | 02-ACC-MFN-04A | 02-ACC-MCC-261, CUBICLE6FM | Fan/Blower | 02-ACC-MCC-261 | 480 V MOLDED CASE BREAKER
UNIT 2 ACC FAN 4C | 02-ACC-MFN-04C | 02-ACC-MCC-261, CUBICLE7FM | Fan/Blower | 02-ACC-MCC-261 | 480 V MOLDED CASE BREAKER
UNIT 2 ACC FAN 4E | 02-ACC-MFN-04E | 02-ACC-MCC-261, CUBICLE8FM | Fan/Blower | 02-ACC-MCC-261 | 480 V MOLDED CASE BREAKER
UNIT 2 ACC FAN GEARBOX OIL COOLER 04A | 02-ACC-HEX-04A | 02-ACC-MCC-261, CUBICLE2FB |  | 02-ACC-MCC-261 | 480 V MOLDED CASE BREAKER
UNIT 2 ACC FAN GEARBOX OIL COOLER 04C | 02-ACC-HEX-04C | 02-ACC-MCC-261, CUBICLE2FD |  | 02-ACC-MCC-261 | 480 V MOLDED CASE BREAKER
UNIT 2 ACC FAN GEARBOX OIL COOLER 04E | 02-ACC-HEX-04E | 02-ACC-MCC-261, CUBICLE2FF |  | 02-ACC-MCC-261 | 480 V MOLDED CASE BREAKER
UNIT 2 ACC FAN GEARBOX OIL COOLER 03B | 02-ACC-HEX-03B | 02-ACC-MCC-261, CUBICLE2FH |  | 02-ACC-MCC-261 | 480 V MOLDED CASE BREAKER
UNIT 2 ACC FAN GEARBOX OIL COOLER 03D | 02-ACC-HEX-03D | 02-ACC-MCC-261, CUBICLE2FK |  | 02-ACC-MCC-261 | 480 V MOLDED CASE BREAKER
UNIT 2 ACC FAN GEARBOX OIL COOLER 03F | 02-ACC-HEX-03F | 02-ACC-MCC-261, CUBICLE2FM |  | 02-ACC-MCC-261 | 480 V MOLDED CASE BREAKER
MAIN BREAKER 1 CONTROL POWER TRANSFORMER |  | 02-ACC-MCC-261, CUBICLE4FM |  | 02-ACC-MCC-261 | 480 V MOLDED CASE BREAKER
MAIN SUPPLY FEED FROM 02-MVA-XFR-26 |  | 02-ACC-MCC-261, CUBICLE4FM |  | 02-ACC-MCC-261 | 480 V MOLDED CASE BREAKER
ACC 2 PDC XFMR 480-120/208VAC | 02-LVB-XFR-2611 | 02-ACC-MCC-261, CUBICLE5FJ(L) | Transformer | 02-ACC-MCC-261 | 480 V MOLDED CASE BREAKER
UNIT 2 ACC HEAT TRACE XFMR 480-120/208VAC | 02-HTT-XFR-2611 | 02-ACC-MCC-261, CUBICLE5FJ(R) | Transformer | 02-ACC-MCC-261 | 480 V MOLDED CASE BREAKER
ACC 2 LRVP 01D | 02-ARM-MPM-01D | 02-ACC-MCC-261, CUBICLE12FM | Pump | 02-ACC-MCC-261 | 480 V MOLDED CASE BREAKER
ACC 2 LRVP 01E | 02-ARM-MPM-01E | 02-ACC-MCC-261, CUBICLE13FM | Pump | 02-ACC-MCC-261 | 480 V MOLDED CASE BREAKER
ACC 2 SEAL WTR PMP 02D | 02-ARM-MPM-02D | 02-ACC-MCC-261, CUBICLE15FB | Pump | 02-ACC-MCC-261 | 480 V MOLDED CASE BREAKER
ACC 2 SEAL WTR PMP 02E | 02-ARM-MPM-02E | 02-ACC-MCC-261, CUBICLE15FD | Pump | 02-ACC-MCC-261 | 480 V MOLDED CASE BREAKER
MAIN BREAKER 2 CONTROL POWER TRANSFORMER |  | 02-ACC-MCC-261, CUBICLE16FM |  | 02-ACC-MCC-261 | 480 V MOLDED CASE BREAKER
SECONDARY SUPPLY FEED FROM 02-LVB-NSB-16 |  | 02-ACC-MCC-261, CUBICLE16FM |  | 02-ACC-MCC-261 | 480 V MOLDED CASE BREAKER
MAIN FEED TO ESSENTIAL DISTRIBUTION PANEL | 02BMT01 | TCP | Power Panel | 02BMT01
TURBINE CONTROL PANEL | 02MBY01GH001\10 | TCP | Control Power Feed | 02BMT01
TURBINE SUPERVISORY INSTRUMENT PANEL | 02MBY01GH016\10 | TCP | Control Power Feed | 02BMT01
LOCAL FIRE ALARM CONTROL PANEL | 02SGY03GH001 | TCP | Control Power Feed | 02BMT01
TURBINE PROTECTION PANEL | 02MBY01GH010\10 | TCP | Control Power Feed | 02BMT01
TURBINE REMOTE I/O PANEL A | 02MBY93GH001\10 | TCP | Control Power Feed | 02BMT01
TURBINE REMOTE I/O PANEL B | 02MBY93GH002\10 | TCP | Control Power Feed | 02BMT01
CONTROL PACKAGE INTERIOR LIGHTING - 1 | 02UCA51GP101 | TCP |  | 02BMT01
CONTROL PACKAGE INTERIOR LIGHTING - 2 | 02UCA51GP201 | TCP |  | 02BMT01
CONTROL PACKAGE EXTERIOR LIGHTING - 1 | 02UCA51GP102 | TCP |  | 02BMT01
CONTROL PACKAGE EXTERIOR LIGHTING - 2 | 02UCA51GP202 | TCP |  | 02BMT01
CONTROL PACKAGE LOCAL FIRE ALARM PANEL | 02SGY01GH001 | TCP | Control Power Feed | 02BMT01
CONTROL PACKAGE HVAC CONTROLLER | 02UCA51AH101-N01 | TCP |  | 02BMT01
BATTERY ROOM EXHAUST FAN | 02UCA51AN301 | TCP | Fan/Blower | 02BMT01
5 TON HVAC #1 |  | 02-LVB-PPL-1211, BR 1 HRSG MCC enclosure |  | 02-LVB-PPL-1211 | 480 V CIRCUIT BREACKER
5 TON HVAC #2 |  | 02-LVB-PPL-1211, BR 2 HRSG MCC enclosure |  | 02-LVB-PPL-1211 | 480 V CIRCUIT BREACKER
5 TON HVAC #3 |  | 02-LVB-PPL-1211, BR 3 HRSG MCC enclosure |  | 02-LVB-PPL-1211 | 480 V CIRCUIT BREACKER
SPARE GSU CTRL PNL 480 VAC PWR MAIN 1 | 03-GSU-CPL-01 | 02-LVB-PPL-1211, BR 4 HRSG MCC enclosure | Control Power Feed | 02-LVB-PPL-1211 | 480 V CIRCUIT BREACKER
AQA AMMONIA FORWARDING SYS 480VAC | 00-AQA-CPL-01 | 02-LVB-PPL-1211, BR 7 HRSG MCC enclosure | Control Power Feed | 02-LVB-PPL-1211 | 480 V CIRCUIT BREACKER
WELDING RECEPTACLE |  | 02-LVB-PPL-1211, BR 9 HRSG MCC enclosure |  | 02-LVB-PPL-1211 | 480 V CIRCUIT BREACKER
UNIT 2 CEMS DSW 01 480 VAC | 02-CEM-DSW-01 | 02-LVB-PPL-1211, BR 13 HRSG MCC enclosure |  | 02-LVB-PPL-1211 | 480 V CIRCUIT BREACKER
HRSG 2 LP BD MAINFOLD DRN MAIN PWR FEED | 02-MOV-HBD943 | 02-LVB-PPL-1211, BR 8 HRSG MCC enclosure | Motor Operated Valve | 02-LVB-PPL-1211 | 480 V CIRCUIT BREACKER
HRSG 2 LP SH STARTUP VENT MOV MAIN PWR FEED | 02-MOV-HLS905 | 02-LVB-PPL-1211, BR 5 HRSG MCC enclosure | Motor Operated Valve | 02-LVB-PPL-1211 | 480 V CIRCUIT BREACKER
HRSG 2 LP SH STM STOP VLV MAIN PWR FEED | 02-MOV-HLS906 | 02-LVB-PPL-1211, BR 6 HRSG MCC enclosure | Motor Operated Valve | 02-LVB-PPL-1211 | 480 V CIRCUIT BREACKER
HRSG 2 TOP LVL 480-208/120VAC XFR | 02-LVB-XFR-12121 | 02-LVB-PPL-1212, BR 3 Top of HRSG HP drum | Transformer | 02-LVB-PPL-1212 | 480 V CIRCUIT BREACKER
HRSG 2 SCR HOISE AND TROLLEY 480VAC PWR FEED | 02-SCR-JBX-104 | 02-LVB-PPL-1212, BR 5 Top of HRSG HP drum |  | 02-LVB-PPL-1212 | 480 V CIRCUIT BREACKER
HRSG 2 STACK DAMPER MAIN PWR FEED | 02-MOV-HEH901 | 02-LVB-PPL-1212, BR 7 Top of HRSG HP drum | Motor Operated Valve | 02-LVB-PPL-1212 | 480 V CIRCUIT BREACKER
HRSG 2 HP VENT MOV MAIN PWR FEED | 02-MOV-HHS905 | 02-LVB-PPL-1212, BR 11 Top of HRSG HP drum | Motor Operated Valve | 02-LVB-PPL-1212 | 480 V CIRCUIT BREACKER
HRSG 2 HP VENT MOV MAIN PWR FEED | 02-MOV-HHS906 | 02-LVB-PPL-1212, BR 10 Top of HRSG HP drum | Motor Operated Valve | 02-LVB-PPL-1212 | 480 V CIRCUIT BREACKER
HRSG 2 HP STEAM OUTLET STOP VALVE BYPASS MOV | 02-MOV-HHS907 | 02-LVB-PPL-1212, BR 12 Top of HRSG HP drum | Motor Operated Valve | 02-LVB-PPL-1212 | 480 V CIRCUIT BREACKER
HRSG 2 HP VENT MOV MAIN PWR FEED | 02-MOV-HHS913 | 02-LVB-PPL-1212, BR 6 Top of HRSG HP drum | Motor Operated Valve | 02-LVB-PPL-1212 | 480 V CIRCUIT BREACKER
HRSG 2 IP TO DA PEGGING MOV MAIN PWR FEED | 02-MOV-HIS910 | 02-LVB-PPL-1212, BR 4 Top of HRSG HP drum | Motor Operated Valve | 02-LVB-PPL-1212 | 480 V CIRCUIT BREACKER
HRSG 2 REHEAT OUTLET STARTUP VENT STOP MOV | 02-MOV-HRS904 | 02-LVB-PPL-1212, BR 14 Top of HRSG HP drum | Motor Operated Valve | 02-LVB-PPL-1212 | 480 V CIRCUIT BREACKER
HRSG 2 REHEAT STARTUP VENT MOV MAIN PWR FEED | 02-MOV-HRS911 | 02-LVB-PPL-1212, BR 8 Top of HRSG HP drum | Motor Operated Valve | 02-LVB-PPL-1212 | 480 V CIRCUIT BREACKER
UNIT 2 CCF HP/IP PHOSPHATE & AMMONIA SYS | 02-CCF-DSW-02 | 02-LVB-PPL-1213, BR 1 Outside HRSG SWG enclosure |  | 02-LVB-PPL-1213 | 480 V CIRCUIT BREACKER
UNIT 2 SMP PNL 10 TON TCU MAIN 480VAC | 02-SMP-HEX-01 | 02-LVB-PPL-1213, BR 3 Outside HRSG SWG enclosure |  | 02-LVB-PPL-1213 | 480 V CIRCUIT BREACKER
UNIT 2 OIL WATER SEP PWR 480VAC | 02-WDR-CPL-01 | 02-LVB-PPL-1213, BR 4 Outside HRSG SWG enclosure | Control Power Feed | 02-LVB-PPL-1213 | 480 V CIRCUIT BREACKER
HRSG 2 HP SH #1 DRN MOV VLV MAIN PWR FEED | 02-MOV-HHS910 | 02-LVB-PPL-1213, BR 12 Outside HRSG SWG enclosure | Motor Operated Valve | 02-LVB-PPL-1213 | 480 V CIRCUIT BREACKER
HRSG 2 HP FW MOV SHUTOFF VLV MAIN PWR FEED | 02-MOV-HHS941 | 02-LVB-PPL-1213, BR 5 Outside HRSG SWG enclosure | Motor Operated Valve | 02-LVB-PPL-1213 | 480 V CIRCUIT BREACKER
HRSG 2 IP SH MOV DRN VLV MAIN POWER FEED | 02-MOV-HIS915 | 02-LVB-PPL-1213, BR 9 Outside HRSG SWG enclosure | Motor Operated Valve | 02-LVB-PPL-1213 | 480 V CIRCUIT BREACKER
HRSG 2 IP SH MOV DRN VLV MAIN PWR FEED | 02-MOV-HIS918 | 02-LVB-PPL-1213, BR 6 Outside HRSG SWG enclosure | Motor Operated Valve | 02-LVB-PPL-1213 | 480 V CIRCUIT BREACKER
HRSG 2 IP FW MOV STOP VLV MAIN PWR FEED | 02-MOV-HIS941 | 02-LVB-PPL-1213, BR 10 Outside HRSG SWG enclosure | Motor Operated Valve | 02-LVB-PPL-1213 | 480 V CIRCUIT BREACKER
HRSG 2 LP SH STARTUP VENT MOV MAIN PWR FEED | 02-MOV-HLS902 | 02-LVB-PPL-1213, BR 7 Outside HRSG SWG enclosure | Motor Operated Valve | 02-LVB-PPL-1213 | 480 V CIRCUIT BREACKER
HRSG 2 LP EVAP STARTUP DRN MOV MAIN PWR FEED | 02-MOV-HLS908 | 02-LVB-PPL-1213, BR 8 Outside HRSG SWG enclosure | Motor Operated Valve | 02-LVB-PPL-1213 | 480 V CIRCUIT BREACKER
UNIT 2 AUXBLR TO STM SEP INLET BLK VLV | 02-MOV-AS321 | 02-LVB-PPL-1214, BR 10 Outside HRSG SWG enclosure | Motor Operated Valve | 02-LVB-PPL-1214 | 480 V CIRCUIT BREACKER
UNIT 2 AUXBLR TO STM SEP INLET BYP VLV | 02-MOV-AS322 | 02-LVB-PPL-1214, BR 9 Outside HRSG SWG enclosure | Motor Operated Valve | 02-LVB-PPL-1214 | 480 V CIRCUIT BREACKER
UNIT 2 BFW PMP 01A IP DISCH VLV PWR 480VAC | 02-MOV-BFW139 | 02-LVB-PPL-1214, BR 5 Outside HRSG SWG enclosure | Motor Operated Valve | 02-LVB-PPL-1214 | 480 V CIRCUIT BREACKER
UNIT 2 BFW PMP 01A IP DISCH BYP VLV PWR 480VAC | 02-MOV-BFW140 | 02-LVB-PPL-1214, BR 6 Outside HRSG SWG enclosure | Motor Operated Valve | 02-LVB-PPL-1214 | 480 V CIRCUIT BREACKER
UNIT 2 BFW PMP 01A HP DISCH VLV PWR 480VAC | 02-MOV-BFW145 | 02-LVB-PPL-1214, BR 1 Outside HRSG SWG enclosure | Motor Operated Valve | 02-LVB-PPL-1214 | 480 V CIRCUIT BREACKER
UNIT 2 BFW PMP 01A HP DISCH BYP VLV PWR 480VAC | 02-MOV-BFW146 | 02-LVB-PPL-1214, BR 2 Outside HRSG SWG enclosure | Motor Operated Valve | 02-LVB-PPL-1214 | 480 V CIRCUIT BREACKER
UNIT 2 BFW PMP 01B IP DISCH VLV PWR 480VAC | 02-MOV-BFW179 | 02-LVB-PPL-1214, BR 7 Outside HRSG SWG enclosure | Motor Operated Valve | 02-LVB-PPL-1214 | 480 V CIRCUIT BREACKER
UNIT 2 BFW PMP 01B IP DISCH BYP VLV PWR 480VAC | 02-MOV-BFW180 | 02-LVB-PPL-1214, BR 8 Outside HRSG SWG enclosure | Motor Operated Valve | 02-LVB-PPL-1214 | 480 V CIRCUIT BREACKER
UNIT 2 BFW PMP 01B HP DISCH VLV PWR 480VAC | 02-MOV-BFW185 | 02-LVB-PPL-1214, BR 3 Outside HRSG SWG enclosure | Motor Operated Valve | 02-LVB-PPL-1214 | 480 V CIRCUIT BREACKER
UNIT 2 BFW PMP 01B HP DISCH BYP VLV PWR 480VAC | 02-MOV-BFW186 | 02-LVB-PPL-1214, BR 4 Outside HRSG SWG enclosure | Motor Operated Valve | 02-LVB-PPL-1214 | 480 V CIRCUIT BREACKER
UNIT 1 LP SPARGING STEAM SHUTOFF VLV | 02-MOV-HLS944 | 02-LVB-PPL-1214, BR 11 Outside HRSG SWG enclosure | Motor Operated Valve | 02-LVB-PPL-1214 | 480 V CIRCUIT BREACKER
AUX BLR FEED WTR ISOLATION MOV 480VAC | 00-MOV-AXS-900 | 02-LVB-PPL-1215, BR 6 Pipe rack 1 by startup htr | Motor Operated Valve | 02-LVB-PPL-1215 | 480 V CIRCUIT BREACKER
AUX BLR MAIN STEAM STOP MOV 480VAC | 00-MOV-AXS901 | 02-LVB-PPL-1215, BR 7 Pipe rack 1 by startup htr | Motor Operated Valve | 02-LVB-PPL-1215 | 480 V CIRCUIT BREACKER
AUX BLR FEED WTR DA PMP 1 MOV 480VAC | 00-MOV-AXS-904 | 02-LVB-PPL-1215, BR 8 Pipe rack 1 by startup htr | Motor Operated Valve | 02-LVB-PPL-1215 | 480 V CIRCUIT BREACKER
AUX BLR FEED WTR DA PMP 2 MOV 480VAC | 00-MOV-AXS905 | 02-LVB-PPL-1215, BR 9 Pipe rack 1 by startup htr | Motor Operated Valve | 02-LVB-PPL-1215 | 480 V CIRCUIT BREACKER
CCF AUX BLR AMMONIA FEED PMP CPL 480VAC | 00-CCF-CPL-01 | 02-LVB-PPL-1215, BR 1 Pipe rack 1 by startup htr | Control Power Feed | 02-LVB-PPL-1215 | 480 V CIRCUIT BREACKER
AUX BLR BLDG 480-208/120VAC XFR 12151 FEED | 02-LVB-XFR-12151 | 02-LVB-PPL-1215, BR 5 Pipe rack 1 by startup htr | Transformer | 02-LVB-PPL-1215 | 480 V CIRCUIT BREACKER
AUX BOILER BLDG ROOF EXH FAN DSW 1 480 VAC | 00-HVC-DSW-01 | 02-LVB-PPL-1215, BR 11 Pipe rack 1 by startup htr |  | 02-LVB-PPL-1215 | 480 V CIRCUIT BREACKER
AUX BOILER BLDG ROOF EXH FAN DSW 2 480 VAC | 00-HVC-DSW-02 | 02-LVB-PPL-1215, BR 12 Pipe rack 1 by startup htr |  | 02-LVB-PPL-1215 | 480 V CIRCUIT BREACKER
AUX BOILER BLDG ROOF EXH FAN DSW 3 480 VAC | 00-HVC-DSW-03 | 02-LVB-PPL-1215, BR 13 Pipe rack 1 by startup htr |  | 02-LVB-PPL-1215 | 480 V CIRCUIT BREACKER
AUX BOILER ROLL UP DOOR 480VAC | 00-HVC-DOR-01 | 02-LVB-PPL-1215, BR 14 Pipe rack 1 by startup htr |  | 02-LVB-PPL-1215 | 480 V CIRCUIT BREACKER
SDR CPL LIFT STATION FEED A 480VAC | 00-SDR-CPL-01 | 02-LVB-PPL-1218, BR 1 NE corner of RO bldg | Control Power Feed | 02-LVB-PPL-1218 | 480 V CIRCUIT BREACKER
WT DRAINS SUMP PMP CPL FEED A 480VAC | 00-DWT-CPL-01 | 02-LVB-PPL-1218, BR 2 NE corner of RO bldg | Control Power Feed | 02-LVB-PPL-1218 | 480 V CIRCUIT BREACKER
WTT RO CIP PWR DIST 480VAC | 00-DWT-CPL-05A | 02-LVB-PPL-1218, BR 5 NE corner of RO bldg | Control Power Feed | 02-LVB-PPL-1218 | 480 V CIRCUIT BREACKER
SWS CPL MAIN PWR FEED - PWR CABLE | 00-SWS-CPL-01 | 02-LVB-PPL-1218, BR 6 NE corner of RO bldg | Control Power Feed | 02-LVB-PPL-1218 | 480 V CIRCUIT BREACKER
WTT BLDG 480-208/120VAC XFR 12181 FEED | 02-LVB-XFR-12181 | 02-LVB-PPL-1218, BR 14 NE corner of RO bldg | Transformer | 02-LVB-PPL-1218 | 480 V CIRCUIT BREACKER
5 TON HVAC #3 |  | 02-LVB-PPL-1411, BR1ACC MCC enclosure |  | 02-LVB-PPL-1411 | 480 V CIRCUIT BREACKER
5 TON HVAC #5 |  | 02-LVB-PPL-1411, BR3ACC MCC enclosure |  | 02-LVB-PPL-1411 | 480 V CIRCUIT BREACKER
5 TON HVAC #2 |  | 02-LVB-PPL-1411, BR2ACC MCC enclosure |  | 02-LVB-PPL-1411 | 480 V CIRCUIT BREACKER
WELDING RECEPTACLE |  | 02-LVB-PPL-1411, BR4ACC MCC enclosure |  | 02-LVB-PPL-1411 | 480 V CIRCUIT BREACKER
UNIT 2 COND TO COND IRON FLTR 01A VLV PWR 480V | 02-MOV-CND201 | 02-LVB-PPL-1411, BR5ACC MCC enclosure | Motor Operated Valve | 02-LVB-PPL-1411 | 480 V CIRCUIT BREACKER
UNIT 2 COND TO COND IRON FLTR 01B VLV PWR 480V | 02-MOV-CND211 | 02-LVB-PPL-1411, BR6ACC MCC enclosure | Motor Operated Valve | 02-LVB-PPL-1411 | 480 V CIRCUIT BREACKER
UNIT 2 COND IRON FLTR BYP VLV PWR 480VAC | 02-MOV-CND221 | 02-LVB-PPL-1411, BR7ACC MCC enclosure | Motor Operated Valve | 02-LVB-PPL-1411 | 480 V CIRCUIT BREACKER
UNIT 2 ACC STM VLV ROW 1 PWR 480VAC | 02-MOV-CND814 | 02-LVB-PPL-1411, BR10ACC MCC enclosure | Motor Operated Valve | 02-LVB-PPL-1411 | 480 V CIRCUIT BREACKER
UNIT 2 ACC STM VLV ROW 2 PWR 480VAC | 02-MOV-CND815 | 02-LVB-PPL-1411, BR12ACC MCC enclosure | Motor Operated Valve | 02-LVB-PPL-1411 | 480 V CIRCUIT BREACKER
5 TON HVAC #1 |  | 02-LVB-PPL-1611, BR1ACC MCC enclosure |  | 02-LVB-PPL-1611 | 480 V CIRCUIT BREACKER
UNIT 2 CND TNK IMMERSION HTR | 02-CND-HTR-869 | 02-LVB-PPL-1611, BR5ACC MCC enclosure | Heater | 02-LVB-PPL-1611 | 480 V CIRCUIT BREACKER
UNIT 2 ACC UPPER DECK WELDING RECEPT 4 | 02-LVB-RCP-04 | 02-LVB-PPL-1611, BR7ACC MCC enclosure |  | 02-LVB-PPL-1611 | 480 V CIRCUIT BREACKER
UNIT 2 ACC UPPER DECK WELDING RECEPT 5 | 02-LVB-RCP-05 | 02-LVB-PPL-1611, BR9ACC MCC enclosure |  | 02-LVB-PPL-1611 | 480 V CIRCUIT BREACKER
UNIT 2 ACC UPPER DECK WELDING RECEPT 6 | 02-LVB-RCP-06 | 02-LVB-PPL-1611, BR11ACC MCC enclosure |  | 02-LVB-PPL-1611 | 480 V CIRCUIT BREACKER
5 TON HVAC #4 |  | 02-LVB-PPL-1611, BR2ACC MCC enclosure |  | 02-LVB-PPL-1611 | 480 V CIRCUIT BREACKER
UNIT 2 ACC UPPER DECK WELDING RECEPT 7 | 02-LVB-RCP-07 | 02-LVB-PPL-1611, BR10ACC MCC enclosure |  | 02-LVB-PPL-1611 | 480 V CIRCUIT BREACKER
UNIT 2 ACC GRADE WELDING RECEPT 8 | 02-LVB-RCP-08 | 02-LVB-PPL-1611, BR12ACC MCC enclosure |  | 02-LVB-PPL-1611 | 480 V CIRCUIT BREACKER
UNIT 2 TUR BLDG 480V/208-120V AC DIST XFR 1 | 02-LVB-XFR-22111 | 02-LVB-PPL-2211, BR 4 Maintenance shop NW | Transformer | 02-LVB-PPL-2211 | 480 V CIRCUIT BREACKER
UNIT 2 TURBINE BUILDING 480V PANELBOARD SE | 02-LVB-PPL-22112 | 02-LVB-PPL-2211, BR 5 Maintenance shop NW | Power Panel | 02-LVB-PPL-2211 | 480 V CIRCUIT BREACKER
UNIT 2 TURBINE BUILDING 480V PANELBOARD SW | 02-LVB-PPL-22113 | 02-LVB-PPL-2211, BR 6 Maintenance shop NW | Power Panel | 02-LVB-PPL-2211 | 480 V CIRCUIT BREACKER
UNIT 2 TURBINE BLDG ROOF EXH FAN DSW 51 480V | 02-HVC-DSW-51 | 02-LVB-PPL-22112, BR1SE turbine deck |  | 02-LVB-PPL-22112 | 480 V CIRCUIT BREACKER
UNIT 2 TURBINE BLDG ROOF EXH FAN DSW 52 480V | 02-HVC-DSW-52 | 02-LVB-PPL-22112, BR2SE turbine deck |  | 02-LVB-PPL-22112 | 480 V CIRCUIT BREACKER
UNIT 2 TURBINE BLDG ROOF EXH FAN DSW 53 480V | 02-HVC-DSW-53 | 02-LVB-PPL-22112, BR3SE turbine deck |  | 02-LVB-PPL-22112 | 480 V CIRCUIT BREACKER
UNIT 2 TURBINE BLDG ROOF EXH FAN DSW 54 480V | 02-HVC-DSW-54 | 02-LVB-PPL-22112, BR4SE turbine deck |  | 02-LVB-PPL-22112 | 480 V CIRCUIT BREACKER
UNIT 2 TURBINE BLDG ROOF EXH FAN DSW 55 480V | 02-HVC-DSW-55 | 02-LVB-PPL-22112, BR5SE turbine deck |  | 02-LVB-PPL-22112 | 480 V CIRCUIT BREACKER
UNIT 2 TURBINE BLDG ROOF EXH FAN DSW 56 480V | 02-HVC-DSW-56 | 02-LVB-PPL-22112, BR6SE turbine deck |  | 02-LVB-PPL-22112 | 480 V CIRCUIT BREACKER
UNIT 2 TURBINE BLDG ROOF EXH FAN DSW 57 480V | 02-HVC-DSW-57 | 02-LVB-PPL-22112, BR7SE turbine deck |  | 02-LVB-PPL-22112 | 480 V CIRCUIT BREACKER
UNIT 2 TURBINE BLDG ROOF EXH FAN DSW 58 480V | 02-HVC-DSW-58 | 02-LVB-PPL-22112, BR8SE turbine deck |  | 02-LVB-PPL-22112 | 480 V CIRCUIT BREACKER
UNIT 2 TURBINE BLDG AHU 67 DSW 480 VAC | 02-HVC-DSW-67 | 02-LVB-PPL-22112, BR9SE turbine deck |  | 02-LVB-PPL-22112 | 480 V CIRCUIT BREACKER
UNIT 2 TURBINE BLDG AHU 54 DSW 480 VAC | 02-HVC-DSW-70 | 02-LVB-PPL-22112, BR10SE turbine deck |  | 02-LVB-PPL-22112 | 480 V CIRCUIT BREACKER
UNIT 2 TURBINE BLDG ROLL UP DOOR 1 480 VAC | 02-HVC-DOR-01 | 02-LVB-PPL-22112, BR11SE turbine deck |  | 02-LVB-PPL-22112 | 480 V CIRCUIT BREACKER
TUR BLD 02 LOCAL FIRE ALARM CPL NODE #3 | 00-FPS-PNL-14 | 02-LVB-PPL-22113, BR5SW turbine deck |  | 02-LVB-PPL-22113 | 480 V CIRCUIT BREACKER
UNIT 2 WTT CALCITE FILTER 120VAC RECEP | 02-DWS-CPL-06 | 02-LVB-PPL-22113, BR6SW turbine deck | Control Power Feed | 02-LVB-PPL-22113 | 480 V CIRCUIT BREACKER
ST 2 DRNS SUMP PMP CTRL PNL REDUNDANT 1 120V | 02-PDR-CPL-01 | 02-LVB-PPL-22113, BR7SW turbine deck | Control Power Feed | 02-LVB-PPL-22113 | 480 V CIRCUIT BREACKER
UNIT 2 DRAINS TANK AREA DECK LIGHTS 120VAC | 02-2701-W2 | 02-LVB-PPL-22113, BR8SW turbine deck |  | 02-LVB-PPL-22113 | 480 V CIRCUIT BREACKER
UNIT 2 SFC XFMR S.HTR 120 VAC MAIN | 02MKE01GT101 | 02-LVB-PPL-22113, BR9SW turbine deck |  | 02-LVB-PPL-22113 | 480 V CIRCUIT BREACKER
UNIT 2 DRAINS TANK AREA CONVENIENCE RECP | 02-1301-R1 | 02-LVB-PPL-22113, BR10SW turbine deck |  | 02-LVB-PPL-22113 | 480 V CIRCUIT BREACKER
UNIT 2 TURB CTRL PKG SAFETY SHWR 120 VAC MAIN | 00-PWS-JBX-06 | 02-LVB-PPL-22113, BR11SW turbine deck |  | 02-LVB-PPL-22113 | 480 V CIRCUIT BREACKER
UNIT 2 IPBD VTSC MAIN PWR 208VAC | 02-IPB-CPL-03 | 02-LVB-PPL-22113, BR12/14/16SW turbine deck | Control Power Feed | 02-LVB-PPL-22113 | 480 V CIRCUIT BREACKER
UNIT 2 CALCITE FILTER CO2 INJECT MODULE CTRL PNL | 02-DWS-CPL-07 | 02-LVB-PPL-22113, BR13SW turbine deck | Control Power Feed | 02-LVB-PPL-22113 | 480 V CIRCUIT BREACKER
UNIT 1 GCB PLATFORM LIGHTS | 02-3301-M1 | 02-LVB-PPL-22113, BR15SW turbine deck |  | 02-LVB-PPL-22113 | 480 V CIRCUIT BREACKER
UNIT 2 IPBD DCT/UAT DSW HTRS 208VAC | 02-IPB-CPL-02 | 02-LVB-PPL-22113, BR18/20/22SW turbine deck | Control Power Feed | 02-LVB-PPL-22113 | 480 V CIRCUIT BREACKER
UNIT 2 TURBINE BLDG WEST WALL INTAKE LOUVER 77 | 02-HVC-LVR-77 | 02-LVB-PPL-22113, BR23SW turbine deck |  | 02-LVB-PPL-22113 | 480 V CIRCUIT BREACKER
UNIT 2 TURBINE BLDG WEST WALL INTAKE LOUVER 74 | 02-HVC-LVR-74 | 02-LVB-PPL-22113, BR24SW turbine deck |  | 02-LVB-PPL-22113 | 480 V CIRCUIT BREACKER
UNIT 2 TURBINE BLDG GAS HEATER FAN 51 120 VAC | 02-HVC-HTR-51 | 02-LVB-PPL-22113, BR25SW turbine deck | Heater | 02-LVB-PPL-22113 | 480 V CIRCUIT BREACKER
UNIT 2 TURBINE BLDG GAS HEATER FAN 61 120 VAC | 02-HVC-HTR-61 | 02-LVB-PPL-22113, BR26SW turbine deck | Heater | 02-LVB-PPL-22113 | 480 V CIRCUIT BREACKER
UNIT 2 TURBINE BLDG GAS HEATER FAN 52 120 VAC | 02-HVC-HTR-52 | 02-LVB-PPL-22113, BR27SW turbine deck | Heater | 02-LVB-PPL-22113 | 480 V CIRCUIT BREACKER
UNIT 2 TURBINE BLDG GAS HEATER FAN 62 120 VAC | 02-HVC-HTR-62 | 02-LVB-PPL-22113, BR28SW turbine deck | Heater | 02-LVB-PPL-22113 | 480 V CIRCUIT BREACKER
UNIT 2 TURBINE BLDG GAS HEATER FAN 53 120 VAC | 02-HVC-HTR-53 | 02-LVB-PPL-22113, BR29SW turbine deck | Heater | 02-LVB-PPL-22113 | 480 V CIRCUIT BREACKER
UNIT 2 TURBINE BLDG GAS HEATER FAN 63 120 VAC | 02-HVC-HTR-63 | 02-LVB-PPL-22113, BR30SW turbine deck | Heater | 02-LVB-PPL-22113 | 480 V CIRCUIT BREACKER
UNIT 2 TURBINE BLDG EMERGENCY LIGHTING | 02-4001-E2 | 02-LVB-PPL-22113, BR31SW turbine deck |  | 02-LVB-PPL-22113 | 480 V CIRCUIT BREACKER
UNIT 2 TURBINE BLDG EMERGENCY LIGHTING | 02-4101-E5 | 02-LVB-PPL-22113, BR32SW turbine deck |  | 02-LVB-PPL-22113 | 480 V CIRCUIT BREACKER
5 TON HVAC #4 |  | 02-LVB-PPL-2212, BR 1 Inside HRSG SWG enclosure |  | 02-LVB-PPL-2212 | 480 V CIRCUIT BREACKER
5 TON HVAC #5 |  | 02-LVB-PPL-2212, BR 2 Inside HRSG SWG enclosure |  | 02-LVB-PPL-2212 | 480 V CIRCUIT BREACKER
5 TON HVAC #6 |  | 02-LVB-PPL-2212, BR 3 Inside HRSG SWG enclosure |  | 02-LVB-PPL-2212 | 480 V CIRCUIT BREACKER
UNIT 2 CEMS DSW 02 480 VAC | 02-CEM-DSW-02 | 02-LVB-PPL-2212, BR 13 Inside HRSG SWG enclosure |  | 02-LVB-PPL-2212 | 480 V CIRCUIT BREACKER
HRSG 2 HP BD MAINFOLD DRN MAIN PWR FEED | 02-MOV-HBD941 | 02-LVB-PPL-2212, BR 8 Inside HRSG SWG enclosure | Motor Operated Valve | 02-LVB-PPL-2212 | 480 V CIRCUIT BREACKER
HRSG 2 IP BD MAINFOLD DRN MAIN PWR FEED | 02-MOV-HBD942 | 02-LVB-PPL-2212, BR 9 Inside HRSG SWG enclosure | Motor Operated Valve | 02-LVB-PPL-2212 | 480 V CIRCUIT BREACKER
HRSG 2 REHEAT ATTEMP INLET SHUTOFF VLV FEED | 02-MOV-HRS912 | 02-LVB-PPL-2212, BR 6 Inside HRSG SWG enclosure | Motor Operated Valve | 02-LVB-PPL-2212 | 480 V CIRCUIT BREACKER
HRSG 2 HP ATTEMP COOLING WATER SHUTOFF VLV | 02-MOV-HRS914 | 02-LVB-PPL-2212, BR 5 Inside HRSG SWG enclosure | Motor Operated Valve | 02-LVB-PPL-2212 | 480 V CIRCUIT BREACKER
HRSG 2 REHEAT DRN MOV MAIN PWR FEED | 02-MOV-HRS914 | 02-LVB-PPL-2212, BR 7 Inside HRSG SWG enclosure | Motor Operated Valve | 02-LVB-PPL-2212 | 480 V CIRCUIT BREACKER
UNIT 2 BFP A SOUND ENCLOSURE HEATER PWR FEED | 02-BFW-PNL-01A | 02-LVB-PPL-2213, BR 1 Outside HRSG SWG enclosure |  | 02-LVB-PPL-2213 | 480 V CIRCUIT BREACKER
UNIT 2 BFP B SOUND ENCLOSURE HEATER PWR FEED | 02-BFW-PNL-01B | 02-LVB-PPL-2213, BR 2 Outside HRSG SWG enclosure |  | 02-LVB-PPL-2213 | 480 V CIRCUIT BREACKER
HRSG 2 GRADE W 480VAC PANELBOARD 2 MAIN FEED | 02-LVB-PPL-22131 | 02-LVB-PPL-2213, BR 10 Outside HRSG SWG enclosure | Power Panel | 02-LVB-PPL-2213 | 480 V CIRCUIT BREACKER
UNIT 2 ACHE AREA WELDING RECEPT | 02-LVB-RCP-02 | 02-LVB-PPL-2213, BR 11 Outside HRSG SWG enclosure |  | 02-LVB-PPL-2213 | 480 V CIRCUIT BREACKER
UNIT 2 HRSG STACK HOIST PWR FEED | 02-HRG-HST-01 | 02-LVB-PPL-2213, BR 13 Outside HRSG SWG enclosure |  | 02-LVB-PPL-2213 | 480 V CIRCUIT BREACKER
UNIT 2 BFW PUMP 01B HOIST 480VAC PWR FEED | 02-BFW-HST-01B | 02-LVB-PPL-2213, BR 14 Outside HRSG SWG enclosure |  | 02-LVB-PPL-2213 | 480 V CIRCUIT BREACKER
UNIT 2 HP STEAM BYPASS VALVE HOIST PWR FEED | 02-HPS-HST-01 | 02-LVB-PPL-2213, BR 15 Outside HRSG SWG enclosure |  | 02-LVB-PPL-2213 | 480 V CIRCUIT BREACKER
PIPERACK 2 WELDING RECEPT 9 480VAC | 02-LVB-RCP-09 | 02-LVB-PPL-2213, BR 16 Outside HRSG SWG enclosure |  | 02-LVB-PPL-2213 | 480 V CIRCUIT BREACKER
UNIT 2 BFW PUMP 01A HOIST 480VAC PWR FEED | 02-BFW-HST-01A | 02-LVB-PPL-2213, BR 17 Outside HRSG SWG enclosure |  | 02-LVB-PPL-2213 | 480 V CIRCUIT BREACKER
PIPERACK 2 WELDING RECEPT 11 480VAC | 02-LVB-RCP-11 | 02-LVB-PPL-2213, BR 18 Outside HRSG SWG enclosure |  | 02-LVB-PPL-2213 | 480 V CIRCUIT BREACKER
PIPERACK 2 WELDING RECEPT 10 480VAC | 02-LVB-RCP-10 | 02-LVB-PPL-2213, BR 19 Outside HRSG SWG enclosure |  | 02-LVB-PPL-2213 | 480 V CIRCUIT BREACKER
PIPERACK 2 WELDING RECEPT 13 480VAC | 02-LVB-RCP-13 | 02-LVB-PPL-2213, BR 20 Outside HRSG SWG enclosure |  | 02-LVB-PPL-2213 | 480 V CIRCUIT BREACKER
PIPERACK 2 WELDING RECEPT 12 480VAC | 02-LVB-RCP-12 | 02-LVB-PPL-2213, BR 21 Outside HRSG SWG enclosure |  | 02-LVB-PPL-2213 | 480 V CIRCUIT BREACKER
HRSG 2 HP INTERMITTENT BLOWDOWN STOP FEED | 02-MOV-HHS909 | 02-LVB-PPL-2213, BR 7 Outside HRSG SWG enclosure | Motor Operated Valve | 02-LVB-PPL-2213 | 480 V CIRCUIT BREACKER
HRSG 2 HP INTERMITTENT BLOWDOWN STOP FEED | 02-MOV-HHS912 | 02-LVB-PPL-2213, BR 9 Outside HRSG SWG enclosure | Motor Operated Valve | 02-LVB-PPL-2213 | 480 V CIRCUIT BREACKER
HRSG 2 IP STEAM OUTLET MOV MAIN PWR FEED | 02-MOV-HIS902 | 02-LVB-PPL-2213, BR 3 Outside HRSG SWG enclosure | Motor Operated Valve | 02-LVB-PPL-2213 | 480 V CIRCUIT BREACKER
HRSG 2 IP FEEDWATER FGH STOP VLV MAIN PWR FEED | 02-MOV-HIS904 | 02-LVB-PPL-2213, BR 5 Outside HRSG SWG enclosure | Motor Operated Valve | 02-LVB-PPL-2213 | 480 V CIRCUIT BREACKER
HRSG 2 IP CONT BLOWDOWN STOP MAIN PWR FEED | 02-MOV-HIS905 | 02-LVB-PPL-2213, BR 6 Outside HRSG SWG enclosure | Motor Operated Valve | 02-LVB-PPL-2213 | 480 V CIRCUIT BREACKER
HRSG 2 IP STEAM STOP MAIN PWR FEED | 02-MOV-HIS908 | 02-LVB-PPL-2213, BR 8 Outside HRSG SWG enclosure | Motor Operated Valve | 02-LVB-PPL-2213 | 480 V CIRCUIT BREACKER
HRSG 2 IP SH MOV VENT VLV 480 VAC | 02-MOV-HIS946 | 02-LVB-PPL-2213, BR 12 Outside HRSG SWG enclosure | Motor Operated Valve | 02-LVB-PPL-2213 | 480 V CIRCUIT BREACKER
HRSG 2 LP FEEDWATER INLET STOP MAIN PWR FEED | 02-MOV-HLS931 | 02-LVB-PPL-2213, BR 4 Outside HRSG SWG enclosure | Motor Operated Valve | 02-LVB-PPL-2213 | 480 V CIRCUIT BREACKER
HRSG 2 BFW LOL HTR A 480VAC | 02-BFW-HTR-02A | 02-LVB-PPL-22131, BR4Outside HRSG SWG enclosure | Heater | 02-LVB-PPL-22131 | 480 V CIRCUIT BREACKER
HRSG 2 BFW LOL HTR B 480VAC | 02-BFW-HTR-02B | 02-LVB-PPL-22131, BR14Outside HRSG SWG enclosure | Heater | 02-LVB-PPL-22131 | 480 V CIRCUIT BREACKER
HRSG 2 HP SPARGING STEAM MOV MAIN PWR FEED | 02-MOV-HHS904 | 02-LVB-PPL-22131, BR11Outside HRSG SWG enclosure | Motor Operated Valve | 02-LVB-PPL-22131 | 480 V CIRCUIT BREACKER
HRSG 2 ATTEMP DRN POT STOP MOV MAIN PWR FEED | 02-MOV-HHS911 | 02-LVB-PPL-22131, BR13Outside HRSG SWG enclosure | Motor Operated Valve | 02-LVB-PPL-22131 | 480 V CIRCUIT BREACKER
HRSG 2 HP ECON VENT MAIN PWR FEED | 02-MOV-HHS942 | 02-LVB-PPL-22131, BR9Outside HRSG SWG enclosure | Motor Operated Valve | 02-LVB-PPL-22131 | 480 V CIRCUIT BREACKER
HRSG 2 HP CASCADING BLOWDOWN ISOLATION FEED | 02-MOV-HHS943 | 02-LVB-PPL-22131, BR10Outside HRSG SWG enclosure | Motor Operated Valve | 02-LVB-PPL-22131 | 480 V CIRCUIT BREACKER
HRSG 2 IP SPARGING STEAM STOP MAIN PWR FEED | 02-MOV-HIS909 | 02-LVB-PPL-22131, BR5Outside HRSG SWG enclosure | Motor Operated Valve | 02-LVB-PPL-22131 | 480 V CIRCUIT BREACKER
HRSG 2 IP INTERMITTENT BLOWDOWN STOP FEED | 02-MOV-HIS916 | 02-LVB-PPL-22131, BR6Outside HRSG SWG enclosure | Motor Operated Valve | 02-LVB-PPL-22131 | 480 V CIRCUIT BREACKER
HRSG 2 IP INTERMITTENT BLOWDOWN STOP FEED | 02-MOV-HIS917 | 02-LVB-PPL-22131, BR8Outside HRSG SWG enclosure | Motor Operated Valve | 02-LVB-PPL-22131 | 480 V CIRCUIT BREACKER
HRSG 2 IP ECON VENT STOP MAIN PWR FEED | 02-MOV-HIS943 | 02-LVB-PPL-22131, BR12Outside HRSG SWG enclosure | Motor Operated Valve | 02-LVB-PPL-22131 | 480 V CIRCUIT BREACKER
HRSG 2 LP ECON VENT MAIN PWR FEED | 02-MOV-HLS907 | 02-LVB-PPL-22131, BR7Outside HRSG SWG enclosure | Motor Operated Valve | 02-LVB-PPL-22131 | 480 V CIRCUIT BREACKER
SDR CPL LIFT STATION FEED B 480VAC | 00-SDR-CPL-01 | 02-LVB-PPL-2214, BR 1 NE corner of RO bldg | Control Power Feed | 02-LVB-PPL-2214 | 480 V CIRCUIT BREACKER
WT DRAINS SUMP PMP CPL FEED B 480VAC | 00-DWT-CPL-01 | 02-LVB-PPL-2214, BR 2 NE corner of RO bldg | Control Power Feed | 02-LVB-PPL-2214 | 480 V CIRCUIT BREACKER
DWS CPL PWR FEED | 00-DWS-CPL-01 | 02-LVB-PPL-2214, BR 3 NE corner of RO bldg | Control Power Feed | 02-LVB-PPL-2214 | 480 V CIRCUIT BREACKER
ADMN BLDG 480-208/120VAC XFR | 02-LVB-PPL-22141 | 02-LVB-PPL-2214, BR 5 NE corner of RO bldg | Power Panel | 02-LVB-PPL-2214 | 480 V CIRCUIT BREACKER
ADMIN BLDG WELDING RECEPT | 00-LVB-RCP-01 | 02-LVB-PPL-2214, BR 7 NE corner of RO bldg |  | 02-LVB-PPL-2214 | 480 V CIRCUIT BREACKER
UNIT 2 TURBINE BLDG ROOF EXH FAN DSW 59 480V | 02-HVC-DSW-59 | 02-LVB-PPL-2215, BR1NE corner turbine bldg |  | 02-LVB-PPL-2215 | 480 V CIRCUIT BREACKER
UNIT 2 TURBINE BLDG ROOF EXH FAN DSW 60 480V | 02-HVC-DSW-60 | 02-LVB-PPL-2215, BR2NE corner turbine bldg |  | 02-LVB-PPL-2215 | 480 V CIRCUIT BREACKER
UNIT 2 TURBINE BLDG ROOF EXH FAN DSW 61 480V | 02-HVC-DSW-61 | 02-LVB-PPL-2215, BR3NE corner turbine bldg |  | 02-LVB-PPL-2215 | 480 V CIRCUIT BREACKER
UNIT 2 TURBINE BLDG ROOF EXH FAN DSW 62 480V | 02-HVC-DSW-62 | 02-LVB-PPL-2215, BR4NE corner turbine bldg |  | 02-LVB-PPL-2215 | 480 V CIRCUIT BREACKER
UNIT 2 TURBINE BLDG ROOF EXH FAN DSW 63 480V | 02-HVC-DSW-63 | 02-LVB-PPL-2215, BR5NE corner turbine bldg |  | 02-LVB-PPL-2215 | 480 V CIRCUIT BREACKER
UNIT 2 TURBINE BLDG ROOF EXH FAN DSW 64 480V | 02-HVC-DSW-64 | 02-LVB-PPL-2215, BR6NE corner turbine bldg |  | 02-LVB-PPL-2215 | 480 V CIRCUIT BREACKER
UNIT 2 TURBINE BLDG ROOF EXH FAN DSW 65 480V | 02-HVC-DSW-65 | 02-LVB-PPL-2215, BR7NE corner turbine bldg |  | 02-LVB-PPL-2215 | 480 V CIRCUIT BREACKER
UNIT 2 TURBINE BLDG ROOF EXH FAN DSW 66 480V | 02-HVC-DSW-66 | 02-LVB-PPL-2215, BR8NE corner turbine bldg |  | 02-LVB-PPL-2215 | 480 V CIRCUIT BREACKER
UNIT 2 TURBINE BLDG AHU 53 DSW 480 VAC | 02-HVC-DSW-69 | 02-LVB-PPL-2215, BR9NE corner turbine bldg |  | 02-LVB-PPL-2215 | 480 V CIRCUIT BREACKER
UNIT 2 TURBINE BLDG AHU 68 DSW 480 VAC | 02-HVC-DSW-68 | 02-LVB-PPL-2215, BR10NE corner turbine bldg |  | 02-LVB-PPL-2215 | 480 V CIRCUIT BREACKER
UNIT 2 TURBINE BLDG ROLL UP DOOR 2 480 VAC | 02-HVC-DOR-02 | 02-LVB-PPL-2215, BR11NE corner turbine bldg |  | 02-LVB-PPL-2215 | 480 V CIRCUIT BREACKER
SWYD PPL 2 480VAC MAIN | 02-LVB-PPL-2711 | MVB, 02-LVB-SWB-271, BR 2 | Power Panel | 02-LVB-SWB-271 | 480 V CIRCUIT BREACKER
UPS SYSTEM UNIT 02 | 02-LVF-UPS-01 | MVB, 02-LVB-SWB-271, BR 4 |  | 02-LVB-SWB-271 | 480 V CIRCUIT BREACKER
UNIT 2 GSU CTRL PNL 480 VAC PWR MAIN 1 | 02-GSU-CPL-01 | MVB, 02-LVB-SWB-271, BR 6 | Control Power Feed | 02-LVB-SWB-271 | 480 V CIRCUIT BREACKER
10 TON HVAC UNIT - MAIN ROOM HVAC #6 |  | MVB, 02-LVB-SWB-271, BR 8 |  | 02-LVB-SWB-271 | 480 V CIRCUIT BREACKER
WELDING RECEPTACLE #3 |  | MVB, 02-LVB-SWB-271, BR 10 |  | 02-LVB-SWB-271 | 480 V CIRCUIT BREACKER
WELDING RECEPTACLE #4 |  | MVB, 02-LVB-SWB-271, BR 12 |  | 02-LVB-SWB-271 | 480 V CIRCUIT BREACKER
UNIT 2 125VDC BATTERY CHARGER A | 02-LVE-CHG-01A | MVB, 02-LVB-SWB-271, BR 16 |  | 02-LVB-SWB-271 | 480 V CIRCUIT BREACKER
UPS BYPASS TRANSFORMER | 00-LVF-XFR-01 | MVB, 02-LVB-SWB-271, BR 3 | Transformer | 02-LVB-SWB-271 | 480 V CIRCUIT BREACKER
UNIT 1 GSU CTRL PNL 480 VAC PWR MAIN 2 | 01-GSU-CPL-01 | MVB, 02-LVB-SWB-271, BR 7 | Control Power Feed | 02-LVB-SWB-271 | 480 V CIRCUIT BREACKER
10 TON HVAC UNIT - MAIN ROOM HVAC #8 |  | MVB, 02-LVB-SWB-271, BR 9 |  | 02-LVB-SWB-271 | 480 V CIRCUIT BREACKER
10 TON HVAC UNIT - MAIN ROOM HVAC #10 |  | MVB, 02-LVB-SWB-271, BR 11 |  | 02-LVB-SWB-271 | 480 V CIRCUIT BREACKER
UNIT 1 125VDC BATTERY CHARGER B (MVB) | 01-LVE-CHG-01B | MVB, 02-LVB-SWB-271, BR 15 |  | 02-LVB-SWB-271 | 480 V CIRCUIT BREACKER
MV PDC XFMR 2 480-120/208VAC | 02-LVB-XFR-2712 | MVB, 02-LVB-SWB-271, BR 17 | Transformer | 02-LVB-SWB-271 | 480 V CIRCUIT BREACKER
UNIT 2 GEN EXCIT PKG AUX PWR SPLY 480 VAC | 02MKC01GP101 | MVB, 02-LVB-SWB-271, BR 25 |  | 02-LVB-SWB-271 | 480 V CIRCUIT BREACKER
INA ADY A PWR FEED | 00-INA-CPL-02A | MVB, 02-LVB-SWB-271, BR 29 | Control Power Feed | 02-LVB-SWB-271 | 480 V CIRCUIT BREACKER
ROADWAY LIGHTS SOUTHEAST SECTION 480VAC | 02-LTG-CNT-2711 | MVB, 02-LVB-SWB-271, BR 33 |  | 02-LVB-SWB-271 | 480 V CIRCUIT BREACKER
ROADWAY LIGHTS NORTH SECTION 480VAC | 02-LTG-CNT-2711 | MVB, 02-LVB-SWB-271, BR 35 |  | 02-LVB-SWB-271 | 480 V CIRCUIT BREACKER
UNIT 2 GT SFC PKG AUX PWR SPLY 480 VAC | 02MKE01GP101 | MVB, 02-LVB-SWB-271, BR 37 |  | 02-LVB-SWB-271 | 480 V CIRCUIT BREACKER
UNIT 2 UAT AREA WELDING RECEPT | 02-LVB-RCP-03 | MVB, 02-LVB-SWB-271, BR 43 |  | 02-LVB-SWB-271 | 480 V CIRCUIT BREACKER
UNIT 2 TURBINE BLDG WELDING RECEPT | 02-LVB-RCP-01 | MVB, 02-LVB-SWB-271, BR 45 |  | 02-LVB-SWB-271 | 480 V CIRCUIT BREACKER
10kW ROOM HEATER #4 |  | MVB, 02-LVB-SWB-271, BR 47 |  | 02-LVB-SWB-271 | 480 V CIRCUIT BREACKER
10kW ROOM HEATER #6 |  | MVB, 02-LVB-SWB-271, BR 49 |  | 02-LVB-SWB-271 | 480 V CIRCUIT BREACKER
5 TON HVAC - BATTERY ROOM UNIT #2 |  | MVB, 02-LVB-SWB-271, BR 51 |  | 02-LVB-SWB-271 | 480 V CIRCUIT BREACKER
UAT 1 CTRL PNL 480 VAC PWR MAIN 2 | 00-UAT-CPL-01 | MVB, 02-LVB-SWB-271, BR 53 | Control Power Feed | 02-LVB-SWB-271 | 480 V CIRCUIT BREACKER
UAT 2 CTRL PNL 480 VAC PWR MAIN 1 | 00-UAT-CPL-02 | MVB, 02-LVB-SWB-271, BR 55 | Control Power Feed | 02-LVB-SWB-271 | 480 V CIRCUIT BREACKER
UNIT 2 GCB CPL MAIN 480 VAC | 02-GEN-CPL-01 | MVB, 02-LVB-SWB-271, BR 57 | Control Power Feed | 02-LVB-SWB-271 | 480 V CIRCUIT BREACKER
WAREHOUSE BUILDING LOAD BKR | 02-LVB-DSW-2713 | MVB, 02-LVB-SWB-271, BR 26 |  | 02-LVB-SWB-271 | 480 V CIRCUIT BREACKER
AIR DRYER B PWR FEED | 00-INA-CPL-02B | MVB, 02-LVB-SWB-271, BR 30 | Control Power Feed | 02-LVB-SWB-271 | 480 V CIRCUIT BREACKER
ROADWAY LIGHTS SOUTHWEST SECTION 480VAC | 02-LTG-CNT-2711 | MVB, 02-LVB-SWB-271, BR 36 |  | 02-LVB-SWB-271 | 480 V CIRCUIT BREACKER
10kW ROOM HEATER #5 |  | MVB, 02-LVB-SWB-271, BR 48 |  | 02-LVB-SWB-271 | 480 V CIRCUIT BREACKER
5 TON HVAC - BATTERY ROOM UNIT #4 |  | MVB, 02-LVB-SWB-271, BR 52 |  | 02-LVB-SWB-271 | 480 V CIRCUIT BREACKER
SAT 11 CTRL PNL 480 VAC PWR MAIN 2 | 00-SAT-CPL-11 | MVB, 02-LVB-SWB-271, BR 54 | Control Power Feed | 02-LVB-SWB-271 | 480 V CIRCUIT BREACKER
SAT 21 CTRL PNL 480 VAC PWR MAIN 1 | 00-SAT-CPL-21 | MVB, 02-LVB-SWB-271, BR 56 | Control Power Feed | 02-LVB-SWB-271 | 480 V CIRCUIT BREACKER
U2 BOP ESS SWITCHBOARD | 02-LVB-SWB-271 | MV BLDG, 02-LVB-SWG-27, CUBICLE07A |  | 02-LVB-SWG-27 | 480 V RACK OUT BREAKER
U2 MHI MCC | 02BFJ01 | MV BLDG, 02-LVB-SWG-27, CUBICLE08D |  | 02-LVB-SWG-27 | 480 V RACK OUT BREAKER
U1 MHI ESS MCC | 01BMC01 | MV BLDG, 02-LVB-SWG-27, CUBICLE07B |  | 02-LVB-SWG-27 | 480 V RACK OUT BREAKER
U2 MHI ESS MCC | 02BMC01 | MV BLDG, 02-LVB-SWG-27, CUBICLE08A |  | 02-LVB-SWG-27 | 480 V RACK OUT BREAKER
EDG TO SWG-27 | 00-GEN-NSB-01 | MV BLDG, 02-LVB-SWG-27, CUBICLE06A |  | 02-LVB-SWG-27 | 480 V RACK OUT BREAKER
INTERIOR LIGHTING |  | 02-LVD-PPL-1211, BR 1 Inside HRSG SWG enclosure |  | 02-LVD-PPL-1211 | 208/120VAC CIRCUIT BREAKER
EXTERIOR GFCI RECEPTACLES |  | 02-LVD-PPL-1211, BR 2 Inside HRSG SWG enclosure |  | 02-LVD-PPL-1211 | 208/120VAC CIRCUIT BREAKER
INTERIOR GFCI RECEPTACLES |  | 02-LVD-PPL-1211, BR 3 Inside HRSG SWG enclosure |  | 02-LVD-PPL-1211 | 208/120VAC CIRCUIT BREAKER
EXTERIOR LIGHTS HRSG ENCLOSURE 120VAC | 02-LTG-CNT-12111 | 02-LVD-PPL-1211, BR 4 Inside HRSG SWG enclosure |  | 02-LVD-PPL-1211 | 208/120VAC CIRCUIT BREAKER
MCC-121 SECTION HEATER SUPPLY #1 |  | 02-LVD-PPL-1211, BR 5 Inside HRSG SWG enclosure |  | 02-LVD-PPL-1211 | 208/120VAC CIRCUIT BREAKER
LIGHTING CONTACTOR 1 120VAC | 02-LTG-CNT-12111 | 02-LVD-PPL-1211, BR 6 Inside HRSG SWG enclosure |  | 02-LVD-PPL-1211 | 208/120VAC CIRCUIT BREAKER
MCC-221 SECTION HEATER SUPPLY #1 |  | 02-LVD-PPL-1211, BR 7 Inside HRSG SWG enclosure |  | 02-LVD-PPL-1211 | 208/120VAC CIRCUIT BREAKER
NSBD - 12 SPACE HEATER SUPPLY |  | 02-LVD-PPL-1211, BR 8 Inside HRSG SWG enclosure |  | 02-LVD-PPL-1211 | 208/120VAC CIRCUIT BREAKER
LV SWGR - 12/22 SECTION HEATER SUPPLY |  | 02-LVD-PPL-1211, BR 9 Inside HRSG SWG enclosure |  | 02-LVD-PPL-1211 | 208/120VAC CIRCUIT BREAKER
NSBD - 22 SPACE HEATER SUPPLY |  | 02-LVD-PPL-1211, BR 10 Inside HRSG SWG enclosure |  | 02-LVD-PPL-1211 | 208/120VAC CIRCUIT BREAKER
MCC-121 MSH BUS SUPPLY |  | 02-LVD-PPL-1211, BR 11 Inside HRSG SWG enclosure |  | 02-LVD-PPL-1211 | 208/120VAC CIRCUIT BREAKER
VIBRATION CAB UTILITY |  | 02-LVD-PPL-1211, BR 12 Inside HRSG SWG enclosure |  | 02-LVD-PPL-1211 | 208/120VAC CIRCUIT BREAKER
MCC-221 MSH BUS SUPPLY |  | 02-LVD-PPL-1211, BR 13 Inside HRSG SWG enclosure |  | 02-LVD-PPL-1211 | 208/120VAC CIRCUIT BREAKER
MCC-221 SECTION HEATER SUPPLY #2 |  | 02-LVD-PPL-1211, BR 14 Inside HRSG SWG enclosure |  | 02-LVD-PPL-1211 | 208/120VAC CIRCUIT BREAKER
NTW DCS CAB 80 UTILITY |  | 02-LVD-PPL-1211, BR 15 Inside HRSG SWG enclosure |  | 02-LVD-PPL-1211 | 208/120VAC CIRCUIT BREAKER
PRESSURIZATION MODULE POWER SUPPLY |  | 02-LVD-PPL-1211, BR 16 Inside HRSG SWG enclosure |  | 02-LVD-PPL-1211 | 208/120VAC CIRCUIT BREAKER
NTW DCS CAB 90 UTILITY |  | 02-LVD-PPL-1211, BR 17 Inside HRSG SWG enclosure |  | 02-LVD-PPL-1211 | 208/120VAC CIRCUIT BREAKER
HVAC#2 PRESSURIZATION POWER SUPPLY |  | 02-LVD-PPL-1211, BR 18 Inside HRSG SWG enclosure |  | 02-LVD-PPL-1211 | 208/120VAC CIRCUIT BREAKER
MCC-121 SECTION HEATER SUPPLY #2 |  | 02-LVD-PPL-1211, BR 19 Inside HRSG SWG enclosure |  | 02-LVD-PPL-1211 | 208/120VAC CIRCUIT BREAKER
HVAC#4 PRESSURIZATION POWER SUPPLY |  | 02-LVD-PPL-1211, BR 20 Inside HRSG SWG enclosure |  | 02-LVD-PPL-1211 | 208/120VAC CIRCUIT BREAKER
HVAC#1 PRESSURIZATION POWER SUPPLY |  | 02-LVD-PPL-1211, BR 21 Inside HRSG SWG enclosure |  | 02-LVD-PPL-1211 | 208/120VAC CIRCUIT BREAKER
HVAC#6 PRESSURIZATION POWER SUPPLY |  | 02-LVD-PPL-1211, BR 22 Inside HRSG SWG enclosure |  | 02-LVD-PPL-1211 | 208/120VAC CIRCUIT BREAKER
HVAC#3 PRESSURIZATION POWER SUPPLY |  | 02-LVD-PPL-1211, BR 23 Inside HRSG SWG enclosure |  | 02-LVD-PPL-1211 | 208/120VAC CIRCUIT BREAKER
HVAC#5 PRESSURIZATION POWER SUPPLY |  | 02-LVD-PPL-1211, BR 25 Inside HRSG SWG enclosure |  | 02-LVD-PPL-1211 | 208/120VAC CIRCUIT BREAKER
UNIT 2 PIPE RACK GROUND LEVEL LIGHTS 208VAC | 02-LTG-CNT-12111 | 02-LVD-PPL-1211, BR 30/32 Inside HRSG SWG enclosure |  | 02-LVD-PPL-1211 | 208/120VAC CIRCUIT BREAKER
UNIT 2 PIPE RACK GROUND LEVEL LIGHTS 208VAC | 02-LTG-CNT-12111 | 02-LVD-PPL-1211, BR 31/33 Inside HRSG SWG enclosure |  | 02-LVD-PPL-1211 | 208/120VAC CIRCUIT BREAKER
UNIT 2 ACHE & COMPR. AREA GRND LVL LTS 208VAC | 02-LTG-CNT-12111 | 02-LVD-PPL-1211, BR 34/36 Inside HRSG SWG enclosure |  | 02-LVD-PPL-1211 | 208/120VAC CIRCUIT BREAKER
UNIT 2 HRSG AREA GROUND LEVEL LIGHTS 208VAC | 02-LTG-CNT-12111 | 02-LVD-PPL-1211, BR 35/37 Inside HRSG SWG enclosure |  | 02-LVD-PPL-1211 | 208/120VAC CIRCUIT BREAKER
AUX BOILER BLDG. EXT.& STACK LIGHTS & 208VAC | 02-LTG-CNT-12111 | 02-LVD-PPL-1211, BR 38/40 Inside HRSG SWG enclosure |  | 02-LVD-PPL-1211 | 208/120VAC CIRCUIT BREAKER
HRSG 2 HP DRUM ENCLOSURE HTR PWR FEED 208VAC | 02-HRG-HTR-01 | 02-LVD-PPL-12121, BR 14/16/18 Top of HRSG HP drum | Heater | 02-LVD-PPL-12121 | 208/120VAC CIRCUIT BREAKER
HRSG 2 HP DRUM ENCL FAN/LOUVER/THRMSTT FEED | 02-HRG-ENC-02 | 02-LVD-PPL-12121, BR 19 Top of HRSG HP drum |  | 02-LVD-PPL-12121 | 208/120VAC CIRCUIT BREAKER
HRSG 2 IP LP DRUM ENCLOSURE HTR PWR FEED 208V | 02-HRG-HTR-02 | 02-LVD-PPL-12121, BR 20/22/24 Top of HRSG HP drum | Heater | 02-LVD-PPL-12121 | 208/120VAC CIRCUIT BREAKER
HRSG 2 IP/LP DRM ENCL FAN/LOUVER/THRMSTT FEED | 02-HRG-ENC-03 | 02-LVD-PPL-12121, BR 21 Top of HRSG HP drum |  | 02-LVD-PPL-12121 | 208/120VAC CIRCUIT BREAKER
HRSG 2 HP DRUM LVL GAUGE PWR FEED | 02-LG-HHS905A | 02-LVD-PPL-12121, BR 26 Top of HRSG HP drum |  | 02-LVD-PPL-12121 | 208/120VAC CIRCUIT BREAKER
CONVENIENCE RECPTS HRSG 2 PLATFORMS | 02-0301-R1 | 02-LVD-PPL-12121, BR 29 Top of HRSG HP drum |  | 02-LVD-PPL-12121 | 208/120VAC CIRCUIT BREAKER
HRSG 2 UPPER DECK/STAIRTOWER/STACK LIGHTS 1 | 02-LTG-CNT-12121 | 02-LVD-PPL-12121, BR 30/32 Top of HRSG HP drum |  | 02-LVD-PPL-12121 | 208/120VAC CIRCUIT BREAKER
HRSG 2 UPPER DECK/STAIRTOWER/STACK LIGHTS 2 | 02-LTG-CNT-12121 | 02-LVD-PPL-12121, BR 31/33 Top of HRSG HP drum |  | 02-LVD-PPL-12121 | 208/120VAC CIRCUIT BREAKER
UNIT 2 HRSG PLATFORMS LIGHTS 1 208VAC | 02-LTG-CNT-12121 | 02-LVD-PPL-12121, BR 34/36 Top of HRSG HP drum |  | 02-LVD-PPL-12121 | 208/120VAC CIRCUIT BREAKER
UNIT 2 HRSG PLATFORMS LIGHTS 2 208VAC | 02-LTG-CNT-12121 | 02-LVD-PPL-12121, BR 35/37 Top of HRSG HP drum |  | 02-LVD-PPL-12121 | 208/120VAC CIRCUIT BREAKER
ACC 2 LIGHTING CONTACTOR COIL 120VAC | 02-LTG-CNT-12121 | 02-LVD-PPL-12121, BR 42 Top of HRSG HP drum |  | 02-LVD-PPL-12121 | 208/120VAC CIRCUIT BREAKER
AUX BLR 120 VAC PWR | 00-AXS-CPL-01 | 02-LVD-PPL-12151, BR 1 Aux boiler west wall | Control Power Feed | 02-LVD-PPL-12151 | 208/120VAC CIRCUIT BREAKER
LIGHTING CONTACTOR COIL 120VAC | 02-LTG-CNT-12151 | 02-LVD-PPL-12151, BR 2 Aux boiler west wall |  | 02-LVD-PPL-12151 | 208/120VAC CIRCUIT BREAKER
AUX BOILER BUILDING HIGH BAY LIGHTS #1 208VAC | 02-LTG-CNT-12151 | 02-LVD-PPL-12151, BR 3/5 Aux boiler west wall |  | 02-LVD-PPL-12151 | 208/120VAC CIRCUIT BREAKER
AUX BOILER BUILDING HIGH BAY LIGHTS #2 208VAC | 02-LTG-CNT-12151 | 02-LVD-PPL-12151, BR 4/6 Aux boiler west wall |  | 02-LVD-PPL-12151 | 208/120VAC CIRCUIT BREAKER
CONVENIENCE RECPT AUX BOILER BLDG | 00-0601-R1 | 02-LVD-PPL-12151, BR 7 Aux boiler west wall |  | 02-LVD-PPL-12151 | 208/120VAC CIRCUIT BREAKER
AUX BOILER BLDG GAS HEATER FAN 1 120 VAC | 00-HVC-HTR-01 | 02-LVD-PPL-12151, BR 9 Aux boiler west wall | Heater | 02-LVD-PPL-12151 | 208/120VAC CIRCUIT BREAKER
AUX BOILER BLDG GAS HEATER FAN 2 120 VAC | 00-HVC-HTR-02 | 02-LVD-PPL-12151, BR 10 Aux boiler west wall | Heater | 02-LVD-PPL-12151 | 208/120VAC CIRCUIT BREAKER
AUX BOILER BLDG GAS HEATER FAN 3 120 VAC | 00-HVC-HTR-03 | 02-LVD-PPL-12151, BR 11 Aux boiler west wall | Heater | 02-LVD-PPL-12151 | 208/120VAC CIRCUIT BREAKER
AUX BOILER BLDG GAS HEATER FAN 4 120 VAC | 00-HVC-HTR-04 | 02-LVD-PPL-12151, BR 12 Aux boiler west wall | Heater | 02-LVD-PPL-12151 | 208/120VAC CIRCUIT BREAKER
AUX BOILER BLDG GAS HEATER FAN 5 120 VAC | 00-HVC-HTR-05 | 02-LVD-PPL-12151, BR 13 Aux boiler west wall | Heater | 02-LVD-PPL-12151 | 208/120VAC CIRCUIT BREAKER
AUX BOILER BLDG GAS HEATER FAN 6 120 VAC | 00-HVC-HTR-06 | 02-LVD-PPL-12151, BR 14 Aux boiler west wall | Heater | 02-LVD-PPL-12151 | 208/120VAC CIRCUIT BREAKER
AUX BOILER BLDG GAS HEATER FAN 7 120 VAC | 00-HVC-HTR-07 | 02-LVD-PPL-12151, BR 15 Aux boiler west wall | Heater | 02-LVD-PPL-12151 | 208/120VAC CIRCUIT BREAKER
AUX BOILER BLDG GAS HEATER FAN 8 120 VAC | 00-HVC-HTR-08 | 02-LVD-PPL-12151, BR 16 Aux boiler west wall | Heater | 02-LVD-PPL-12151 | 208/120VAC CIRCUIT BREAKER
AUX BOILER WEST WALL INTAKE LOUVER 3 120 VAC | 00-HVC-LVR-03 | 02-LVD-PPL-12151, BR 17 Aux boiler west wall |  | 02-LVD-PPL-12151 | 208/120VAC CIRCUIT BREAKER
AUX BOILER SOUTH WALL INTAKE LOUVER 2 120 VAC | 00-HVC-LVR-02 | 02-LVD-PPL-12151, BR 18 Aux boiler west wall |  | 02-LVD-PPL-12151 | 208/120VAC CIRCUIT BREAKER
AUX BOILER BLDG HVAC CPL 120 VAC | 00-HVC-CPL-01 | 02-LVD-PPL-12151, BR 19 Aux boiler west wall | Control Power Feed | 02-LVD-PPL-12151 | 208/120VAC CIRCUIT BREAKER
AUX BOILER BLDG EMERGENCY LIGHTING | 00-4001-E5 | 02-LVD-PPL-12151, BR 20 Aux boiler west wall |  | 02-LVD-PPL-12151 | 208/120VAC CIRCUIT BREAKER
AUX BLR BLDG & AMMONIA CONT. AREA LOCAL FIRE ALM CPL NODE #6 | 00-FPS-PNL-15 | 02-LVD-PPL-12151, BR 21 Aux boiler west wall |  | 02-LVD-PPL-12151 | 208/120VAC CIRCUIT BREAKER
WTT BLDG MAIN CPL 120VAC | 00-DWT-PNL-01 | 02-LVD-PPL-12181, BR 5 East wall RO bldg |  | 02-LVD-PPL-12181 | 208/120VAC CIRCUIT BREAKER
WTT RO CFD SODIUM BISULFITE 120VAC | 00-DWT-JBX-06 | 02-LVD-PPL-12181, BR 6 East wall RO bldg |  | 02-LVD-PPL-12181 | 208/120VAC CIRCUIT BREAKER
WTT RO CFD ANTI SCALANT 120VAC | 00-DWT-JBX-05 | 02-LVD-PPL-12181, BR 8 East wall RO bldg |  | 02-LVD-PPL-12181 | 208/120VAC CIRCUIT BREAKER
WTT RO CFD CAUSTIC FEED 120VAC | 00-DWT-JBX-07 | 02-LVD-PPL-12181, BR 9 East wall RO bldg |  | 02-LVD-PPL-12181 | 208/120VAC CIRCUIT BREAKER
WTT SWS SODIUM HYPOCHLORITE FEED 120VAC | 00-DWT-JBX-08 | 02-LVD-PPL-12181, BR 10 East wall RO bldg |  | 02-LVD-PPL-12181 | 208/120VAC CIRCUIT BREAKER
CHLORINE ANALYZER SYS 120VAC | 00-AIT-DWT820 | 02-LVD-PPL-12181, BR 12 East wall RO bldg |  | 02-LVD-PPL-12181 | 208/120VAC CIRCUIT BREAKER
WTT BLDG SILICA ANALYZER 120 VAC | 00-DWT-PNL-10 | 02-LVD-PPL-12181, BR 13 East wall RO bldg |  | 02-LVD-PPL-12181 | 208/120VAC CIRCUIT BREAKER
WTT BLDG SODIUM ANALYZER 120 VAC | 00-DWT-PNL-10 | 02-LVD-PPL-12181, BR 15 East wall RO bldg |  | 02-LVD-PPL-12181 | 208/120VAC CIRCUIT BREAKER
LIGHTING CONTACTOR COIL 120VAC | 02-LTG-CNT-12181 | 02-LVD-PPL-12181, BR 29 East wall RO bldg |  | 02-LVD-PPL-12181 | 208/120VAC CIRCUIT BREAKER
CONVENIENCE RECPT AT DEMIN WATER TANK | 00-0801-R1 | 02-LVD-PPL-12181, BR 30 East wall RO bldg |  | 02-LVD-PPL-12181 | 208/120VAC CIRCUIT BREAKER
EXTERIOR LIGHTS DEMIN WATER TANK AREA 208VAC | 02-LTG-CNT-12181 | 02-LVD-PPL-12181, BR 31/33 East wall RO bldg |  | 02-LVD-PPL-12181 | 208/120VAC CIRCUIT BREAKER
EXTERIOR LIGHTS DEMIN WATER TANK AREA 208VAC | 02-LTG-CNT-12181 | 02-LVD-PPL-12181, BR 32/34 East wall RO bldg |  | 02-LVD-PPL-12181 | 208/120VAC CIRCUIT BREAKER
INTERIOR LIGHTING |  | 02-LVD-PPL-1412, BR1ACC MCC enclosure |  | 02-LVD-PPL-1412 | 208/120VAC CIRCUIT BREAKER
INTERIOR GFCI RECEPTACLES |  | 02-LVD-PPL-1412, BR3ACC MCC enclosure |  | 02-LVD-PPL-1412 | 208/120VAC CIRCUIT BREAKER
EXTERIOR GFCI RECEPTACLES |  | 02-LVD-PPL-1412, BR5ACC MCC enclosure |  | 02-LVD-PPL-1412 | 208/120VAC CIRCUIT BREAKER
MCC-141 SECTION HEATER SUPPLY #1 |  | 02-LVD-PPL-1412, BR7ACC MCC enclosure |  | 02-LVD-PPL-1412 | 208/120VAC CIRCUIT BREAKER
MCC-141 SECTION HEATER SUPPLY #2 |  | 02-LVD-PPL-1412, BR9ACC MCC enclosure |  | 02-LVD-PPL-1412 | 208/120VAC CIRCUIT BREAKER
MCC-241 MOTOR SPACE HEATER SUPPLY #1 |  | 02-LVD-PPL-1412, BR11ACC MCC enclosure |  | 02-LVD-PPL-1412 | 208/120VAC CIRCUIT BREAKER
ACC 2 LRVP SEP TNK SEAL WTR HTR 919 120VAC | 02-ARM-HTR-919 | 02-LVD-PPL-1412, BR13ACC MCC enclosure | Heater | 02-LVD-PPL-1412 | 208/120VAC CIRCUIT BREAKER
UNIT 2 ACC FAN GRBX OIL HTR 04B | 02-ACC-HTR-04B | 02-LVD-PPL-1412, BR15ACC MCC enclosure | Heater | 02-LVD-PPL-1412 | 208/120VAC CIRCUIT BREAKER
NTW DCS CAB 20 UTILITY |  | 02-LVD-PPL-1412, BR17ACC MCC enclosure |  | 02-LVD-PPL-1412 | 208/120VAC CIRCUIT BREAKER
HVAC 3 PRESSURIZATION MODULE |  | 02-LVD-PPL-1412, BR21ACC MCC enclosure |  | 02-LVD-PPL-1412 | 208/120VAC CIRCUIT BREAKER
HVAC 5 PRESSURIZATION MODULE |  | 02-LVD-PPL-1412, BR23ACC MCC enclosure |  | 02-LVD-PPL-1412 | 208/120VAC CIRCUIT BREAKER
ACC 2 LRVP SEP TNK SEAL WTR HTR 901 120VAC | 02-ARM-HTR-901 | 02-LVD-PPL-1412, BR25ACC MCC enclosure | Heater | 02-LVD-PPL-1412 | 208/120VAC CIRCUIT BREAKER
ACC 2 LRVP SEP TNK SEAL WTR HTR 888 120VAC | 02-ARM-HTR-888 | 02-LVD-PPL-1412, BR27ACC MCC enclosure | Heater | 02-LVD-PPL-1412 | 208/120VAC CIRCUIT BREAKER
ACC 2 LIGHTING - GROUND LEVEL 208VAC | 02-LTG-CNT-1412 | 02-LVD-PPL-1412, BR31/33ACC MCC enclosure |  | 02-LVD-PPL-1412 | 208/120VAC CIRCUIT BREAKER
ACC 2 LIGHTING - GROUND LEVEL 208VAC | 02-LTG-CNT-1412 | 02-LVD-PPL-1412, BR35/37ACC MCC enclosure |  | 02-LVD-PPL-1412 | 208/120VAC CIRCUIT BREAKER
EXTERIOR LIGHTS ACC ENCLOSURE 120VAC | 02-LTG-CNT-1412 | 02-LVD-PPL-1412, BR2ACC MCC enclosure |  | 02-LVD-PPL-1412 | 208/120VAC CIRCUIT BREAKER
ACC 2 LIGHTING CONTACTOR COIL120VAC | 02-LTG-CNT-1412 | 02-LVD-PPL-1412, BR4ACC MCC enclosure |  | 02-LVD-PPL-1412 | 208/120VAC CIRCUIT BREAKER
MCC-141 MOTOR SPACE HEATER SUPPLY #1 |  | 02-LVD-PPL-1412, BR8ACC MCC enclosure |  | 02-LVD-PPL-1412 | 208/120VAC CIRCUIT BREAKER
MCC-241 SECTION HEATER SUPPLY #1 |  | 02-LVD-PPL-1412, BR10ACC MCC enclosure |  | 02-LVD-PPL-1412 | 208/120VAC CIRCUIT BREAKER
MCC-241 SECTION HEATER SUPPLY #2 |  | 02-LVD-PPL-1412, BR12ACC MCC enclosure |  | 02-LVD-PPL-1412 | 208/120VAC CIRCUIT BREAKER
NON-SEG SPACE HTR MCC-241, M1 | 02-LVB-NSB-24 | 02-LVD-PPL-1412, BR14ACC MCC enclosure |  | 02-LVD-PPL-1412 | 208/120VAC CIRCUIT BREAKER
NON-SEG SPACE HTR MCC-241, M2 | 02-LVB-NSB-24 | 02-LVD-PPL-1412, BR16ACC MCC enclosure |  | 02-LVD-PPL-1412 | 208/120VAC CIRCUIT BREAKER
HVAC 2 PRESSURIZATION MODULE |  | 02-LVD-PPL-1412, BR18ACC MCC enclosure |  | 02-LVD-PPL-1412 | 208/120VAC CIRCUIT BREAKER
UNIT 2 ACC FAN GRBX OIL HTR 04C | 02-ACC-HTR-04C | 02-LVD-PPL-1412, BR20ACC MCC enclosure | Heater | 02-LVD-PPL-1412 | 208/120VAC CIRCUIT BREAKER
ENCLOSURE PRESSURIZATION MODULE |  | 02-LVD-PPL-1412, BR22ACC MCC enclosure |  | 02-LVD-PPL-1412 | 208/120VAC CIRCUIT BREAKER
ACC 2 LRVP SEP TNK SEAL WTR HTR 895 120VAC | 02-ARM-HTR-895 | 02-LVD-PPL-1412, BR24ACC MCC enclosure | Heater | 02-LVD-PPL-1412 | 208/120VAC CIRCUIT BREAKER
ACC 2 LRVP SEP TNK SEAL WTR HTR 911 120VAC | 02-ARM-HTR-911 | 02-LVD-PPL-1412, BR26ACC MCC enclosure | Heater | 02-LVD-PPL-1412 | 208/120VAC CIRCUIT BREAKER
ACC 2 LIGHTING - GROUND LEVEL | 02-LTG-CNT-1412 | 02-LVD-PPL-1412, BR30/32ACC MCC enclosure |  | 02-LVD-PPL-1412 | 208/120VAC CIRCUIT BREAKER
ACC 2 LIGHTING - GROUND LEVEL 208VAC | 02-LTG-CNT-1412 | 02-LVD-PPL-1412, BR34/36ACC MCC enclosure |  | 02-LVD-PPL-1412 | 208/120VAC CIRCUIT BREAKER
CONVENIENCE RECPTS UNIT 2 PIPE RACK | 02-0401-R1 | 02-LVD-PPL-2211, BR2Outside HRSG SWG enclosure |  | 02-LVD-PPL-2211 | 208/120VAC CIRCUIT BREAKER
UNIT 2 CT WASH WTR DRAINS TANK CPL PWR 120VAC | 02-CTP-CPL-01 | 02-LVD-PPL-2211, BR3Outside HRSG SWG enclosure | Control Power Feed | 02-LVD-PPL-2211 | 208/120VAC CIRCUIT BREAKER
CONVENIENCE RECPT UNIT 2 HRSG GROUND LEVEL | 02-0201-R1 | 02-LVD-PPL-2211, BR4Outside HRSG SWG enclosure |  | 02-LVD-PPL-2211 | 208/120VAC CIRCUIT BREAKER
HRSG 02 ELEC. ENCL. FIRE ALM CPL NODE #5 | 00-FPS-PNL-08 | 02-LVD-PPL-2211, BR5Outside HRSG SWG enclosure |  | 02-LVD-PPL-2211 | 208/120VAC CIRCUIT BREAKER
UNIT 2 BFP A SOUND ENCLOSURE EXHAUST FAN FEED | 02-BFW-PNL-01A | 02-LVD-PPL-2211, BR7Outside HRSG SWG enclosure |  | 02-LVD-PPL-2211 | 208/120VAC CIRCUIT BREAKER
UNIT 2 BFP B SOUND ENCLOSURE EXHAUST FAN FEED | 02-BFW-PNL-01B | 02-LVD-PPL-2211, BR9Outside HRSG SWG enclosure |  | 02-LVD-PPL-2211 | 208/120VAC CIRCUIT BREAKER
MVA XFR HRSG 2 B - SUS HEATERS | 02-MVA-XFR-22 | 02-LVD-PPL-2211, BR10Outside HRSG SWG enclosure | Transformer | 02-LVD-PPL-2211 | 208/120VAC CIRCUIT BREAKER
FIRE WTR PMP BLD LOCAL FIRE ALM CPL NODE #4 | 00-FPS-PNL-12 | 02-LVD-PPL-2211, BR11Outside HRSG SWG enclosure |  | 02-LVD-PPL-2211 | 208/120VAC CIRCUIT BREAKER
UNIT 2 OIL/WATER SEPARATOR | 02-CTP-CPL-01 | 02-LVD-PPL-2211, BR16Outside HRSG SWG enclosure | Control Power Feed | 02-LVD-PPL-2211 | 208/120VAC CIRCUIT BREAKER
UNIT 2 DUCT BURNER CONTROL PANEL MAIN POWER | 02-BUR-CPL-01 | 02-LVD-PPL-2211, BR16Outside HRSG SWG enclosure | Control Power Feed | 02-LVD-PPL-2211 | 208/120VAC CIRCUIT BREAKER
AQA TNK AREA EAST SAFETY SHWR 120 VAC MAIN | 00-PWS-JBX-03 | 02-LVD-PPL-2211, BR20Outside HRSG SWG enclosure |  | 02-LVD-PPL-2211 | 208/120VAC CIRCUIT BREAKER
MVA XFR HRSG 2 A - SUS HEATERS | 02-MVA-XFR-12 | 02-LVD-PPL-2211, BR21Outside HRSG SWG enclosure | Transformer | 02-LVD-PPL-2211 | 208/120VAC CIRCUIT BREAKER
AQA TNK AREA WEST SAFETY SHWR 120 VAC MAIN | 00-PWS-JBX-02 | 02-LVD-PPL-2211, BR22Outside HRSG SWG enclosure |  | 02-LVD-PPL-2211 | 208/120VAC CIRCUIT BREAKER
UNIT 2 BFP A SOUND ENCLOSURE HEATER PWR FEED | 02-BFW-JBX-06A | 02-LVD-PPL-2211, BR23Outside HRSG SWG enclosure |  | 02-LVD-PPL-2211 | 208/120VAC CIRCUIT BREAKER
UNIT 2 SCR SKID SAFETY SHWR 120 VAC MAIN | 00-PWS-JBX-01 | 02-LVD-PPL-2211, BR24Outside HRSG SWG enclosure |  | 02-LVD-PPL-2211 | 208/120VAC CIRCUIT BREAKER
UNIT 2 BFP B SOUND ENCLOSURE HEATER PWR FEED | 02-BFW-JBX-06B | 02-LVD-PPL-2211, BR25Outside HRSG SWG enclosure |  | 02-LVD-PPL-2211 | 208/120VAC CIRCUIT BREAKER
CONV. RECPTS UNIT 2 PIPE RACK GROUND LEVEL | 02-0101-R1 | 02-LVD-PPL-2211, BR27Outside HRSG SWG enclosure |  | 02-LVD-PPL-2211 | 208/120VAC CIRCUIT BREAKER
CONVENIENCE RECPT AT UNIT 2 ACHE 120VAC | 02-1201-R | 02-LVD-PPL-2211, BR28Outside HRSG SWG enclosure |  | 02-LVD-PPL-2211 | 208/120VAC CIRCUIT BREAKER
CONVENIENCE RECPT AT FIRE PUMP ENCLOSURE | 00-0920-R1 | 02-LVD-PPL-2211, BR29Outside HRSG SWG enclosure |  | 02-LVD-PPL-2211 | 208/120VAC CIRCUIT BREAKER
PIPE RACK PLATFORMS 208VAC | 02-LTG-CNT-2211 | 02-LVD-PPL-2211, BR30/32Outside HRSG SWG enclosure |  | 02-LVD-PPL-2211 | 208/120VAC CIRCUIT BREAKER
PIPE RACK PLATFORMS 208VAC | 02-LTG-CNT-2211 | 02-LVD-PPL-2211, BR31/33Outside HRSG SWG enclosure |  | 02-LVD-PPL-2211 | 208/120VAC CIRCUIT BREAKER
UNIT 2 ACHE UPPER DECK LIGHTING | 02-LTG-CNT-2211 | 02-LVD-PPL-2211, BR34/36Outside HRSG SWG enclosure |  | 02-LVD-PPL-2211 | 208/120VAC CIRCUIT BREAKER
UNIT 2 ACHE UPPER DECK LIGHTING | 02-LTG-CNT-2211 | 02-LVD-PPL-2211, BR35/37Outside HRSG SWG enclosure |  | 02-LVD-PPL-2211 | 208/120VAC CIRCUIT BREAKER
LIGHTING CONTACTOR COIL 120VAC | 02-LTG-CNT-2211 | 02-LVD-PPL-2211, BR42Outside HRSG SWG enclosure |  | 02-LVD-PPL-2211 | 208/120VAC CIRCUIT BREAKER
LIGHTING CONTACTOR COIL 120VAC | 02-LTG-CNT-22111 | 02-LVD-PPL-22111, BR1NE corner turnbine bldg |  | 02-LVD-PPL-22111 | 208/120VAC CIRCUIT BREAKER
UNIT 2 TURBINE BLDG EAST WALL INTAKE LOUVER 59 | 02-HVC-LVR-59 | 02-LVD-PPL-22111, BR3NE corner turnbine bldg |  | 02-LVD-PPL-22111 | 208/120VAC CIRCUIT BREAKER
UNIT 2 TURBINE BLDG EAST WALL INTAKE LOUVER 58 | 02-HVC-LVR-58 | 02-LVD-PPL-22111, BR4NE corner turnbine bldg |  | 02-LVD-PPL-22111 | 208/120VAC CIRCUIT BREAKER
UNIT 2 TURBINE BLDG GAS HEATER FAN 54 120 VAC | 02-HVC-HTR-54 | 02-LVD-PPL-22111, BR5NE corner turnbine bldg | Heater | 02-LVD-PPL-22111 | 208/120VAC CIRCUIT BREAKER
UNIT 2 TURBINE BLDG GAS HEATER FAN 57 120 VAC | 02-HVC-HTR-57 | 02-LVD-PPL-22111, BR6NE corner turnbine bldg | Heater | 02-LVD-PPL-22111 | 208/120VAC CIRCUIT BREAKER
UNIT 2 TURBINE BLDG GAS HEATER FAN 55 120 VAC | 02-HVC-HTR-55 | 02-LVD-PPL-22111, BR7NE corner turnbine bldg | Heater | 02-LVD-PPL-22111 | 208/120VAC CIRCUIT BREAKER
UNIT 2 TURBINE BLDG GAS HEATER FAN 58 120 VAC | 02-HVC-HTR-58 | 02-LVD-PPL-22111, BR8NE corner turnbine bldg | Heater | 02-LVD-PPL-22111 | 208/120VAC CIRCUIT BREAKER
UNIT 2 TURBINE BLDG GAS HEATER FAN 56 120 VAC | 02-HVC-HTR-56 | 02-LVD-PPL-22111, BR9NE corner turnbine bldg | Heater | 02-LVD-PPL-22111 | 208/120VAC CIRCUIT BREAKER
UNIT 2 TURBINE BLDG GAS HEATER FAN 59 120 VAC | 02-HVC-HTR-59 | 02-LVD-PPL-22111, BR10NE corner turnbine bldg | Heater | 02-LVD-PPL-22111 | 208/120VAC CIRCUIT BREAKER
UNIT 2 TURBINE BLDG HVAC CONTROL PANEL 52 | 02-HVC-CPL-52 | 02-LVD-PPL-22111, BR11NE corner turnbine bldg | Control Power Feed | 02-LVD-PPL-22111 | 208/120VAC CIRCUIT BREAKER
UNIT 2 TURBINE BLDG GAS HEATER FAN 60 120 VAC | 02-HVC-HTR-60 | 02-LVD-PPL-22111, BR12NE corner turnbine bldg | Heater | 02-LVD-PPL-22111 | 208/120VAC CIRCUIT BREAKER
UNIT 2 TURBINE BLDG HVAC CONTROL PANEL 51 | 02-HVC-CPL-51 | 02-LVD-PPL-22111, BR13NE corner turnbine bldg | Control Power Feed | 02-LVD-PPL-22111 | 208/120VAC CIRCUIT BREAKER
ST 2 DRNS SUMP PMP CTRL PNL REDUNDANT 2 | 02-PDR-CPL-01 | 02-LVD-PPL-22111, BR15NE corner turnbine bldg | Control Power Feed | 02-LVD-PPL-22111 | 208/120VAC CIRCUIT BREAKER
UNIT 1 TURBINE BLDG VENT FAN PLATFORM LIGHTS | 02-3001-W2 | 02-LVD-PPL-22111, BR28NE corner turnbine bldg |  | 02-LVD-PPL-22111 | 208/120VAC CIRCUIT BREAKER
CONVENIENCE RECPTS UNIT 2 TURBINE BLDG | 02-1001-R1 | 02-LVD-PPL-22111, BR29NE corner turnbine bldg |  | 02-LVD-PPL-22111 | 208/120VAC CIRCUIT BREAKER
CONVENIENCE RECPTS UNIT 2 TURBINE BLDG | 02-1101-R1 | 02-LVD-PPL-22111, BR30NE corner turnbine bldg |  | 02-LVD-PPL-22111 | 208/120VAC CIRCUIT BREAKER
UNIT 2 TURBINE BLDG HIGH BAY 208VAC | 02-LTG-CNT-22111 | 02-LVD-PPL-22111, BR31/33NE corner turnbine bldg |  | 02-LVD-PPL-22111 | 208/120VAC CIRCUIT BREAKER
UNIT 2 TURBINE BLDG HIGH BAY 208VAC | 02-LTG-CNT-22111 | 02-LVD-PPL-22111, BR32/34NE corner turnbine bldg |  | 02-LVD-PPL-22111 | 208/120VAC CIRCUIT BREAKER
UNIT 2 TURBINE BLDG PIT LIGHT 208VAC | 02-LTG-CNT-22111 | 02-LVD-PPL-22111, BR36/38NE corner turnbine bldg |  | 02-LVD-PPL-22111 | 208/120VAC CIRCUIT BREAKER
UNIT 2 TURBINE BLDG PIT LIGHT 208VAC | 02-LTG-CNT-22111 | 02-LVD-PPL-22111, BR39/41NE corner turnbine bldg |  | 02-LVD-PPL-22111 | 208/120VAC CIRCUIT BREAKER
GEN ON-LINE MNTRNG SYS MEDIA CONVERTER HUB | 00MKA01GH002 | 02-LVD-PPL-22141, BR9Server room East wall |  | 02-LVD-PPL-22141 | 208/120VAC CIRCUIT BREAKER
GEN ON-LINE MONITORING SYS PC 120 VAC | 00MKA01GH005 | 02-LVD-PPL-22141, BR10Server room East wall |  | 02-LVD-PPL-22141 | 208/120VAC CIRCUIT BREAKER
GEN ON-LINE MNTRNG SYS ETHERNET SWITCH HUB | 00MKA01GH004 | 02-LVD-PPL-22141, BR11Server room East wall |  | 02-LVD-PPL-22141 | 208/120VAC CIRCUIT BREAKER
GEN ON-LINE MONITORING SYS MONITOR 120 VAC | 00MKA01GH006 | 02-LVD-PPL-22141, BR12Server room East wall |  | 02-LVD-PPL-22141 | 208/120VAC CIRCUIT BREAKER
ADM BLD MAIN FIRE ALARM CPL NODE #1 | 00-FPS-PNL-04 | 02-LVD-PPL-22141, BR13Server room East wall |  | 02-LVD-PPL-22141 | 208/120VAC CIRCUIT BREAKER
ADM BLD LOCAL FIRE ALARM CPL NODE #2 | 00-FPS-PNL-05 | 02-LVD-PPL-22141, BR14Server room East wall |  | 02-LVD-PPL-22141 | 208/120VAC CIRCUIT BREAKER
SDR SUMP MPM 2 120VAC | 00-SDR-MPM-02 | 02-LVD-PPL-22141, BR15Server room East wall | Pump | 02-LVD-PPL-22141 | 208/120VAC CIRCUIT BREAKER
DCS ADM BLG VMS CAB 02 UTILITY 120VAC | 00-VMS-CPL-02 | 02-LVD-PPL-22141, BR16Server room East wall | Control Power Feed | 02-LVD-PPL-22141 | 208/120VAC CIRCUIT BREAKER
MCC-161 SECTION HEATER SUPPLY #1 |  | 02-LVD-PPL-261, BR7ACC MCC enclosure |  | 02-LVD-PPL-261 | 208/120VAC CIRCUIT BREAKER
MCC-161 SECTION HEATER SUPPLY #2 |  | 02-LVD-PPL-261, BR9ACC MCC enclosure |  | 02-LVD-PPL-261 | 208/120VAC CIRCUIT BREAKER
MCC-261 MOTOR SPACE HEATER SUPPLY #1 |  | 02-LVD-PPL-261, BR11ACC MCC enclosure |  | 02-LVD-PPL-261 | 208/120VAC CIRCUIT BREAKER
MCC-161 NSBD SPACE HEATER SUPPLY #1 |  | 02-LVD-PPL-261, BR13ACC MCC enclosure |  | 02-LVD-PPL-261 | 208/120VAC CIRCUIT BREAKER
MCC-161 NSBD SPACE HEATER SUPPLY #2 |  | 02-LVD-PPL-261, BR15ACC MCC enclosure |  | 02-LVD-PPL-261 | 208/120VAC CIRCUIT BREAKER
NTW DCS CAB 22 UTILITY |  | 02-LVD-PPL-261, BR17ACC MCC enclosure |  | 02-LVD-PPL-261 | 208/120VAC CIRCUIT BREAKER
HVAC 1 PRESSURIZATION MODULE |  | 02-LVD-PPL-261, BR19ACC MCC enclosure |  | 02-LVD-PPL-261 | 208/120VAC CIRCUIT BREAKER
UNIT 2 ACC FAN GRBX OIL HTR 04D | 02-ACC-HTR-04D | 02-LVD-PPL-261, BR25ACC MCC enclosure | Heater | 02-LVD-PPL-261 | 208/120VAC CIRCUIT BREAKER
CONVENIENCE RECPTS UNIT 2 ACC UPPER DECK | 02-0701-R1 | 02-LVD-PPL-261, BR27ACC MCC enclosure |  | 02-LVD-PPL-261 | 208/120VAC CIRCUIT BREAKER
CONVENIENCE RECPTS UNIT 2 ACC UPPER DECK | 02-0901-R1 | 02-LVD-PPL-261, BR29ACC MCC enclosure |  | 02-LVD-PPL-261 | 208/120VAC CIRCUIT BREAKER
ACC 2 LIGHTING - UPPER DECK 208VAC | 02-LTG-CNT-2611 | 02-LVD-PPL-261, BR31/33ACC MCC enclosure |  | 02-LVD-PPL-261 | 208/120VAC CIRCUIT BREAKER
ACC 2 LIGHTING - UPPER DECK 208VAC | 02-LTG-CNT-2611 | 02-LVD-PPL-261, BR35/37ACC MCC enclosure |  | 02-LVD-PPL-261 | 208/120VAC CIRCUIT BREAKER
ACC 2 LIGHTING - SOUTH PLATFORM 208VAC | 02-LTG-CNT-2611 | 02-LVD-PPL-261, BR39/41ACC MCC enclosure |  | 02-LVD-PPL-261 | 208/120VAC CIRCUIT BREAKER
SECURITY PANEL |  | 02-LVD-PPL-261, BR2ACC MCC enclosure |  | 02-LVD-PPL-261 | 208/120VAC CIRCUIT BREAKER
FIRE PANEL |  | 02-LVD-PPL-261, BR4ACC MCC enclosure |  | 02-LVD-PPL-261 | 208/120VAC CIRCUIT BREAKER
MCC-161 MOTOR SPACE HEATER SUPPLY #1 |  | 02-LVD-PPL-261, BR8ACC MCC enclosure |  | 02-LVD-PPL-261 | 208/120VAC CIRCUIT BREAKER
MCC-261 SECTION HEATER SUPPLY #1 |  | 02-LVD-PPL-261, BR10ACC MCC enclosure |  | 02-LVD-PPL-261 | 208/120VAC CIRCUIT BREAKER
MCC-261 SECTION HEATER SUPPLY #2 |  | 02-LVD-PPL-261, BR12ACC MCC enclosure |  | 02-LVD-PPL-261 | 208/120VAC CIRCUIT BREAKER
UNIT 2 ACC FAN GRBX OIL HTR 04E | 02-ACC-HTR-04E | 02-LVD-PPL-261, BR16ACC MCC enclosure | Heater | 02-LVD-PPL-261 | 208/120VAC CIRCUIT BREAKER
HVAC 4 PRESSURIZATION MODULE |  | 02-LVD-PPL-261, BR18ACC MCC enclosure |  | 02-LVD-PPL-261 | 208/120VAC CIRCUIT BREAKER
UNIT 2 ACC FAN GRBX OIL HTR 04F | 02-ACC-HTR-04F | 02-LVD-PPL-261, BR20ACC MCC enclosure | Heater | 02-LVD-PPL-261 | 208/120VAC CIRCUIT BREAKER
CONVENIENCE RECPTS UNIT 2 ACC UPPER DECK | 02-0601-R1 | 02-LVD-PPL-261, BR26ACC MCC enclosure |  | 02-LVD-PPL-261 | 208/120VAC CIRCUIT BREAKER
CONVENIENCE RECPTS UNIT 2 ACC UPPER DECK | 02-0801-R1 | 02-LVD-PPL-261, BR28ACC MCC enclosure |  | 02-LVD-PPL-261 | 208/120VAC CIRCUIT BREAKER
ACC 2 LIGHTING - UPPER DECK 208VAC | 02-LTG-CNT-2611 | 02-LVD-PPL-261, BR30/32ACC MCC enclosure |  | 02-LVD-PPL-261 | 208/120VAC CIRCUIT BREAKER
ACC 2 LIGHTING- NORTH PLATFORM & STAIR TOWER | 02-LTG-CNT-2611 | 02-LVD-PPL-261, BR34/36ACC MCC enclosure |  | 02-LVD-PPL-261 | 208/120VAC CIRCUIT BREAKER
ACC 2 LIGHTING - UPPER DECK 208VAC | 02-LTG-CNT-2611 | 02-LVD-PPL-261, BR38/40ACC MCC enclosure |  | 02-LVD-PPL-261 | 208/120VAC CIRCUIT BREAKER
CONVENIENCE RECPTS UNIT 1 ACC GROUND LEVEL | 02-0501-R1 | 02-LVD-PPL-261, BR42ACC MCC enclosure |  | 02-LVD-PPL-261 | 208/120VAC CIRCUIT BREAKER
FEED TO UPS MAIN PANEL BOARD U1 | 02-LVF-PPL-01 | MVB, 02-LVF-PPL-01 | Power Panel | 02-LVF-PPL-01
HRSG1 U2 UPS PANEL | 02-LVF-PPL-011 | MVB, 02-LVF-PPL-01 | Power Panel | 02-LVF-PPL-01
HRSG2 U2 UPS PANEL | 02-LVF-PPL-012 | MVB, 02-LVF-PPL-01 | Power Panel | 02-LVF-PPL-01
ADMIN BLDG U1 UPS PNL | 02-LVF-PPL-013 | MVB, 02-LVF-PPL-01 | Power Panel | 02-LVF-PPL-01
ACC1 U2 UPS PANEL | 02-LVF-PPL-014 | MVB, 02-LVF-PPL-01 | Power Panel | 02-LVF-PPL-01
ACC2 U2 UPS PANEL | 02-LVF-PPL-015 | MVB, 02-LVF-PPL-01 | Power Panel | 02-LVF-PPL-01
U1 Lube Oil pump A | 01MPV01AP101-MO1 | HRSG-1 ENCLOSURE MCC 111 CUBICLE 2FM | Pump | 480V HRSG MCC 111 | 480 V MOLDED CASE BREAKER
FGS CMP A Sound Enclosure Fan Motor 1 | 00-FGS-MFN-01A | HRSG-1 ENCLOSURE MCC 111 CUBICLE 6FB | Fan/Blower | 480V HRSG MCC 111 | 480 V MOLDED CASE BREAKER
FUEL GAS CONDITIONING SKID PUMP MTR 1 | 00-FGS-MPM-11A | HRSG-1 ENCLOSURE MCC 111 CUBICLE 3FF | Pump | 480V HRSG MCC 111 | 480 V MOLDED CASE BREAKER
HRSG 1 South Top Heat Trace XFMR | 01-HTT-XFR-1111 | HRSG-1 ENCLOSURE MCC 111 CUBICLE 4FC(L) | Transformer | 480V HRSG MCC 111 | 480 V MOLDED CASE BREAKER
Fuel Gas Heat Trace XFMR | 01-HTT-XFR-1113 | HRSG-1 ENCLOSURE MCC 111 CUBICLE 4FC(R) | Transformer | 480V HRSG MCC 111 | 480 V MOLDED CASE BREAKER
HRSG 1 Pipe Rack E Heat Trace XFMR | 01-HTT-XFR-1112 | HRSG-1 ENCLOSURE MCC 111 CUBICLE 4FF(L) | Transformer | 480V HRSG MCC 111 | 480 V MOLDED CASE BREAKER
FGS CMP C Sound Enclosure Fan Motor 1 | 00-FGS-MFN-01C | HRSG-1 ENCLOSURE MCC 111 CUBICLE 6FM | Fan/Blower | 480V HRSG MCC 111 | 480 V MOLDED CASE BREAKER
FGS CMP A Sound Enclosure Fan Motor 2 | 00-FGS-MFN-02A | HRSG-1 ENCLOSURE MCC 111 CUBICLE 6FD | Fan/Blower | 480V HRSG MCC 111 | 480 V MOLDED CASE BREAKER
FGS CMP C Sound Enclosure Fan Motor 2 | 00-FGS-MFN-02C | HRSG-1 ENCLOSURE MCC 111 CUBICLE 12FB | Fan/Blower | 480V HRSG MCC 111 | 480 V MOLDED CASE BREAKER
FGS CMP A RECYCLE/OIL CLR FAN MTR 1 | 00-FGS-MFN-03A | HRSG-1 ENCLOSURE MCC 111 CUBICLE 3FB | Fan/Blower | 480V HRSG MCC 111 | 480 V MOLDED CASE BREAKER
FGS CMP A AUX Oil Pump Motor | 00-FGS-MPM-02A | HRSG-1 ENCLOSURE MCC 111 CUBICLE 6FF | Pump | 480V HRSG MCC 111 | 480 V MOLDED CASE BREAKER
FGS CMP C Aux Oil Pump Motor | 00-FGS-MPM-02C | HRSG-1 ENCLOSURE MCC 111 CUBICLE 7FB | Pump | 480V HRSG MCC 111 | 480 V MOLDED CASE BREAKER
HRSG 1 PDC Panelboard 480VAC | 01-LVB-PPL-1115 | HRSG-1 ENCLOSURE MCC 111 CUBICLE 7FE | Power Panel | 480V HRSG MCC 111 | 480 V MOLDED CASE BREAKER
Unit 1 HRSG BD Sump Pump A/B Control Panel | 01-BDN-CPL-01 | HRSG-1 ENCLOSURE MCC 111 CUBICLE 7FH(R) | Control Power Feed | 480V HRSG MCC 111 | 480 V MOLDED CASE BREAKER
Unit 1 Bridge Crane | 01-TRB-CRN-01 | HRSG-1 ENCLOSURE MCC 111 CUBICLE 7FL |  | 480V HRSG MCC 111 | 480 V MOLDED CASE BREAKER
FGS CMP Recycle/Oil CLR Fan Motor 1 | 00-FGS-MFN-03C | HRSG-1 ENCLOSURE MCC 111 CUBICLE 5FB | Fan/Blower | 480V HRSG MCC 111 | 480 V MOLDED CASE BREAKER
FGS CMP A RECYCLE/OIL CLR FAN MTR 2 | 00-FGS-MFN-04A | HRSG-1 ENCLOSURE MCC 111 CUBICLE 3FD | Fan/Blower | 480V HRSG MCC 111 | 480 V MOLDED CASE BREAKER
FGS CMP Recycle/Oil CLR Fan Motor 2 | 00-FGS-MFN-04C | HRSG-1 ENCLOSURE MCC 111 CUBICLE 5FD | Fan/Blower | 480V HRSG MCC 111 | 480 V MOLDED CASE BREAKER
Unit 1 Sample Analysis Panel DSW | 01-SMP-DSW-01 | HRSG-1 ENCLOSURE MCC 111 CUBICLE 10FC(R) |  | 480V HRSG MCC 111 | 480 V MOLDED CASE BREAKER
HRSG 1 PDC XFMR 480-120/208VAC | 01-LVD-PPL-1111 | HRSG-1 ENCLOSURE MCC 111 CUBICLE 11FC(L) | Power Panel | 480V HRSG MCC 111 | 480 V MOLDED CASE BREAKER
HRSG 1 Top Level West Panelboard 480VAC | 01-LVB-PPL-1112 | HRSG-1 ENCLOSURE MCC 111 CUBICLE 11FF | Power Panel | 480V HRSG MCC 111 | 480 V MOLDED CASE BREAKER
HRSG 1 Finger Rack Panelboard 480VAC | 01-LVB-PPL-1113 | HRSG-1 ENCLOSURE MCC 111 CUBICLE 11FJ | Power Panel | 480V HRSG MCC 111 | 480 V MOLDED CASE BREAKER
HRSG1 Grade West Panelboard 480VAC | 01-LVB-PPL-1114 | HRSG-1 ENCLOSURE MCC 111 CUBICLE 11FM | Power Panel | 480V HRSG MCC 111 | 480 V MOLDED CASE BREAKER
Unit 1 BFW Lube Oil Pump Motor A | 01-BFW-MPM-02A | HRSG-1 ENCLOSURE MCC 111 CUBICLE 12FD | Pump | 480V HRSG MCC 111 | 480 V MOLDED CASE BREAKER
Waste Water Sump Pumps A/B Control Panel | 00-WDR-CPL-01 | HRSG-1 ENCLOSURE MCC 111 CUBICLE 13FJ | Control Power Feed | 480V HRSG MCC 111 | 480 V MOLDED CASE BREAKER
Unit 1 Turbine Building NE Panelboard 480VAC | 01-LVB-PPL-1111 | HRSG-1 ENCLOSURE MCC 111 CUBICLE 13FM | Power Panel | 480V HRSG MCC 111 | 480 V MOLDED CASE BREAKER
Unit 1 HRSG Duct Burner Cooling Skid Blower 1 | 01-BUR-MLB-01A | HRSG-1 ENCLOSURE MCC 111 CUBICLE 5FH | Fan/Blower | 480V HRSG MCC 111 | 480 V MOLDED CASE BREAKER
Unit 1 ACHE Fan 01A | 01-CCW-MFN-01A | HRSG-1 ENCLOSURE MCC 111 CUBICLE 8FC | Fan/Blower | 480V HRSG MCC 111 | 480 V MOLDED CASE BREAKER
Unit 1 ACHE Fan 01B | 01-CCW-MFN-01B | HRSG-1 ENCLOSURE MCC 111 CUBICLE 8FF | Fan/Blower | 480V HRSG MCC 111 | 480 V MOLDED CASE BREAKER
Unit 1 ACHE Fan 01C | 01-CCW-MFN-01C | HRSG-1 ENCLOSURE MCC 111 CUBICLE 8FJ | Fan/Blower | 480V HRSG MCC 111 | 480 V MOLDED CASE BREAKER
Unit 1 ACHE Fan 02A | 01-CCW-MFN-02A | HRSG-1 ENCLOSURE MCC 111 CUBICLE 8FM | Fan/Blower | 480V HRSG MCC 111 | 480 V MOLDED CASE BREAKER
Unit 1 ACHE Fan 02B | 01-CCW-MFN-02B | HRSG-1 ENCLOSURE MCC 111 CUBICLE 9FC | Fan/Blower | 480V HRSG MCC 111 | 480 V MOLDED CASE BREAKER
Unit 1 ACHE Fan 02C | 01-CCW-MFN-02C | HRSG-1 ENCLOSURE MCC 111 CUBICLE 9FF | Fan/Blower | 480V HRSG MCC 111 | 480 V MOLDED CASE BREAKER
Unit 1 ACHE Fan 03A | 01-CCW-MFN-03A | HRSG-1 ENCLOSURE MCC 111 CUBICLE 9FJ | Fan/Blower | 480V HRSG MCC 111 | 480 V MOLDED CASE BREAKER
HRSG 1 AMMONIA INJECTION BLOWER A | 01-SCR-MFN-100A | HRSG-1 ENCLOSURE MCC 111 CUBICLE 3FM | Fan/Blower | 480V HRSG MCC 111 | 480 V MOLDED CASE BREAKER
FGS CMP B Sound Enclosure Fan MTR 1 | 00-FGS-MFN-01B | HRSG-1 ENCLOSURE MCC 211 CUBICLE 4FB | Fan/Blower | 480V HRSG MCC 211 | 480 V MOLDED CASE BREAKER
FGS CMP B Sound Enclosure Fan MTR 2 | 00-FGS-MFN-02B | HRSG-1 ENCLOSURE MCC 211 CUBICLE 10FM | Fan/Blower | 480V HRSG MCC 211 | 480 V MOLDED CASE BREAKER
FGS CMP B Recycle/Oil CLR Fan MTR 1 | 00-FGS-MFN-03B | HRSG-1 ENCLOSURE MCC 211 CUBICLE 9FF | Fan/Blower | 480V HRSG MCC 211 | 480 V MOLDED CASE BREAKER
FGS CMP B Recycle/Oil CLR Fan MTR 2 | 00-FGS-MFN-04B | HRSG-1 ENCLOSURE MCC 211 CUBICLE 9FH | Fan/Blower | 480V HRSG MCC 211 | 480 V MOLDED CASE BREAKER
Unit 1 Main Lube Oil Pump Motor B | 01MPV01AP102-M01 | HRSG-1 ENCLOSURE MCC 211 CUBICLE 3FM | Pump | 480V HRSG MCC 211 | 480 V MOLDED CASE BREAKER
Unit 1 STG SWBD | 01-LVB-SWB-2113 | HRSG-1 ENCLOSURE MCC 211 CUBICLE 4FF |  | 480V HRSG MCC 211 | 480 V MOLDED CASE BREAKER
HRSG 1 PDC Panelboard 480VAC | 01-LVB-PPL-2112 | HRSG-1 ENCLOSURE MCC 211 CUBICLE 5FC | Power Panel | 480V HRSG MCC 211 | 480 V MOLDED CASE BREAKER
Fuel Gas Area Panelboard 480VAC | 01-LVB-PPL-2113 | HRSG-1 ENCLOSURE MCC 211 CUBICLE 5FF | Power Panel | 480V HRSG MCC 211 | 480 V MOLDED CASE BREAKER
Fuel Gas Conditioning Skid Pump MTR 2 | 00-FGS-MPM-11B | HRSG-1 ENCLOSURE MCC 211 CUBICLE 9FD | Pump | 480V HRSG MCC 211 | 480 V MOLDED CASE BREAKER
Waste Water Sump Pumps A/B Control Panel | 00-WDR-CPL-01 | HRSG-1 ENCLOSURE MCC 211 CUBICLE 10FK | Control Power Feed | 480V HRSG MCC 211 | 480 V MOLDED CASE BREAKER
Unit 1 BFW Lube Oil Pump Motor B | 01-BFW-MPM-02B | HRSG-1 ENCLOSURE MCC 211 CUBICLE 11FB | Pump | 480V HRSG MCC 211 | 480 V MOLDED CASE BREAKER
HRSG 1 PDC XFMR 480-120/208VAC | 01-LVB-XFR-2111 | HRSG-1 ENCLOSURE MCC 211 CUBICLE 12FC | Transformer | 480V HRSG MCC 211 | 480 V MOLDED CASE BREAKER
FGS CMP B Aux Oil Pump Motor | 00-FGS-MPM-02B | HRSG-1 ENCLOSURE MCC 211 CUBICLE 12FM | Pump | 480V HRSG MCC 211 | 480 V MOLDED CASE BREAKER
HRSG 1 Finger Rack Heat Trace XFMR 480-120/208VAC | 01-HTT-XFR-2111 | HRSG-1 ENCLOSURE MCC 211 CUBICLE 13FC(R) | Transformer | 480V HRSG MCC 211 | 480 V MOLDED CASE BREAKER
Unit 1 BD Tank Drain Sump Pump A/B Control Panel | 01-BDN-CPL-01 | HRSG-1 ENCLOSURE MCC 211 CUBICLE 13FF(R) | Control Power Feed | 480V HRSG MCC 211 | 480 V MOLDED CASE BREAKER
HRSG 1 Top Level SE Panelboard 480VAC | 01-LVB-PPL-2111 | HRSG-1 ENCLOSURE MCC 211 CUBICLE 13FJ | Power Panel | 480V HRSG MCC 211 | 480 V MOLDED CASE BREAKER
Unit 1 HRSG Duct Burner Cooling Skid Blower 2 | 01-BUR-MLB-01B | HRSG-1 ENCLOSURE MCC 211 CUBICLE 9FM | Fan/Blower | 480V HRSG MCC 211 | 480 V MOLDED CASE BREAKER
Unit 1 ACHE Fan 03B | 01-CCW-MFN-03B | HRSG-1 ENCLOSURE MCC 211 CUBICLE 6FC | Fan/Blower | 480V HRSG MCC 211 | 480 V MOLDED CASE BREAKER
Unit 1 ACHE Fan 03C | 01-CCW-MFN-03C | HRSG-1 ENCLOSURE MCC 211 CUBICLE 6FF | Fan/Blower | 480V HRSG MCC 211 | 480 V MOLDED CASE BREAKER
Unit 1 ACHE Fan 04A | 01-CCW-MFN-04A | HRSG-1 ENCLOSURE MCC 211 CUBICLE 6FJ | Fan/Blower | 480V HRSG MCC 211 | 480 V MOLDED CASE BREAKER
Unit 1 ACHE Fan 04B | 01-CCW-MFN-04B | HRSG-1 ENCLOSURE MCC 211 CUBICLE 6FM | Fan/Blower | 480V HRSG MCC 211 | 480 V MOLDED CASE BREAKER
Unit 1 ACHE Fan 04C | 01-CCW-MFN-04C | HRSG-1 ENCLOSURE MCC 211 CUBICLE 7FC | Fan/Blower | 480V HRSG MCC 211 | 480 V MOLDED CASE BREAKER
Unit 1 ACHE Fan 05A | 01-CCW-MFN-05A | HRSG-1 ENCLOSURE MCC 211 CUBICLE 7FF | Fan/Blower | 480V HRSG MCC 211 | 480 V MOLDED CASE BREAKER
Unit 1 ACHE Fan 05B | 01-CCW-MFN-05B | HRSG-1 ENCLOSURE MCC 211 CUBICLE 7FJ | Fan/Blower | 480V HRSG MCC 211 | 480 V MOLDED CASE BREAKER
Unit 1 ACHE Fan 05C | 01-CCW-MFN-05C | HRSG-1 ENCLOSURE MCC 211 CUBICLE 7FM | Fan/Blower | 480V HRSG MCC 211 | 480 V MOLDED CASE BREAKER
HRSG 1 Ammonia Injection Blower B | 01-SCR-MFN-100B | HRSG-1 ENCLOSURE MCC 211 CUBICLE 4FM | Fan/Blower | 480V HRSG MCC 211 | 480 V MOLDED CASE BREAKER
00-DCS-CAB-10 POWER 1 | 00-DCS-CAB-10 | ACC 1 U1 UPS PANEL 01-LVF-PPL-014 , BR1 |  | ACC 1 U1 UPS PANEL 01-LVF-PPL-014
00-DCS-CAB-12 POWER 1 | 00-DCS-CAB-12 | ACC 1 U1 UPS PANEL 01-LVF-PPL-014 , BR2 |  | ACC 1 U1 UPS PANEL 01-LVF-PPL-014
MCC 151 SHUNT TRIP POWER | 01-ACC-MCC-151 | ACC 1 U1 UPS PANEL 01-LVF-PPL-014 , BR5 |  | ACC 1 U1 UPS PANEL 01-LVF-PPL-014
00-DCS-CAB-12 SOLENOID POWER | 00-DCS-CAB-12 | ACC 1 U1 UPS PANEL 01-LVF-PPL-014 , BR7 |  | ACC 1 U1 UPS PANEL 01-LVF-PPL-014
MCC 131 SHUNT TRIP POWER | 01-ACC-MCC-131 | ACC 1 U1 UPS PANEL 01-LVF-PPL-014 , BR2 |  | ACC 1 U1 UPS PANEL 01-LVF-PPL-014
MCC 231 SHUNT TRIP POWER | 01-ACC-MCC-231 | ACC 1 U1 UPS PANEL 01-LVF-PPL-014 , BR4 |  | ACC 1 U1 UPS PANEL 01-LVF-PPL-014
MCC 251 SHUNT TRIP POWER | 01-ACC-MCC-251 | ACC 1 U1 UPS PANEL 01-LVF-PPL-014 , BR6 |  | ACC 1 U1 UPS PANEL 01-LVF-PPL-014
00-DCS-CAB-10 POWER 2 | 00-DCS-CAB-10 | ACC 1 U2 UPS PANEL 02-LVF-PPL-014, BR1 |  | ACC 1 U2 UPS PANEL 02-LVF-PPL-014
00-DCS-CAB-12 POWER 2 | 00-DCS-CAB-12 | ACC 1 U2 UPS PANEL 02-LVF-PPL-014, BR3 |  | ACC 1 U2 UPS PANEL 02-LVF-PPL-014
MCC 151 SHUNT TRIP POWER | 01-ACC-MCC-151 | ACC 1 U2 UPS PANEL 02-LVF-PPL-014, BR5 |  | ACC 1 U2 UPS PANEL 02-LVF-PPL-014
MCC 131 SHUNT TRIP POWER | 01-ACC-MCC-131 | ACC 1 U2 UPS PANEL 02-LVF-PPL-014, BR2 |  | ACC 1 U2 UPS PANEL 02-LVF-PPL-014
MCC 231 SHUNT TRIP POWER | 01-ACC-MCC-231 | ACC 1 U2 UPS PANEL 02-LVF-PPL-014, BR4 |  | ACC 1 U2 UPS PANEL 02-LVF-PPL-014
MCC 251 SHUNT TRIP POWER | 01-ACC-MCC-251 | ACC 1 U2 UPS PANEL 02-LVF-PPL-014, BR6 |  | ACC 1 U2 UPS PANEL 02-LVF-PPL-014
00-DCS-CAB-20 POWER 2 | 00-DCS-CAB-20 | ACC 2 U1 UPS PANEL 02-LVF-PPL-015, BR1 |  | ACC 2 U1 UPS PANEL 02-LVF-PPL-015
00-DCS-CAB-22 POWER 2 | 00-DCS-CAB-22 | ACC 2 U1 UPS PANEL 02-LVF-PPL-015, BR3 |  | ACC 2 U1 UPS PANEL 02-LVF-PPL-015
MCC 161 SHUNT TRIP POWER | 02-ACC-MCC-161 | ACC 2 U1 UPS PANEL 02-LVF-PPL-015, BR5 |  | ACC 2 U1 UPS PANEL 02-LVF-PPL-015
MCC 141 SHUNT TRIP POWER | 02-ACC-MCC-141 | ACC 2 U1 UPS PANEL 02-LVF-PPL-015, BR2 |  | ACC 2 U1 UPS PANEL 02-LVF-PPL-015
MCC 241 SHUNT TRIP POWER | 02-ACC-MCC-241 | ACC 2 U1 UPS PANEL 02-LVF-PPL-015, BR4 |  | ACC 2 U1 UPS PANEL 02-LVF-PPL-015
MCC 261 SHUNT TRIP POWER | 02-ACC-MCC-261 | ACC 2 U1 UPS PANEL 02-LVF-PPL-015, BR6 |  | ACC 2 U1 UPS PANEL 02-LVF-PPL-015
00-DCS-CAB-20 POWER 1 | 00-DCS-CAB-20 | ACC 2 U1 UPS PANEL 01-LVF-PPL-015, BR1 |  | ACC 2 U1 UPS PANEL 01-LVF-PPL-015
00-DCS-CAB-22 POWER 1 | 00-DCS-CAB-22 | ACC 2 U1 UPS PANEL 01-LVF-PPL-015, BR3 |  | ACC 2 U1 UPS PANEL 01-LVF-PPL-015
MCC 161 SHUNT TRIP POWER | 02-ACC-MCC-161 | ACC 2 U1 UPS PANEL 01-LVF-PPL-015, BR5 |  | ACC 2 U1 UPS PANEL 01-LVF-PPL-015
00-DCS-CAB-22 SOLENOID POWER | 00-DCS-CAB-22 | ACC 2 U1 UPS PANEL 01-LVF-PPL-015, BR7 |  | ACC 2 U1 UPS PANEL 01-LVF-PPL-015
MCC 141 SHUNT TRIP POWER | 02-ACC-MCC-141 | ACC 2 U1 UPS PANEL 01-LVF-PPL-015, BR2 |  | ACC 2 U1 UPS PANEL 01-LVF-PPL-015
MCC 241 SHUNT TRIP POWER | 02-ACC-MCC-241 | ACC 2 U1 UPS PANEL 01-LVF-PPL-015, BR4 |  | ACC 2 U1 UPS PANEL 01-LVF-PPL-015
MCC 261 SHUNT TRIP POWER | 02-ACC-MCC-261 | ACC 2 U1 UPS PANEL 01-LVF-PPL-015, BR6 |  | ACC 2 U1 UPS PANEL 01-LVF-PPL-015
SITE WEATHER STATION | 00-BOP-WST-01 | ADMIN BLDG U1 UPS PNL, BR1 |  | ADMIN BLDG U1 UPS PNL
SITE WEATHER STATION RAIN GAUGE | 00-LT-WST966 | ADMIN BLDG U1 UPS PNL, BR3 |  | ADMIN BLDG U1 UPS PNL
WTT BLDG MAIN CPL | 00-DWT-PNL-01 | ADMIN BLDG U1 UPS PNL, BR5 |  | ADMIN BLDG U1 UPS PNL
U1 VIRT HMI SERV/NTWRK CAB PWR DIST PRIMARY | 01CKC00GH002\20 | ADMIN BLDG U1 UPS PNL, BR15 |  | ADMIN BLDG U1 UPS PNL
U1 VIRT HMI SERV/NTWRK CAB PWR DIST PRIMARY | 01CKC00GH002\21 | ADMIN BLDG U1 UPS PNL, BR17 |  | ADMIN BLDG U1 UPS PNL
DCS NTWRK CAB 0 PRI PWR FEED 120VAC UPS | 00-DCS-CAB-00 | ADMIN BLDG U1 UPS PNL, BR19 |  | ADMIN BLDG U1 UPS PNL
DCS NTWRK CAB 2 PRI PWR FEED 120VAC UPS | 00-DCS-CAB-02 | ADMIN BLDG U1 UPS PNL, BR21 |  | ADMIN BLDG U1 UPS PNL
ADMN BLDG DCS RM N WALL UNIT 1 DSK RCPTS | 01-LVF-PPL-013-25 | ADMIN BLDG U1 UPS PNL, BR25 | Power Panel | ADMIN BLDG U1 UPS PNL
ADMN BLDG CTRL RM UNIT 1 FLR RCPTS | 01-LVF-PPL-013-27 | ADMIN BLDG U1 UPS PNL, BR27 | Power Panel | ADMIN BLDG U1 UPS PNL
ADMN BLDG CTRL RM UNIT 1 S WALL TV RCPT | 01-LVF-PPL-013-29 | ADMIN BLDG U1 UPS PNL, BR29 | Power Panel | ADMIN BLDG U1 UPS PNL
ADMN BLDG CTRL RM UNIT 1 MAIN DSK W RCPTS | 01-LVF-PPL-013-31 | ADMIN BLDG U1 UPS PNL, BR31 | Power Panel | ADMIN BLDG U1 UPS PNL
ADMN BLDG CTRL RM UNIT 1 MAIN DSK E RCPTS | 01-LVF-PPL-013-33 | ADMIN BLDG U1 UPS PNL, BR33 | Power Panel | ADMIN BLDG U1 UPS PNL
WTT RO CIP CPL PRI PWR FEED | 00-DWT-CPL-05B | ADMIN BLDG U1 UPS PNL, BR6 | Control Power Feed | ADMIN BLDG U1 UPS PNL
VMS CTRL RM SRVR CAB FEED 1 120VAC UPS | 00-VMS-CPL-02 | ADMIN BLDG U1 UPS PNL, BR18 | Control Power Feed | ADMIN BLDG U1 UPS PNL
DCS NTWRK CAB 1 PRI PWR FEED 120VAC UPS | 00-DCS-CAB-01 | ADMIN BLDG U1 UPS PNL, BR20 |  | ADMIN BLDG U1 UPS PNL
DCS SRVR CAB 1 PRI PWR FEED PDU1 120VAC UPS | 00-DCS-CAB-95 | ADMIN BLDG U1 UPS PNL, BR22 |  | ADMIN BLDG U1 UPS PNL
DCS SRVR CAB 1 PRI PWR FEED PDU3 120VAC UPS | 00-DCS-CAB-95 | ADMIN BLDG U1 UPS PNL, BR24 |  | ADMIN BLDG U1 UPS PNL
ADMN BLDG DCS RM E WALL UNIT 1 DSK RCPTS | 01-LVF-PPL-013-26 | ADMIN BLDG U1 UPS PNL, BR26 | Power Panel | ADMIN BLDG U1 UPS PNL
ADMN BLDG CTRL RM E WALL UNIT 1 DSK RCPTS | 01-LVF-PPL-013-28 | ADMIN BLDG U1 UPS PNL, BR28 | Power Panel | ADMIN BLDG U1 UPS PNL
DCS SRVR CAB 2 PRI PWR FEED PDU1 | 00-DCS-CAB-96 | ADMIN BLDG U1 UPS PNL, BR30 |  | ADMIN BLDG U1 UPS PNL
DCS SRVR CAB 2 PRI PWR FEED PDU3 | 00-DCS-CAB-96 | ADMIN BLDG U1 UPS PNL, BR32 |  | ADMIN BLDG U1 UPS PNL
ELE RM RCP (ADMIN VENDOR CABLING) | 01-LVF-PPL-013-36 | ADMIN BLDG U1 UPS PNL, BR34 | Power Panel | ADMIN BLDG U1 UPS PNL
ELE RM RCP (ADMIN VENDOR CABLING) | 01-LVF-PPL-013-36 | ADMIN BLDG U1 UPS PNL, BR36 | Power Panel | ADMIN BLDG U1 UPS PNL
COMM RM RCP (MHPS-JPOW. -ADM. VEND. CABL) | 01-LVF-PPL-013-38 | ADMIN BLDG U1 UPS PNL, BR38 | Power Panel | ADMIN BLDG U1 UPS PNL
UNIT 2 VIRTUAL HMI SERV. / NTWRK CAB PWR DIST | 02CKC00GH002\20 | ADMIN BLDG U2 UPS PNL, BR15 |  | ADMIN BLDG U2 UPS PNL
UNIT 2 VIRTUAL HMI SERV. / NTWRK CAB PWR DIST | 02CKC00GH002\21 | ADMIN BLDG U2 UPS PNL, BR17 |  | ADMIN BLDG U2 UPS PNL
DCS NTWRK CAB 0 SEC PWR FEED 120VAC UPS | 00-DCS-CAB-00 | ADMIN BLDG U2 UPS PNL, BR19 |  | ADMIN BLDG U2 UPS PNL
DCS NTWRK CAB 2 SEC PWR FEED 120VAC UPS | 00-DCS-CAB-02 | ADMIN BLDG U2 UPS PNL, BR21 |  | ADMIN BLDG U2 UPS PNL
ADMN BLDG DCS RM N WALL UNIT 2 DSK RCPTS | 02-LVF-PPL-013-25 | ADMIN BLDG U2 UPS PNL, BR25 | Power Panel | ADMIN BLDG U2 UPS PNL
ADMN BLDG CTRL RM UNIT 2 FLR RCPTS | 02-LVF-PPL-013-27 | ADMIN BLDG U2 UPS PNL, BR27 | Power Panel | ADMIN BLDG U2 UPS PNL
ADMN BLDG CTRL RM UNIT 2 S WALL TV RCPTS | 02-LVF-PPL-013-29 | ADMIN BLDG U2 UPS PNL, BR29 | Power Panel | ADMIN BLDG U2 UPS PNL
ADMN BLDG CTRL RM UNIT 2 MAIN DSK W RCPTS | 02-LVF-PPL-013-31 | ADMIN BLDG U2 UPS PNL, BR31 | Power Panel | ADMIN BLDG U2 UPS PNL
ADMN BLDG CTRL RM UNIT 2 MAIN DSK E RCPTS | 02-LVF-PPL-013-33 | ADMIN BLDG U2 UPS PNL, BR33 | Power Panel | ADMIN BLDG U2 UPS PNL
WTT BLDG MAIN CPL 120VAC UPS REDUNDANT | 00-DWT-PNL-01 | ADMIN BLDG U2 UPS PNL, BR6 |  | ADMIN BLDG U2 UPS PNL
WTT RO CIP CPL 120V UPS REDUNDANT | 00-DWT-CPL-05B | ADMIN BLDG U2 UPS PNL, BR8 | Control Power Feed | ADMIN BLDG U2 UPS PNL
VMS CTRL RM SRVR CAB FEED 2 120VAC UPS | 00-VMS-CPL-02 | ADMIN BLDG U2 UPS PNL, BR18 |  | ADMIN BLDG U2 UPS PNL
DCS NTWRK CAB 1 SEC PWR FEED 120VAC UPS | 00-DCS-CAB-01 | ADMIN BLDG U2 UPS PNL, BR20 |  | ADMIN BLDG U2 UPS PNL
DCS SRVR CAB 1 SEC PWR FEED PDU2 120VAC UPS | 00-DCS-CAB-95 | ADMIN BLDG U2 UPS PNL, BR22 |  | ADMIN BLDG U2 UPS PNL
DCS SRVR CAB 1 SEC PWR FEED PDU4 120VAC UPS | 00-DCS-CAB-95 | ADMIN BLDG U2 UPS PNL, BR24 |  | ADMIN BLDG U2 UPS PNL
ADMN BLDG DCS RM E WALL UNIT 2 DSK RCPTS | 02-LVF-PPL-013-26 | ADMIN BLDG U2 UPS PNL, BR26 | Power Panel | ADMIN BLDG U2 UPS PNL
ADMN BLDG CTRL RM E WALL UNIT 2 DSK RCPTS | 02-LVF-PPL-013-28 | ADMIN BLDG U2 UPS PNL, BR28 | Power Panel | ADMIN BLDG U2 UPS PNL
ADMN BLDG CTRL RM W DSK PRINTER RCPTS | 02-LVF-PPL-013-30 | ADMIN BLDG U2 UPS PNL, BR30 | Power Panel | ADMIN BLDG U2 UPS PNL
DCS SRVR CAB 2 SEC PWR FEED PDU2 120VAC UPS | 00-DCS-CAB-96 | ADMIN BLDG U2 UPS PNL, BR32 |  | ADMIN BLDG U2 UPS PNL
DCS SRVR CAB 2 SEC PWR FEED PDU4 120VAC UPS | 00-DCS-CAB-96 | ADMIN BLDG U2 UPS PNL, BR34 |  | ADMIN BLDG U2 UPS PNL
COMM RM RCP (MHPS-JPOW-ADM. VENDOR CABLING) | 02-LVF-PPL-013-38 | ADMIN BLDG U2 UPS PNL, BR38 | Power Panel | ADMIN BLDG U2 UPS PNL
BATTERY INPUT TO SECONDARY DC BUS | 02-LVE-PPL-01 | MVB, DC DISTRIBUTION PANEL 02-LVE-PPL-01, F1 | Power Panel | DC DISTRIBUTION PANEL 02-LVE-PPL-01
CHARGER A INPUT TO SECONDARY DC BUS | 02-LVE-PPL-01 | MVB, DC DISTRIBUTION PANEL 02-LVE-PPL-01, F2 | Power Panel | DC DISTRIBUTION PANEL 02-LVE-PPL-01
CH. A INP. TO PRIM. DC BUS (JUMPER TO FUSE F2) |  | MVB, DC DISTRIBUTION PANEL 02-LVE-PPL-01, F3 |  | DC DISTRIBUTION PANEL 02-LVE-PPL-01
CHARGER B INPUT TO SECONDARY DC BUS | 02-LVE-PPL-01 | MVB, DC DISTRIBUTION PANEL 02-LVE-PPL-01, F4 | Power Panel | DC DISTRIBUTION PANEL 02-LVE-PPL-01
CH. B INP. TO PRIM. DC BUS (JUMPER TO FUSE F2) |  | MVB, DC DISTRIBUTION PANEL 02-LVE-PPL-01, F5 |  | DC DISTRIBUTION PANEL 02-LVE-PPL-01
UPS SYSTEM UNIT 02 | 02-LVF-UPS-01 | MVB, DC DISTRIBUTION PANEL 02-LVE-PPL-01, F6 |  | DC DISTRIBUTION PANEL 02-LVE-PPL-01
HRSG 2 PDC 125VDC PANELBOARD 01 DSW | 02-LVE-DSW-012 | MVB, DC DISTRIBUTION PANEL 02-LVE-PPL-01, F7 | Power Panel | DC DISTRIBUTION PANEL 02-LVE-PPL-01
ADMIN BUILDING 125VDC PANELBOARD 02 RBX | 02-LVE-RBX-013 | MVB, DC DISTRIBUTION PANEL 02-LVE-PPL-01, F8 | Power Panel | DC DISTRIBUTION PANEL 02-LVE-PPL-01
IPBD 2 UAT DSW MAIN 125 VDC | 02-IPB-CPL-01 | MVB, DC DISTRIBUTION PANEL 02-LVE-PPL-01, F10.1 | Control Power Feed | DC DISTRIBUTION PANEL 02-LVE-PPL-01
SWGR 21/MCC 21 BREAKER CONTROL | 00-MVB-SWG-21 | MVB, DC DISTRIBUTION PANEL 02-LVE-PPL-01, F10.3 |  | DC DISTRIBUTION PANEL 02-LVE-PPL-01
RELAY PANEL 02-RPS-PNL-08 SEL-487E | 02-RPS-PNL-08 | MVB, DC DISTRIBUTION PANEL 02-LVE-PPL-01, F10.5 |  | DC DISTRIBUTION PANEL 02-LVE-PPL-01
RELAY PANEL 02-RPS-PNL-08 GE T60U & MET-UAT | 02-RPS-PNL-08 | MVB, DC DISTRIBUTION PANEL 02-LVE-PPL-01, F10.7 |  | DC DISTRIBUTION PANEL 02-LVE-PPL-01
UNIT 2 GSU CONTROL PANEL 125 VDC PWR MAIN | 02-GSU-CPL-01 | MVB, DC DISTRIBUTION PANEL 02-LVE-PPL-01, F10.9 | Control Power Feed | DC DISTRIBUTION PANEL 02-LVE-PPL-01
UNIT 1 SFC CUBICLE (REDUNDANT CTRL PWR-1) | 01MKE01GU101\00 | MVB, DC DISTRIBUTION PANEL 02-LVE-PPL-01, F10.13 |  | DC DISTRIBUTION PANEL 02-LVE-PPL-01
UNIT 2 SFC CUBICLE (REDUNDANT CTRL PWR-2) | 02MKE01GU101\01 | MVB, DC DISTRIBUTION PANEL 02-LVE-PPL-01, F10.15 |  | DC DISTRIBUTION PANEL 02-LVE-PPL-01
UNIT 2 GCB MAIN 125 VDC | 02-GEN-CPL-01 | MVB, DC DISTRIBUTION PANEL 02-LVE-PPL-01, F10.17 | Control Power Feed | DC DISTRIBUTION PANEL 02-LVE-PPL-01
UNIT 1 GCB TRIP COIL 2 125 VDC | 01-GEN-CPL-01 | MVB, DC DISTRIBUTION PANEL 02-LVE-PPL-01, F10.19 | Control Power Feed | DC DISTRIBUTION PANEL 02-LVE-PPL-01
SAT 21 CONTROL PANEL 125 VDC PWR MAIN | 00-SAT-CPL-21 | MVB, DC DISTRIBUTION PANEL 02-LVE-PPL-01, F10.2 | Control Power Feed | DC DISTRIBUTION PANEL 02-LVE-PPL-01
UAT 02 CONTROL PANEL 125 VDC PWR MAIN | 00-UAT-CPL-02 | MVB, DC DISTRIBUTION PANEL 02-LVE-PPL-01, F10.4 | Control Power Feed | DC DISTRIBUTION PANEL 02-LVE-PPL-01
SWGR 2 BREAKER CONTROL | 00-MVA-SWG-2 | MVB, DC DISTRIBUTION PANEL 02-LVE-PPL-01, F10.6 |  | DC DISTRIBUTION PANEL 02-LVE-PPL-01
SWGR 27 BREAKER CONTROL | 01-LVB-SWG-27 | MVB, DC DISTRIBUTION PANEL 02-LVE-PPL-01, F10.8 |  | DC DISTRIBUTION PANEL 02-LVE-PPL-01
MV SWGR BREAKER TEST CABINET |  | MVB, DC DISTRIBUTION PANEL 02-LVE-PPL-01, F10.10 |  | DC DISTRIBUTION PANEL 02-LVE-PPL-01
TURBINE CONTROL PANEL | 01MBY01GH001\80 | TCP |  | DC distribution panel U1
DC POWER SUPPLY FOR EXCITATION SYSTEM | 01MKC01GU101\80 | TCP |  | DC distribution panel U1
DC POWER SUPPLY FOR EXCITATION SYSTEM | 01MKC01GU101\81 | TCP |  | DC distribution panel U1
TURBINE SUPERVISORY INSTRUMENT PANEL | 01MBY01GH016\80 | TCP |  | DC distribution panel U1
TURBINE PROTECTION PANEL | 01MBY01GH010\80 | TCP |  | DC distribution panel U1
LOCAL OPS AND EMS DESK AND TURBINE CONTROL | 01CKC00GH001 | TCP |  | DC distribution panel U1
TURBINE REMOTE I/O PANEL A | 01MBY93GH001\80 | TCP |  | DC distribution panel U1
TURBINE REMOTE I/O PANEL B | 01MBY93GH002\80 | TCP |  | DC distribution panel U1
GCRP (GEN. CONTROL AND PROTEC. RELAY PANEL) | 01CHC00GH001\80 | TCP |  | DC distribution panel U1
GCRP | 01CHC00GH001\81 | TCP |  | DC distribution panel U1
NEUTRAL GROUND CUBICLE FOR GEN | 01BAW11GH001\80 | TCP |  | DC distribution panel U1
ST VACUUM BREAKER No.1 | 01MAC11AA901 | TCP |  | DC distribution panel U1
LUBE OIL PUMP DISCONNECT | 01MPV01AP401-M01 | TCP | Pump | DC distribution panel U1
SEAL OIL PUMP DISCONNECT | 01MKW04AP101-M01 | TCP | Pump | DC distribution panel U1
ST VACUUM BREAKER No.2 | 01MAC11AA902 | TCP |  | DC distribution panel U1
TURBINE CONTROL PANEL | 02MBY01GH001\80 | TCP |  | DC distribution panel U2
DC POWER SUPPLY FOR EXCITATION SYSTEM | 02MKC01GU101\80 | TCP |  | DC distribution panel U2
DC POWER SUPPLY FOR EXCITATION SYSTEM | 02MKC01GU101\81 | TCP |  | DC distribution panel U2
TURBINE SUPERVISORY INSTRUMENT PANEL | 02MBY01GH016\80 | TCP |  | DC distribution panel U2
TURBINE PROTECTION PANEL | 02MBY01GH010\80 | TCP |  | DC distribution panel U2
LOCAL OPS AND EMS DESK AND TURBINE CONTROL | 02CKC00GH001 | TCP |  | DC distribution panel U2
TURBINE REMOTE I/O PANEL A | 02MBY93GH001\80 | TCP |  | DC distribution panel U2
TURBINE REMOTE I/O PANEL B | 02MBY93GH002\80 | TCP |  | DC distribution panel U2
GCRP (GEN. CONTROL AND PROTEC. RELAY PANEL) | 02CHC00GH001\80 | TCP |  | DC distribution panel U2
GCRP | 02CHC00GH001\81 | TCP |  | DC distribution panel U2
NEUTRAL GROUND CUBICLE FOR GEN | 02BAW11GH001\80 | TCP |  | DC distribution panel U2
ST VACUUM BREAKER No.1 | 02MAC11AA901 | TCP |  | DC distribution panel U2
LUBE OIL PUMP DISCONNECT | 02MPV01AP401-M01 | TCP | Pump | DC distribution panel U2
SEAL OIL PUMP DISCONNECT | 02MKW04AP101-M01 | TCP | Pump | DC distribution panel U2
ST VACUUM BREAKER No.2 | 02MAC11AA902 | TCP |  | DC distribution panel U2
00-DCS-CAB-60 POWER 1 | 00-DCS-CAB-60 | HRSG 1 U1 UPS PANEL, BR1 |  | HRSG 1 U1 UPS PANEL
00-DCS-CAB-06 POWER 1 | 00-DCS-CAB-06 | HRSG 1 U1 UPS PANEL, BR3 |  | HRSG 1 U1 UPS PANEL
00-DCS-CAB-62 POWER 1 | 00-DCS-CAB-62 | HRSG 1 U1 UPS PANEL, BR5 |  | HRSG 1 U1 UPS PANEL
00-DCS-CAB-61 POWER 1 | 00-DCS-CAB-61 | HRSG 1 U1 UPS PANEL, BR7 |  | HRSG 1 U1 UPS PANEL
FGS COMP A CONTROL PANEL 1 UPS FEED 1 | 00-FGS-CPL-01A | HRSG 1 U1 UPS PANEL, BR9 | Control Power Feed | HRSG 1 U1 UPS PANEL
FGS COMP C CONTROL PANEL 1 UPS FEED 1 | 00-FGS-CPL-01C | HRSG 1 U1 UPS PANEL, BR11 | Control Power Feed | HRSG 1 U1 UPS PANEL
HRSG 1 HP DRM LVL GAUGE ILLUM 120VAC FEED 1 | 01-LI-HHS905 | HRSG 1 U1 UPS PANEL, BR13 |  | HRSG 1 U1 UPS PANEL
HRSG 1 IP DRM LVL GAUGE ILLUM 120VAC FEED 1 | 01-LI-HIS903 | HRSG 1 U1 UPS PANEL, BR15 |  | HRSG 1 U1 UPS PANEL
HRSG 1 LP DRM LVL GAUGE ILLUM 120VAC FEED 1 | 01-LI-HLS930 | HRSG 1 U1 UPS PANEL, BR17 |  | HRSG 1 U1 UPS PANEL
HRSG 1 FAA CPL 120VAC PWR FEED | 01-FAA-CPL-01 | HRSG 1 U1 UPS PANEL, BR19 | Control Power Feed | HRSG 1 U1 UPS PANEL
UNIT 1 HRSG DUCT BURNER UPS ATS FEED 1 | 01-BUR-ATS-01 | HRSG 1 U1 UPS PANEL, BR21 |  | HRSG 1 U1 UPS PANEL
HRSG 1 U1 UPS PANEL
00-DCS-CAB-70 POWER 1 | 00-DCS-CAB-70 | HRSG 1 U1 UPS PANEL, BR2 |  | HRSG 1 U1 UPS PANEL
VIBRATION MONITOR CAB POWER 1 | 01-VMS-CPL-01 | HRSG 1 U1 UPS PANEL, BR4 | Control Power Feed | HRSG 1 U1 UPS PANEL
00-DCS-CAB-72 POWER 1 | 00-DCS-CAB-72 | HRSG 1 U1 UPS PANEL, BR6 |  | HRSG 1 U1 UPS PANEL
UNIT 1 CEMS ELECTRICAL PNL 120 V UPS | 01-CEM-PNL-01 | HRSG 1 U1 UPS PANEL, BR8 |  | HRSG 1 U1 UPS PANEL
FGS COMP B CONTROL PANEL 1 UPS FEED 1 | 00-FGS-CPL-01B | HRSG 1 U1 UPS PANEL, BR10 | Control Power Feed | HRSG 1 U1 UPS PANEL
FGS CND PLC/CHROMATOGRAPH PWR FEED 1 | 00-FGS-ATS-01 | HRSG 1 U1 UPS PANEL, BR12 |  | HRSG 1 U1 UPS PANEL
FUEL GAS CAL. METER PNL AC PWR 120 VAC UPS | 00MBP01GH012 | HRSG 1 U1 UPS PANEL, BR14 |  | HRSG 1 U1 UPS PANEL
UNIT 1 HRSG SCR HTR JBX 103 UPS PWR 120 VAC | 01-SCR-JBX-103 | HRSG 1 U1 UPS PANEL, BR16 |  | HRSG 1 U1 UPS PANEL
UNIT 1 WTT CALCITE FILTER UPS FEED 1 | 01-DWS-CPL-06 | HRSG 1 U1 UPS PANEL, BR18 | Control Power Feed | HRSG 1 U1 UPS PANEL
00-DCS-CAB-60 POWER 2 | 00-DCS-CAB-60 | HRSG 1 U2 UPS PANEL, BR1 |  | HRSG 1 U2 UPS PANEL
00-DCS-CAB-06 POWER 2 | 00-DCS-CAB-06 | HRSG 1 U2 UPS PANEL, BR3 |  | HRSG 1 U2 UPS PANEL
00-DCS-CAB-62 POWER 2 | 00-DCS-CAB-62 | HRSG 1 U2 UPS PANEL, BR5 |  | HRSG 1 U2 UPS PANEL
00-DCS-CAB-71 POWER 2 | 00-DCS-CAB-71 | HRSG 1 U2 UPS PANEL, BR7 |  | HRSG 1 U2 UPS PANEL
FGS COMP A CONTROL PANEL 1 UPS FEED 2 | 00-FGS-CPL-01A | HRSG 1 U2 UPS PANEL, BR9 | Control Power Feed | HRSG 1 U2 UPS PANEL
FGS COMP C CONTROL PANEL 1 UPS FEED 2 | 00-FGS-CPL-01C | HRSG 1 U2 UPS PANEL, BR11 | Control Power Feed | HRSG 1 U2 UPS PANEL
UNIT 1 WTT CALCITE FILTER UPS FEED 2 | 01-DWS-CPL-06 | HRSG 1 U2 UPS PANEL, BR13 | Control Power Feed | HRSG 1 U2 UPS PANEL
HRSG 1 HP DRM LVL GAUGE ILLUM 120VAC PWR FEED 2 | 01-LI-HHS905 | HRSG 1 U2 UPS PANEL, BR15 |  | HRSG 1 U2 UPS PANEL
HRSG 1 IP DRM LVL GAUGE ILLUM 120VAC PWR FEED 2 | 01-LI-HIS903 | HRSG 1 U2 UPS PANEL, BR17 |  | HRSG 1 U2 UPS PANEL
HRSG 1 LP DRM LVL GAUGE ILLUM 120VAC PWR FEED 2 | 01-LI-HLS930 | HRSG 1 U2 UPS PANEL, BR19 |  | HRSG 1 U2 UPS PANEL
UNIT 1 HRSG DUCT BURNER UPS ATS FEED 2 | 01-BUR-ATS-01 | HRSG 1 U2 UPS PANEL, BR21 |  | HRSG 1 U2 UPS PANEL
00-DCS-CAB-70 POWER 2 | 00-DCS-CAB-70 | HRSG 1 U2 UPS PANEL, BR2 |  | HRSG 1 U2 UPS PANEL
VIBRATION MONITOR CAB POWER 2 | 01-VMS-CPL-01 | HRSG 1 U2 UPS PANEL, BR4 | Control Power Feed | HRSG 1 U2 UPS PANEL
00-DCS-CAB-72 POWER 2 | 00-DCS-CAB-72 | HRSG 1 U2 UPS PANEL, BR6 |  | HRSG 1 U2 UPS PANEL
UNIT 1 CEMS ELECTRICAL PNL 120 V UPS REDUNDANT | 01-CEM-PNL-01 | HRSG 1 U2 UPS PANEL, BR8 |  | HRSG 1 U2 UPS PANEL
FGS COMP B CONTROL PANEL 1 UPS FEED 2 | 00-FGS-CPL-01B | HRSG 1 U2 UPS PANEL, BR10 | Control Power Feed | HRSG 1 U2 UPS PANEL
FGS COND PLC/CHROMATOGRAPH PWR FEED 2 | 00-FGS-ATS-01 | HRSG 1 U2 UPS PANEL, BR12 |  | HRSG 1 U2 UPS PANEL
00-DCS-CAB-80 POWER 1 | 00-DCS-CAB-80 | HRSG 2 U1 UPS PANEL, BR1 |  | HRSG 2 U1 UPS PANEL
00-DCS-CAB-08 POWER 2 | 00-DCS-CAB-08 | HRSG 2 U1 UPS PANEL, BR3 |  | HRSG 2 U1 UPS PANEL
00-DCS-CAB-82 POWER 3 | 00-DCS-CAB-82 | HRSG 2 U1 UPS PANEL, BR5 |  | HRSG 2 U1 UPS PANEL
00-DCS-CAB-81 POWER 4 | 00-DCS-CAB-81 | HRSG 2 U1 UPS PANEL, BR7 |  | HRSG 2 U1 UPS PANEL
AUX BLR 120 VAC UPS PWR 1 | 00-AXS-CPL-01 | HRSG 2 U1 UPS PANEL, BR9 | Control Power Feed | HRSG 2 U1 UPS PANEL
HRSG 2 HP DRM LVL GAUGE ILLUM 120VAC FEED 1 | 02-LI-HHS905 | HRSG 2 U1 UPS PANEL, BR11 |  | HRSG 2 U1 UPS PANEL
HRSG 2 IP DRM LVL GAUGE ILLUM 120VAC FEED 1 | 02-LI-HIS903 | HRSG 2 U1 UPS PANEL, BR13 |  | HRSG 2 U1 UPS PANEL
HRSG 2 LP DRM LVL GAUGE ILLUM 120VAC FEED 1 | 02-LI-HLS930 | HRSG 2 U1 UPS PANEL, BR15 |  | HRSG 2 U1 UPS PANEL
00-DCS-CAB-90 POWER 1 | 00-DCS-CAB-90 | HRSG 2 U1 UPS PANEL, BR2 |  | HRSG 2 U1 UPS PANEL
VIBRATION MONITOR CAB POWER 1 | 02-VMS-CPL-01 | HRSG 2 U1 UPS PANEL, BR4 | Control Power Feed | HRSG 2 U1 UPS PANEL
00-DCS-CAB-92 POWER 1 | 00-DCS-CAB-92 | HRSG 2 U1 UPS PANEL, BR6 |  | HRSG 2 U1 UPS PANEL
UNIT 2 CEMS ELECTRICAL PNL 120 V UPS | 02-CEM-PNL-01 | HRSG 2 U1 UPS PANEL, BR8 |  | HRSG 2 U1 UPS PANEL
UNIT 2 HRSG SCR HTR JBX 103 UPS PWR 120 VAC | 02-SCR-JBX-103 | HRSG 2 U1 UPS PANEL, BR10 |  | HRSG 2 U1 UPS PANEL
UNIT 2 WTT CALCITE FILTER UPS FEED 1 | 02-DWS-CPL-06 | HRSG 2 U1 UPS PANEL, BR12 | Control Power Feed | HRSG 2 U1 UPS PANEL
HRSG 2 DCT BNR UPS ATS FEED 1 | 02-BUR-ATS-01 | HRSG 2 U1 UPS PANEL, BR14 |  | HRSG 2 U1 UPS PANEL
00-DCS-CAB-80 POWER 2 | 00-DCS-CAB-80 | HRSG 2 U2 UPS PANEL, BR1 |  | HRSG 2 U2 UPS PANEL
00-DCS-CAB-08 POWER 2 | 00-DCS-CAB-08 | HRSG 2 U2 UPS PANEL, BR3 |  | HRSG 2 U2 UPS PANEL
00-DCS-CAB-82 POWER 2 | 00-DCS-CAB-82 | HRSG 2 U2 UPS PANEL, BR5 |  | HRSG 2 U2 UPS PANEL
00-DCS-CAB-91 POWER 2 | 00-DCS-CAB-91 | HRSG 2 U2 UPS PANEL, BR7 |  | HRSG 2 U2 UPS PANEL
UNIT 2 WTT CALCITE FILTER UPS FEED 2 | 02-DWS-CPL-06 | HRSG 2 U2 UPS PANEL, BR9 | Control Power Feed | HRSG 2 U2 UPS PANEL
AUX BLR 120 VAC UPS PWR 2 | 00-AXS-CPL-01 | HRSG 2 U2 UPS PANEL, BR11 | Control Power Feed | HRSG 2 U2 UPS PANEL
HRSG 2 HP DRM LVL GAUGE ILLUM 120VAC PWR FEED 2 | 02-LI-HHS905 | HRSG 2 U2 UPS PANEL, BR13 |  | HRSG 2 U2 UPS PANEL
HRSG 2 IP DRM LVL GAUGE ILLUM 120VAC PWR FEED 2 | 02-LI-HIS903 | HRSG 2 U2 UPS PANEL, BR15 |  | HRSG 2 U2 UPS PANEL
HRSG 2 LP DRM LVL GAUGE ILLUM 120VAC PWR FEED 2 | 02-LI-HLS930 | HRSG 2 U2 UPS PANEL, BR17 |  | HRSG 2 U2 UPS PANEL
HRSG 2 FAA CPL 120VAC PWR FEED | 02-FAA-CPL-01 | HRSG 2 U2 UPS PANEL, BR19 | Control Power Feed | HRSG 2 U2 UPS PANEL
00-DCS-CAB-90 POWER 2 | 00-DCS-CAB-90 | HRSG 2 U2 UPS PANEL, BR2 |  | HRSG 2 U2 UPS PANEL
VIBRATION MONITOR CAB POWER 2 | 02-VMS-CPL-01 | HRSG 2 U2 UPS PANEL, BR4 | Control Power Feed | HRSG 2 U2 UPS PANEL
00-DCS-CAB-92 POWER 2 | 00-DCS-CAB-92 | HRSG 2 U2 UPS PANEL, BR6 |  | HRSG 2 U2 UPS PANEL
UNIT 2 CEMS ELECTRICAL PNL 120 V UPS REDUNDANT | 02-CEM-PNL-01 | HRSG 2 U2 UPS PANEL, BR8 |  | HRSG 2 U2 UPS PANEL
HRSG 2 DCT BNR UPS ATS FEED 2 | 02-BUR-ATS-01 | HRSG 2 U2 UPS PANEL, BR10 |  | HRSG 2 U2 UPS PANEL
UNIT 1 STEAM ELEC SUPERHEATER | 01-AXS-HTR-01 | HRSG-1 MCC ENCLOSURE CUBICLE 03D | Heater | HRSG SWG 11/21 | 480 V RACK OUT BREAKER
HRSG 1 MCC 01 | 01-HRG-MCC-111 | HRSG-1 MCC ENCLOSURE CUBICLE 01B |  | HRSG SWG 11/21 | 480 V RACK OUT BREAKER
UNIT 1 AMMONIA INJ HEATER | 01-SCR-HTR-01 | HRSG-1 MCC ENCLOSURE CUBICLE 03C | Heater | HRSG SWG 11/21 | 480 V RACK OUT BREAKER
AIR COMPRESSOR A | 01-INA-PNL-01A | HRSG-1 MCC ENCLOSURE CUBICLE 01D | Compressor | HRSG SWG 11/21 | 480 V RACK OUT BREAKER
FEEDER BREAKER | 01-LVB-SWG-11 | HRSG-1 MCC ENCLOSURE CUBICLE 02A |  | HRSG SWG 11/21 | 480 V RACK OUT BREAKER
TIE BREAKER 480V SWG-11 AND SWG-21 |  | HRSG-1 MCC ENCLOSURE CUBICLE 04C |  | HRSG SWG 11/21 | 480 V RACK OUT BREAKER
FUEL GAS LP DEW POINT HEATER | 00-FGS-HTR-01 | HRSG-1 MCC ENCLOSURE CUBICLE 06D | Heater | HRSG SWG 11/21 | 480 V RACK OUT BREAKER
UNIT 1 AMMONIA INJ HEATER | 01-SCR-HTR-02 | HRSG-1 MCC ENCLOSURE CUBICLE 06C | Heater | HRSG SWG 11/21 | 480 V RACK OUT BREAKER
HRSG 1 MCC 2 | 01-HRG-MCC-211 | HRSG-1 MCC ENCLOSURE CUBICLE 06B |  | HRSG SWG 11/21 | 480 V RACK OUT BREAKER
AIR COMPRESSOR B | 00-INA-PNL-01B | HRSG-1 MCC ENCLOSURE CUBICLE 05D | Compressor | HRSG SWG 11/21 | 480 V RACK OUT BREAKER
FEEDER BREAKER | 01-LVB-SWG-21 | HRSG-1 MCC ENCLOSURE CUBICLE 07A |  | HRSG SWG 11/21 | 480 V RACK OUT BREAKER
AUX BOILER COMBUSTION AIR FAN | 00-AXS-MFN-01 | HRSG-2 ENCLSURE 480V MCC 121, CUBICLE 02FM | Fan/Blower | MCC 121 | 480 V MOLDED CASE BREAKER
SERVICE WATER PUMP MOTOR A | 00-SWS-MPM-01A | HRSG-2 ENCLSURE 480V MCC 121, CUBICLE 03FM | Pump | MCC 121 | 480 V MOLDED CASE BREAKER
UNIT 2 MAIN LUBE OIL PUMP MOTOR A | 02MPV01AP101-M01 | HRSG-2 ENCLSURE 480V MCC 121, CUBICLE 04FM | Pump | MCC 121 | 480 V MOLDED CASE BREAKER
HRSG 2 PDC PANELBOARD 480V | 02-LVB-PPL-1211 | HRSG-2 ENCLSURE 480V MCC 121, CUBICLE 06FE | Power Panel | MCC 121 | 480 V MOLDED CASE BREAKER
AUX BOILER BUILDING PANELBOARD 480VAC | 02-LVB-PPL-1215 | HRSG-2 ENCLSURE 480V MCC 121, CUBICLE 06FH | Power Panel | MCC 121 | 480 V MOLDED CASE BREAKER
WAREHOUSE BUILDING LOAD PANELBOARD 480VAC | 02-LVB-PPL-1217 | HRSG-2 ENCLSURE 480V MCC 121, CUBICLE 06FM | Power Panel | MCC 121 | 480 V MOLDED CASE BREAKER
HRSG 2 TOP LEVEL SE PANELBOARD 480VAC | 02-LVB-PPL-1212 | HRSG-2 ENCLSURE 480V MCC 121, CUBICLE 07FC | Power Panel | MCC 121 | 480 V MOLDED CASE BREAKER
HRSG 2 GRADE WEST PANELBOARD 480VAC | 02-LVB-PPL-1213 | HRSG-2 ENCLSURE 480V MCC 121, CUBICLE 07FF | Power Panel | MCC 121 | 480 V MOLDED CASE BREAKER
HRSG 2 FINGER RACK PANELBOARD 480VAC | 02-LVB-PPL-1214 | HRSG-2 ENCLSURE 480V MCC 121, CUBICLE 07FJ | Power Panel | MCC 121 | 480 V MOLDED CASE BREAKER
WATER TREATMENT PANELBOARD 480VAC | 02-LVB-PPL-1218 | HRSG-2 ENCLSURE 480V MCC 121, CUBICLE 07FM | Power Panel | MCC 121 | 480 V MOLDED CASE BREAKER
DEMIN WATER PUMP MTR A | 00-DWS-MPM-01A | HRSG-2 ENCLSURE 480V MCC 121, CUBICLE 11FD | Pump | MCC 121 | 480 V MOLDED CASE BREAKER
DEMIN WATER PUMP MTR C | 00-DWS-MPM-01C | HRSG-2 ENCLSURE 480V MCC 121, CUBICLE 11FH | Pump | MCC 121 | 480 V MOLDED CASE BREAKER
UNIT 2 BFW LUBE OIL PUMP MTR A | 02-BFW-MPM-02A | HRSG-2 ENCLSURE 480V MCC 121, CUBICLE 12FF | Pump | MCC 121 | 480 V MOLDED CASE BREAKER
UNIT 2 HRSG BD SUMP PUMP A/B CONTROL PANEL | 02-BDN-CPL-01 | HRSG-2 ENCLSURE 480V MCC 121, CUBICLE 13FC(R) | Control Power Feed | MCC 121 | 480 V MOLDED CASE BREAKER
AUX BOILER FEED PUMP MOTOR 1 | 00-AXS-MPM-01A | HRSG-2 ENCLSURE 480V MCC 121, CUBICLE 13FF | Pump | MCC 121 | 480 V MOLDED CASE BREAKER
DWT TWO PASS RO A CONTROL PNL | 00-DWT-CPL-02A | HRSG-2 ENCLSURE 480V MCC 121, CUBICLE 13FJ | Control Power Feed | MCC 121 | 480 V MOLDED CASE BREAKER
HRSG 2 PDC XFMR 480-120/208VAC | 02-LVB-XFR-1211 | HRSG-2 ENCLSURE 480V MCC 121, CUBICLE 14FC(R) | Transformer | MCC 121 | 480 V MOLDED CASE BREAKER
HRSG 2 FINGER RACK HEAT TRACE XFMR 480-120/208V | 02-HTT-XFR-1211 | HRSG-2 ENCLSURE 480V MCC 121, CUBICLE 14FF(R) | Transformer | MCC 121 | 480 V MOLDED CASE BREAKER
HRSG 2 PIPE RACK GRADE HEAT TRACE XFMR | 02-HTT-XFR-1212 | HRSG-2 ENCLSURE 480V MCC 121, CUBICLE 14FJ(R) | Transformer | MCC 121 | 480 V MOLDED CASE BREAKER
WATER TREATMENT HEAT TRACE XFMR | 02-HTT-XFR-1213 | HRSG-2 ENCLSURE 480V MCC 121, CUBICLE 14FM(R) | Transformer | MCC 121 | 480 V MOLDED CASE BREAKER
POTABLE WATER TEMPERING SKID FEED A | 00-PWS-CPL-01 | HRSG-2 ENCLSURE 480V MCC 121, CUBICLE 15FC(L) | Control Power Feed | MCC 121 | 480 V MOLDED CASE BREAKER
UNIT 2 SAMPLE ANALYSIS PANEL DSW | 02-SMP-DSW-01 | HRSG-2 ENCLSURE 480V MCC 121, CUBICLE 15FC(R) |  | MCC 121 | 480 V MOLDED CASE BREAKER
UNIT 2 HRSG DUCT BURNER COOLING SKID BL0WER 1 | 02-BUR-MLB-01A | HRSG-2 ENCLSURE 480V MCC 121, CUBICLE 06FB | Fan/Blower | MCC 121 | 480 V MOLDED CASE BREAKER
UNIT 2 ACHE FAN 01A | 02-CCW-MFN-01A | HRSG-2 ENCLSURE 480V MCC 121, CUBICLE 08FF | Fan/Blower | MCC 121 | 480 V MOLDED CASE BREAKER
UNIT 2 ACHE FAN 01B | 02-CCW-MFN-01B | HRSG-2 ENCLSURE 480V MCC 121, CUBICLE 08FJ | Fan/Blower | MCC 121 | 480 V MOLDED CASE BREAKER
UNIT 2 ACHE FAN 01C | 02-CCW-MFN-01C | HRSG-2 ENCLSURE 480V MCC 121, CUBICLE 09FC | Fan/Blower | MCC 121 | 480 V MOLDED CASE BREAKER
UNIT 2 ACHE FAN 02A | 02-CCW-MFN-02A | HRSG-2 ENCLSURE 480V MCC 121, CUBICLE 9FF | Fan/Blower | MCC 121 | 480 V MOLDED CASE BREAKER
UNIT 2 ACHE FAN 02B | 02-CCW-MFN-02A | HRSG-2 ENCLSURE 480V MCC 121, CUBICLE 9FJ | Fan/Blower | MCC 121 | 480 V MOLDED CASE BREAKER
UNIT 2 ACHE FAN 02C | 02-CCW-MFN-02C | HRSG-2 ENCLSURE 480V MCC 121, CUBICLE 9FM | Fan/Blower | MCC 121 | 480 V MOLDED CASE BREAKER
UNIT 2 ACHE FAN 03A | 02-CCW-MFN-03A | HRSG-2 ENCLSURE 480V MCC 121, CUBICLE 10FC | Fan/Blower | MCC 121 | 480 V MOLDED CASE BREAKER
HRSG 2 AMMONIA INJECTION BLOWER A | 02-SCR-MFN-100A | HRSG-2 ENCLSURE 480V MCC 121, CUBICLE 05FM | Fan/Blower | MCC 121 | 480 V MOLDED CASE BREAKER
UNIT 2 BFW LUBE OIL PUMP MTR B | 02-BFW-MPM-02B | HRSG-2 ENCLSURE 480V MCC 221, CUBICLE 3FF | Pump | MCC 221 | 480 V MOLDED CASE BREAKER
SERVICE WATER PUMP MTR B | 00-SWS-MPM-01B | HRSG-2 ENCLSURE 480V MCC 221, CUBICLE 3FM | Pump | MCC 221 | 480 V MOLDED CASE BREAKER
UNIT 2 MAIN LUBE OIL PUMP MOTOR B | 02MPV01AP102-M01 | HRSG-2 ENCLSURE 480V MCC 221, CUBICLE 4FM | Pump | MCC 221 | 480 V MOLDED CASE BREAKER
DEMIN WATER PUMP MTR B | 00-DWS-MPM-01B | HRSG-2 ENCLSURE 480V MCC 221, CUBICLE 10FM | Pump | MCC 221 | 480 V MOLDED CASE BREAKER
UNIT 2 STG SWBD | 02-LVB-SWB-2211 | HRSG-2 ENCLSURE 480V MCC 221, CUBICLE 11FD |  | MCC 221 | 480 V MOLDED CASE BREAKER
WATER TREATMENT BLDG LOAD PANELBOARD 480VAC | 02-LVB-PPL-2211 | HRSG-2 ENCLSURE 480V MCC 221, CUBICLE 11FH | Power Panel | MCC 221 | 480 V MOLDED CASE BREAKER
DEMIN TRAILERS POWER FEED | 00-DWT-JBX-01 | HRSG-2 ENCLSURE 480V MCC 221, CUBICLE 11FM |  | MCC 221 | 480 V MOLDED CASE BREAKER
UNIT 2 TURBINE BUILDING NE PANELBOARD 480VAC | 02-LVB-PPL-2215 | HRSG-2 ENCLSURE 480V MCC 221, CUBICLE 12FE | Power Panel | MCC 221 | 480 V MOLDED CASE BREAKER
HRSG 2 PDC PANELBOARD 480VAC | 02-LVB-PPL-2212 | HRSG-2 ENCLSURE 480V MCC 221, CUBICLE 12FH | Power Panel | MCC 221 | 480 V MOLDED CASE BREAKER
AUX BOILER FEED PUMP MTR 2 | 00-AXS-VFD-01B | HRSG-2 ENCLSURE 480V MCC 221, CUBICLE 13FC | Pump | MCC 221 | 480 V MOLDED CASE BREAKER
DWT TWO PASS RO B CONTROL PNL | 00-DWT-CPL-02B | HRSG-2 ENCLSURE 480V MCC 221, CUBICLE 13FF | Control Power Feed | MCC 221 | 480 V MOLDED CASE BREAKER
HRSG 2 TOP LEVEL WEST PANELBOARD 480VAC | 02-LVB-PPL-2213 | HRSG-2 ENCLSURE 480V MCC 221, CUBICLE 13FJ | Power Panel | MCC 221 | 480 V MOLDED CASE BREAKER
HRSG 2 GRADE WEST XFMR 480-120/208VAC | 02-LVB-XFR-2211 | HRSG-2 ENCLSURE 480V MCC 221, CUBICLE 14FC(L) | Transformer | MCC 221 | 480 V MOLDED CASE BREAKER
HRSG 2 TOP S HEAT TRACE XFMR 480-120/208VAC | 02-HTT-XFR-2211 | HRSG-2 ENCLSURE 480V MCC 221, CUBICLE 14FC(R) | Transformer | MCC 221 | 480 V MOLDED CASE BREAKER
UNIT 2 HRSG BD SUMP PUMP A/B CONTROL PANEL | 02-BDN-CPL-01 | HRSG-2 ENCLSURE 480V MCC 221, CUBICLE 14FF(R) | Control Power Feed | MCC 221 | 480 V MOLDED CASE BREAKER
POTABLE WATER TEMPERING SKID FEED B | 00-PWS-CPL-01 | HRSG-2 ENCLSURE 480V MCC 221, CUBICLE 14FM(L) | Control Power Feed | MCC 221 | 480 V MOLDED CASE BREAKER
UNIT 2 BRIDGE CRANE | 02-CTG-CRN-01 | HRSG-2 ENCLSURE 480V MCC 221, CUBICLE 15FF(R) |  | MCC 221 | 480 V MOLDED CASE BREAKER
WATER TREATMENT PANELBOARD 480VAC | 02-LVB-PPL-2214 | HRSG-2 ENCLSURE 480V MCC 221, CUBICLE 16FM | Power Panel | MCC 221 | 480 V MOLDED CASE BREAKER
UNIT 2 HRSG DUCT BURNER COOLING SKID BLOWER 2 | 02-BUR-MLB-01B | HRSG-2 ENCLSURE 480V MCC 221, CUBICLE 6FD | Fan/Blower | MCC 221 | 480 V MOLDED CASE BREAKER
UNIT 2 ACHE FAN 03B | 02-CCW-MFN-03B | HRSG-2 ENCLSURE 480V MCC 221, CUBICLE 7FF | Fan/Blower | MCC 221 | 480 V MOLDED CASE BREAKER
UNIT 2 ACHE FAN 03C | 02-CCW-MFN-03C | HRSG-2 ENCLSURE 480V MCC 221, CUBICLE 7FJ | Fan/Blower | MCC 221 | 480 V MOLDED CASE BREAKER
UNIT 2 ACHE FAN 04A | 02-CCW-MFN-04A | HRSG-2 ENCLSURE 480V MCC 221, CUBICLE 7FM | Fan/Blower | MCC 221 | 480 V MOLDED CASE BREAKER
UNIT 2 ACHE FAN 04B | 02-CCW-MFN-04B | HRSG-2 ENCLSURE 480V MCC 221, CUBICLE 8FC | Fan/Blower | MCC 221 | 480 V MOLDED CASE BREAKER
UNIT 2 ACHE FAN 04C | 02-CCW-MFN-04C | HRSG-2 ENCLSURE 480V MCC 221, CUBICLE 8FF | Fan/Blower | MCC 221 | 480 V MOLDED CASE BREAKER
UNIT 2 ACHE FAN 05A | 02-CCW-MFN-05A | HRSG-2 ENCLSURE 480V MCC 221, CUBICLE 8FJ | Fan/Blower | MCC 221 | 480 V MOLDED CASE BREAKER
UNIT 2 ACHE FAN 05B | 02-CCW-MFN-05B | HRSG-2 ENCLSURE 480V MCC 221, CUBICLE 8FM | Fan/Blower | MCC 221 | 480 V MOLDED CASE BREAKER
UNIT 2 ACHE FAN 05C | 02-CCW-MFN-05C | HRSG-2 ENCLSURE 480V MCC 221, CUBICLE 9FC | Fan/Blower | MCC 221 | 480 V MOLDED CASE BREAKER
HRSG2 AMMONIA INJECTION BLOWER B | 02-SCR-MFN-100B | HRSG-2 ENCLSURE 480V MCC 221, CUBICLE 5FM | Fan/Blower | MCC 221 | 480 V MOLDED CASE BREAKER
6.9 KV XFR 11 | 00-MVA-XFR-11 | MVB swithcgear 1, cubicle 03B | Transformer | SWG 1 | 13.8 KV RACK-OUT BREAKER
HRSG 01 SUS XFMR 01 | 01-MVA-XFR-11 | MVB swithcgear 1, cubicle 06A | Transformer | SWG 1 | 13.8 KV RACK-OUT BREAKER
HRSG 02 SUS XFMR 01 | 02-MVA-XFR-12 | MVB swithcgear 1, cubicle 06B | Transformer | SWG 1 | 13.8 KV RACK-OUT BREAKER
ACC 01 SUS XFMR 01 | 01-MVA-XFR-13 | MVB swithcgear 1, cubicle 05A | Transformer | SWG 1 | 13.8 KV RACK-OUT BREAKER
ACC 02 SUS XFMR 01 | 02-MVA-XFR-14 | MVB swithcgear 1, cubicle 04A | Transformer | SWG 1 | 13.8 KV RACK-OUT BREAKER
ACC 01 SUS XFMR 03 | 01-MVA-XFR-15 | MVB swithcgear 1, cubicle 05B | Transformer | SWG 1 | 13.8 KV RACK-OUT BREAKER
ACC 02 SUS XFMR 03 | 02-MVA-XFR-16 | MVB swithcgear 1, cubicle 04B | Transformer | SWG 1 | 13.8 KV RACK-OUT BREAKER
BOP SUS XFMR | 00-MVA-XFR-17 | MVB swithcgear 1, cubicle 03A | Transformer | SWG 1 | 13.8 KV RACK-OUT BREAKER
U2 BOILER FEED WATER PUMP B | 02-BFW-MPM-02B | MVB swithcgear 1, cubicle 02A | Pump | SWG 1 | 13.8 KV RACK-OUT BREAKER
U1 BOILER FEED WATER PUMP A | 01-BFW-MPM-01A | MVB swithcgear 1, cubicle 02B | Pump | SWG 1 | 13.8 KV RACK-OUT BREAKER
Main feed breaker | 00-UAT-XFR-1 | MVB swithcgear 1, cubicle 7B | Transformer | SWG 1 | 13.8 KV RACK-OUT BREAKER
TIE BREAKER 13.8 SWG-1 AND 13.8 SWG-2 |  | MVB swithcgear 1, cubicle 9B |  | SWG 1 | 13.8 KV RACK-OUT BREAKER
BUS1 VTS |  | MVB swithcgear 1, cubicle 8B |  | SWG 1 | FUES
U1 SFC TRANSFORMER | 01-LCI-XFR-01 | MVB SWITCHGEAR 11, CUBICLE 04B | Transformer | SWG 11 | 6.9 KV RACK-OUT BREAKER
U2 GT ENHANCED AIR COMPRESSOR B | 02-MBH06AN102 | MVB SWITCHGEAR 11, CUBICLE 05B | Compressor | SWG 11 | FUES
U1 GT ENHANCED AIR COMPRESSOR A | 01-MBH06AN101 | MVB SWITCHGEAR 11, CUBICLE 05A | Compressor | SWG 11 | FUES
U2 CLOSED COOLING WATER PUMP B | 02-CCW-MPM-02B | MVB SWITCHGEAR 11, CUBICLE 04A | Pump | SWG 11 | FUES
U1 CLOSED COOLING WATER PUMP A | 01-CCW-MPM-01A | MVB SWITCHGEAR 11, CUBICLE 04B | Pump | SWG 11 | FUES
U2 CONDENSATE PUMP B | 02-CND-MPM-02B | MVB SWITCHGEAR 11, CUBICLE 03A | Pump | SWG 11 | FUES
U1 CONDENSATE PUMP A | 01-CND-MPM-01A | MVB SWITCHGEAR 11, CUBICLE 02A | Pump | SWG 11 | FUES
U1 CONDENSATE PUMP C | 01-CND-MPM-01C | MVB SWITCHGEAR 11, CUBICLE 03B | Pump | SWG 11 | FUES
FUEL GAS COMPRESSOR C | 00-FGS-CMP-01C | MVB SWITCHGEAR 11, CUBICLE 02B | Compressor | SWG 11 | FUES
FUEL GAS COMPRESSOR A | 00-FGS-CMP-01A | MVB SWITCHGEAR 11, CUBICLE 01B | Compressor | SWG 11 | FUES
Main feed breaker |  | MVB SWITCHGEAR 11, CUBICLE 02B |  | SWG 11 | 6.9 KV RACK-OUT BREAKER
TIE BREAKER 6.9 SWG-11 AND 6.9 SWG-21 |  | MVB SWITCHGEAR 11, CUBICLE 04A |  | SWG 11 | 6.9 KV RACK-OUT BREAKER
UNIT 2 STEAM ELEC SUPERHEATER | 02-AXS-HTR-01 | HRSG-2 ECLOSURE, SWG 12, CUBICLE 01D | Heater | SWG 12/22 | 480 V RACK OUT BREAKER
HRSG 2 MCC 01 | 02-HRG-MCC-121 | HRSG-2 ECLOSURE, SWG 12, CUBICLE 01B |  | SWG 12/22 | 480 V RACK OUT BREAKER
UNIT 2 AMMONIA INJ HEATER "A" | 02-SCR-HTR-01 | HRSG-2 ECLOSURE, SWG 12, CUBICLE 03D | Heater | SWG 12/22 | 480 V RACK OUT BREAKER
HRSG 2 MCC 02 | 02-HRG-MCC-221 | HRSG-2 ECLOSURE, SWG 22, CUBICLE 06B |  | SWG 12/22 | 480 V RACK OUT BREAKER
UNIT 2 AMMONIA INJ HEATER "B" | 02-SCR-HTR-02 | HRSG-2 ECLOSURE, SWG 22, CUBICLE 05D | Heater | SWG 12/22 | 480 V RACK OUT BREAKER
ADMIN BLDG PWR FEED | 00-LVB-PPL-173 | HRSG-2 ECLOSURE, SWG 22, CUBICLE 06D | Power Panel | SWG 12/22 | 480 V RACK OUT BREAKER
MAIN FEED BREAKER SWG 12 | 02-LVB-SWG-12 | HRSG-2 ECLOSURE, SWG 12, CUBICLE 02A |  | SWG 12/22 | 480 V RACK OUT BREAKER
MAIN FEED BREAKER SWG 22 | 02-LVB-SWG-22 | HRSG-2 ECLOSURE, SWG 22, CUBICLE 07A |  | SWG 12/22 | 480 V RACK OUT BREAKER
TIE BREAKER SWG 12 AND 22 |  | HRSG-2 ECLOSURE, SWG 12, CUBICLE |  | SWG 12/22 | 480 V RACK OUT BREAKER
FIRE PUMP CONTROL PANEL | 00-FPS-PNL-01 | FIRE PUMP ECLOSURE |  | SWG 12/22 | LOCAL DISCONNECT
6.9KV XFR 21 | 00-MVA-XFR-21 | MVB swithcgear 2, cubicle 15B | Transformer | SWG 2 | 13.8 KV RACK-OUT BREAKER
HRSG 01 SUS XFMR 02 | 01-MVA-XFR-21 | MVB swithcgear 2, cubicle 12A | Transformer | SWG 2 | 13.8 KV RACK-OUT BREAKER
HRSG 02 SUS XFMR 02 | 02-MVA-XFR-22 | MVB swithcgear 2, cubicle 12B | Transformer | SWG 2 | 13.8 KV RACK-OUT BREAKER
ACC 01 SUS XFMR 02 | 01-MVA-XFR-23 | MVB swithcgear 2, cubicle 13A | Transformer | SWG 2 | 13.8 KV RACK-OUT BREAKER
ACC 02 SUS XFMR 02 | 02-MVA-XFR-24 | MVB swithcgear 2, cubicle 13B | Transformer | SWG 2 | 13.8 KV RACK-OUT BREAKER
ACC 01 SUS XFMR 04 | 01-MVA-XFR-25 | MVB swithcgear 2, cubicle 14A | Transformer | SWG 2 | 13.8 KV RACK-OUT BREAKER
ACC 02 SUS XFMR 04 | 02-MVA-XFR-26 | MVB swithcgear 2, cubicle 14B | Transformer | SWG 2 | 13.8 KV RACK-OUT BREAKER
BOP SUS XFMR 02 | 00-MVA-XFR-27 | MVB swithcgear 2, cubicle 15A | Transformer | SWG 2 | 13.8 KV RACK-OUT BREAKER
U2 BOILER FEED WATER PUMP A | 02-BFW-MPM-01A | MVB swithcgear 2, cubicle 16B | Pump | SWG 2 | 13.8 KV RACK-OUT BREAKER
U1 BOILER FEED WATER PUMP B | 01-BFW-MPM-01B | MVB swithcgear 2, cubicle 16A | Pump | SWG 2 | 13.8 KV RACK-OUT BREAKER
Main feed breaker | 00-UAT-XFR-2 | MVB swithcgear 2, cubicle 10B | Transformer | SWG 2 | 13.8 KV RACK-OUT BREAKER
BUS2 VTS |  | MVB swithcgear 2, cubicle 11B |  | SWG 2 | FUES
U2 SFC TRANSFORMER | 02-LCI-XFR-01 | MVB SWITCHGEAR 21, CUBICLE 07B | Transformer | SWG 21 | 6.9 KV RACK-OUT BREAKER
U2 GT ENHANCED AIR COMPRESSOR A | 02-MBH06AN101 | MVB SWITCHGEAR 21, CUBICLE 01A | Compressor | SWG 21 | FUES
U1 GT ENHANCED AIR COMPRESSOR B | 02-MBH06AN102 | MVB SWITCHGEAR 21, CUBICLE 01B | Compressor | SWG 21 | FUES
U2 CLOSED COOLING WATER PUMP A | 02-CCW-MPM-02A | MVB SWITCHGEAR 21, CUBICLE 02A | Pump | SWG 21 | FUES
U1 CLOSED COOLING WATER PUMP B | 01-CCW-MPM-01B | MVB SWITCHGEAR 21, CUBICLE 02B | Pump | SWG 21 | FUES
U1 CONDENSATE PUMP B | 01-CND-MPM-01B | MVB SWITCHGEAR 21, CUBICLE 03A | Pump | SWG 21 | FUES
U2 CONDENSATE PUMP C | 02-CND-MPM-02C | MVB SWITCHGEAR 21, CUBICLE 03B | Pump | SWG 21 | FUES
FUEL GAS COMPRESSOR B | 00-FGS-CMP-01B | MVB SWITCHGEAR 21, CUBICLE 04B | Compressor | SWG 21 | FUES
U2 CONDENSATE PUMP A | 02-CND-MPM-02A | MVB SWITCHGEAR 21, CUBICLE 04A | Pump | SWG 21 | FUES
Main feed breaker |  | MVB SWITCHGEAR 21, CUBICLE 06B |  | SWG 21 | 6.9 KV RACK-OUT BREAKER
STHP TURBINE STEAM INLET PIPE DRAIN MOV | 01MAL02AA901 | TCP | Motor Operated Valve | U1 ESS | 480 V MOLDED CASE BREAKER
ST IP TURBINE STEAM INLET PIPE DRAIN MOV | 01MAL06AA901 | TCP | Motor Operated Valve | U1 ESS | 480 V MOLDED CASE BREAKER
GT Package Ventilation Fan A | 01MBA11AN101-M01 | TCP | Fan/Blower | U1 ESS | 480 V MOLDED CASE BREAKER
GT Package Ventilation Fan B | 01MBA11AN102-M01 | TCP | Fan/Blower | U1 ESS | 480 V MOLDED CASE BREAKER
GT Casing Cooling Air Fan | 01QEF13AN101-M01 | TCP | Fan/Blower | U1 ESS | 480 V MOLDED CASE BREAKER
MCC Feeder Breaker |  | TCP |  | U1 ESS | 480 V MOLDED CASE BREAKER
Turning Gear Motor | 01MAK11AE101-M01 | TCP |  | U1 ESS | 480 V MOLDED CASE BREAKER
Main Seal Oil Pump | 01MKW01AP101-M01 | TCP | Pump | U1 ESS | 480 V MOLDED CASE BREAKER
Lube Oil Vapor Extractor A | 01MPV01AN101-M01 | TCP | Pump | U1 ESS | 480 V MOLDED CASE BREAKER
Lube Oil Vapor Extractor B | 01MPV01AN102-M01 | TCP | Pump | U1 ESS | 480 V MOLDED CASE BREAKER
Jacking Oil Pump A | 01MKV05AP201-M01 | TCP | Pump | U1 ESS | 480 V MOLDED CASE BREAKER
Jacking Oil Pump B | 01MKV05AP202-M01 | TCP | Pump | U1 ESS | 480 V MOLDED CASE BREAKER
GT ECA Compressor A Aux Oil | 01MBH06AP401-M01 | TCP | Pump | U1 ESS | 480 V MOLDED CASE BREAKER
GT ECA Compressor B Aux Oil | 01MBH06AP402-M01 | TCP | Pump | U1 ESS | 480 V MOLDED CASE BREAKER
GT ECA Compressor A Vapor | 01MBH06AN104-M01 | TCP | Pump | U1 ESS | 480 V MOLDED CASE BREAKER
GT ECA Compressor B Vapor | 01MBH06AN106-M01 | TCP | Pump | U1 ESS | 480 V MOLDED CASE BREAKER
125VDC BATTERY CHARGER B | 01BTM03 | TCP |  | U1 ESS | 480 V MOLDED CASE BREAKER
208-120VAC Essential Distribution Panel | 01BME01 | TCP | Power Panel | U1 ESS | 480 V MOLDED CASE BREAKER
CO2 TANK CONTROL PANEL | 01SGJ02BB101 | TCP | Control Power Feed | U1 ESS | 480 V MOLDED CASE BREAKER
CO2 TANK HEATER | 01SGJ02AH001 | TCP | Heater | U1 ESS | 480 V MOLDED CASE BREAKER
220V DC RECTIFIER PANEL | 01BTL01 | TCP | Control Power Feed | U1 ESS | 480 V MOLDED CASE BREAKER
CONTROL PACKAGE AIR CONDITIONER-1 | 01UCA51AH101 | TCP |  | U1 ESS | 480 V MOLDED CASE BREAKER
CONTROL PACKAGE AIR CONDITIONER-3 | 01UCA51AH201 | TCP |  | U1 ESS | 480 V MOLDED CASE BREAKER
CONTROL PACKAGE AIR CONDITIONER-5 | 01UCA51AH103 | TCP |  | U1 ESS | 480 V MOLDED CASE BREAKER
CONTROL PACKAGE PRESSURIZATION UNIT | 01UCA51AH401 | TCP |  | U1 ESS | 480 V MOLDED CASE BREAKER
CONTROL PACKAGE BATTERY ROOM AC-1 | 01UCA51AH301 | TCP |  | U1 ESS | 480 V MOLDED CASE BREAKER
ST VENTILATOR VALVE | 01LBC01AA103 | TCP | Motor Operated Valve | U1 MHI MCC | 480 V MOLDED CASE BREAKER
ECA RECIRC PUP (A) SEAL COOLER | 01LCA14AP101-M02 | TCP | Fan/Blower | U1 MHI MCC | 480 V MOLDED CASE BREAKER
ECA RECIRC PUP (B) SEAL COOLER | 01LCA14AP102-M02 | TCP | Fan/Blower | U1 MHI MCC | 480 V MOLDED CASE BREAKER
CMV SEAT DRAIN MOTOR VALVE | 01MAL01AA901 | TCP | Motor Operated Valve | U1 MHI MCC | 480 V MOLDED CASE BREAKER
CRV SEAT DRAIN MOTOR VALVE | 01MAL04AA901 | TCP | Motor Operated Valve | U1 MHI MCC | 480 V MOLDED CASE BREAKER
CMV STEM LEAK RECOVERY MOTOR VALVE | 01MAM30AA101 | TCP | Motor Operated Valve | U1 MHI MCC | 480 V MOLDED CASE BREAKER
CMV STEAM LEAK DRAIN VALVE | 01MAM30AA102 | TCP | Motor Operated Valve | U1 MHI MCC | 480 V MOLDED CASE BREAKER
GLAND STEAM CONDENSER EXHAUST FAN (A) | 01MAW01AN101-M01 | TCP | Fan/Blower | U1 MHI MCC | 480 V MOLDED CASE BREAKER
GLAND STEAM CONDENSER EXHAUST FAN (B) | 01MAW01AN102-M01 | TCP | Fan/Blower | U1 MHI MCC | 480 V MOLDED CASE BREAKER
GT 4S COOLER FAN MOTOR (A | 01MBH01AN101-M01 | TCP | Fan/Blower | U1 MHI MCC | 480 V MOLDED CASE BREAKER
GT 4S COOLER FAN MOTOR (B) | 01MBH01AN102-M01 | TCP | Fan/Blower | U1 MHI MCC | 480 V MOLDED CASE BREAKER
GT 4S COOLER FAN MOTOR (C) | 01MBH01AN103-M01 | TCP | Fan/Blower | U1 MHI MCC | 480 V MOLDED CASE BREAKER
MAIN FEEDER BREAKER TO MHI MCC | 01BFJ01 | TCP | Power Panel | U1 MHI MCC | 480 V MOLDED CASE BREAKER
CONTROL OIL PUMP MOTOR (A) | 01MPX01AP101-M01 | TCP | Pump | U1 MHI MCC | 480 V MOLDED CASE BREAKER
CONTROL OIL PUMP MOTOR (B) | 01MPX01AP102-M01 | TCP | Pump | U1 MHI MCC | 480 V MOLDED CASE BREAKER
GT 2C/ECA RECIRCULATION PUMP (B) | 01LCA14AP102 | TCP | Pump | U1 MHI MCC | 480 V MOLDED CASE BREAKER
GT 2C/ECA RECIRCULATION PUMP (A) | 01LCA14AP101 | TCP | Pump | U1 MHI MCC | 480 V MOLDED CASE BREAKER
CONTROL OIL POLISHING PUMP | 01MPX11AP101-M01 | TCP | Pump | U1 MHI MCC | 480 V MOLDED CASE BREAKER
LUBE OIL PURIFIER PUMP MOTOR | 01MPV21AP101-M01 | TCP | Pump | U1 MHI MCC | 480 V MOLDED CASE BREAKER
SEAL OIL VACUUM PUMP MOTOR(A) | 01MKW05AP201-M01 | TCP | Pump | U1 MHI MCC | 480 V MOLDED CASE BREAKER
SEAL OIL VACUUM PUMP MOTOR(B) | 01MKW05AP202-M01 | TCP | Pump | U1 MHI MCC | 480 V MOLDED CASE BREAKER
GT ECA COMPRESSOR A ENCLOSURE | 01MBH06AN107-M01 | TCP |  | U1 MHI MCC | 480 V MOLDED CASE BREAKER
GT ECA COMPRESSOR B ENCLOSURE | 01MBH06AN110-M01 | TCP |  | U1 MHI MCC | 480 V MOLDED CASE BREAKER
GT ECA COMPRESSOR A ENCLOSURE | 01MBH06AN108-M01 | TCP |  | U1 MHI MCC | 480 V MOLDED CASE BREAKER
GT ECA COMPRESSOR B ENCLOSURE | 01MBH06AN109-M01 | TCP |  | U1 MHI MCC | 480 V MOLDED CASE BREAKER
GT ECA COMPRESSOR B VAPOR EXTRACTOR (A) | 01MBH06AN105-M01 | TCP |  | U1 MHI MCC | 480 V MOLDED CASE BREAKER
GT ECA COMPRESSOR A VAPOR EXTRACTOR (A) | 01MBH06AN103-M01 | TCP |  | U1 MHI MCC | 480 V MOLDED CASE BREAKER
GENERATOR VAPOR EXTRACTOR MOTOR | 01MKV04AN101-M01 | TCP |  | U1 MHI MCC | 480 V MOLDED CASE BREAKER
LUBE OIL HEATER (A) | 01MPV01AH101 | TCP | Heater | U1 MHI MCC | 480 V MOLDED CASE BREAKER
LUBE OIL HEATER (B) | 01MPV01AH102 | TCP | Heater | U1 MHI MCC | 480 V MOLDED CASE BREAKER
LUBE OIL HEATER (C) | 01MPV01AH103 | TCP | Heater | U1 MHI MCC | 480 V MOLDED CASE BREAKER
LUBE OIL HEATER (D) | 01MPV01AH104 | TCP | Heater | U1 MHI MCC | 480 V MOLDED CASE BREAKER
GT ECA COMPRESSOR A OIL HEATER | 01MBH06AH101 | TCP | Heater | U1 MHI MCC | 480 V MOLDED CASE BREAKER
GT ECA COMPRESSOR B OIL HEATER | 01MBH06AH102 | TCP | Heater | U1 MHI MCC | 480 V MOLDED CASE BREAKER
CONTROL OIL HEATER | 01MPX01AH101 | TCP | Heater | U1 MHI MCC | 480 V MOLDED CASE BREAKER
GT IGNITION EXCITER | 01MBM01GU001 | TCP |  | U1 MHI MCC | 480 V MOLDED CASE BREAKER
GENERATOR COLLECTOR HOUSING SPACE HEATER | 01MKA01AH001 | TCP | Heater | U1 MHI MCC | 480 V MOLDED CASE BREAKER
125V DC BATTERY CHARGER A | 01BTM01 | TCP | Power Panel | U1 MHI MCC | 480 V MOLDED CASE BREAKER
208-120V AC DISTRIBUTION PANEL | 01BJA01 | TCP | Power Panel | U1 MHI MCC | 480 V MOLDED CASE BREAKER
GT AIR INTAKE SYSTEM | 01MBL30GH001 | TCP |  | U1 MHI MCC | 480 V MOLDED CASE BREAKER
ST BOLT HEATER DB (A) | 01MAA31AH101 | TCP | Heater | U1 MHI MCC | 480 V MOLDED CASE BREAKER
ST BOLT HEATER DB (B) | 01MAA31AH102 | TCP | Heater | U1 MHI MCC | 480 V MOLDED CASE BREAKER
GT FUEL GAS MANIFOLD HEAT TRACE | 01CZA00GH001 | TCP |  | U1 MHI MCC | 480 V MOLDED CASE BREAKER
220V DC RECTIFIER PANE | 01BTL01 | TCP | Power Panel | U1 MHI MCC | 480 V MOLDED CASE BREAKER
CONTROL PACKAGE AIR CONDITIONER-4 | 01UCA51AH202 | TCP |  | U1 MHI MCC | 480 V MOLDED CASE BREAKER
CONTROL PACKAGE AIR CONDITIONER-2 | 01UCA51AH102 | TCP |  | U1 MHI MCC | 480 V MOLDED CASE BREAKER
CONTROL PACKAGE BATTERY ROOM AC-2 | 01UCA51AH302 | TCP |  | U1 MHI MCC | 480 V MOLDED CASE BREAKER
HYDROGEN GAS DRYER | 01MKG03AT001 | TCP |  | U1 MHI MCC | 480 V MOLDED CASE BREAKER
EXCITATION TRANSFORMER (SPACE HEATER) | 01MKC01GT101\00 | TCP | Heater | U1 Non essential distribution panel
NEUTRAL GROUND CUBICLE FOR GEN | 01BAW11GH001\00 | TCP |  | U1 Non essential distribution panel
EXCITATION TRANSFORMER (UTILITY CIRCUIT) | 01MKC01GT101\01 | TCP |  | U1 Non essential distribution panel
EXCITATION DC BUSDUCT (SPACE HEATER) | 01MKC01GA401 | TCP | Heater | U1 Non essential distribution panel
GT PACKAGE LIGHTING 1 | 01MBA11GP101 | TCP |  | U1 Non essential distribution panel
GT PACKAGE LIGHTING 2 | 01MBA11GP102 | TCP |  | U1 Non essential distribution panel
120V feed to 480V AC MCC | 01BFJ01 | TCP | Control Power Feed | U1 Non essential distribution panel
120V feed to 480V AC ESSENTIAL MCC | 01BMC01 | TCP | Control Power Feed | U1 Non essential distribution panel
TURBINE REMOTE I/O PANEL B | 01MBY93GH002\00 | TCP | Control Power Feed | U1 Non essential distribution panel
TURBINE REMOTE I/O PANEL A | 01MBY93GH001\00 | TCP | Control Power Feed | U1 Non essential distribution panel
TURBINE PROTECTION PANEL | 01MBY01GH010\00 | TCP | Control Power Feed | U1 Non essential distribution panel
TURBINE SUPERVISORY INSTRUMENT PANEL | 01MBY01GH016\00 | TCP | Control Power Feed | U1 Non essential distribution panel
EXCITATION AC BUSDUCT (SPACE HEATER) | 01MKC01GA301 | TCP | Heater | U1 Non essential distribution panel
CONTROL PACKAGE EXTERIOR RECEPTACLES - 1 | 01UCA51GQ102 | TCP |  | U1 Non essential distribution panel
CONTROL PACKAGE EXTERIOR RECEPTACLES - 2 | 01UCA51GQ202 | TCP |  | U1 Non essential distribution panel
TURBINE CONTROL PANEL | 01MBY01GH001\00 | TCP |  | U1 Non essential distribution panel
CONTROL PACKAGE INTERIOR RECEPTACLES - 1 | 01UCA51GQ101 | TCP |  | U1 Non essential distribution panel
CONTROL PACKAGE INTERIOR RECEPTACLES - 2 | 01UCA51GQ201 | TCP |  | U1 Non essential distribution panel
GCRP (MAINTENANCE) | 01CHC00GH001\00 | TCP |  | U1 Non essential distribution panel
125V DC BATTERY CHARGER (A) (SPACE HEATER) | 01BTM01\00 | TCP | Heater | U1 Non essential distribution panel
125V DC BATTERY CHARGER (B) (SPACE HEATER) | 01BTM02\00 | TCP |  | U1 Non essential distribution panel
220V DC RECTIFIER PANEL | 01BTL01 | TCP |  | U1 Non essential distribution panel
25V DC STARTER PANEL | 01BVR01 | TCP |  | U1 Non essential distribution panel
GT FUEL GAS SYSTEM DVP PANEL (SPACE HEATER) | 01MBP02GH001\00 | TCP | Heater | U1 Non essential distribution panel
GENERATOR COLLECTOR HOUSING LIGHTING | 01MKA01GP001 | TCP |  | U1 Non essential distribution panel
GENERATOR ON-LINE MONITORING SYSTEM | 01MKA01GH001 | TCP |  | U1 Non essential distribution panel
GT ECA COMPRESSOR B ENCLOSURE LIGHTING | 01MBH06GP102 | TCP |  | U1 Non essential distribution panel
GT ECA COMPRESSOR A ENCLOSURE LIGHTING | 01MBH06GP101 | TCP |  | U1 Non essential distribution panel
ST HP STEAM INLET PIPE DRAIN MOV (SPACE HEATER) | 01MAL02AA901-H01 | TCP |  | U1 Non essential distribution panel
CMV STEAM LEAK DRAIN VALVE (SPACE HEATER) | 01MAM30AA102-H01 | TCP |  | U1 Non essential distribution panel
CMV STEM LEAK RECOVERY MOV (SPACE HEATER) | 01MAM30AA101-H01 | TCP |  | U1 Non essential distribution panel
ST IP STEAM INLET PIPE DRAIN MOV (SPACE HEATER) | 01MAL06AA901-H01 | TCP |  | U1 Non essential distribution panel
CRV SEAT DRAIN MOTOR VALVE (SPACE HEATER) | 01MAL04AA901-H01 | TCP |  | U1 Non essential distribution panel
CMV SEAT DRAIN MOTOR VALVE (SPACE HEATER) | 01MAL01AA901-H01 | TCP |  | U1 Non essential distribution panel
ST VENTILATOR VALVE (SPACE HEATER) | 01LBC01AA103-H01 | TCP |  | U1 Non essential distribution panel
ST VACUUM BREAKER No.2 (SPACE HEATER | 01MAC11AA902-H01 | TCP |  | U1 Non essential distribution panel
ST VACUUM BREAKER No.1 (SPACE HEATER) | 01MAC11AA901-H01 | TCP |  | U1 Non essential distribution panel
HEATER (GT PACKAGE GAS DETECTORS) | 01MBY91GZ100 | TCP |  | U1 Non essential distribution panel
ECA RECIRCULATION PUMP (A) (BEARING HEATER) | 01LCA14AH101 | TCP | Heater | U1 Non essential distribution panel
ECA RECIRCULATION PUMP (B) (BEARING HEATER) | 01LCA14AH102 | TCP | Heater | U1 Non essential distribution panel
STHP TURBINE STEAM INLET PIPE DRAIN MOV | 02MAL02AA901 | TCP | Motor Operated Valve | U2 ESS | 480 V MOLDED CASE BREAKER
ST IP TURBINE STEAM INLET PIPE DRAIN MOV | 02MAL06AA901 | TCP | Motor Operated Valve | U2 ESS | 480 V MOLDED CASE BREAKER
GT Package Ventilation Fan A | 02MBA11AN101-M01 | TCP | Fan/Blower | U2 ESS | 480 V MOLDED CASE BREAKER
GT Package Ventilation Fan B | 02MBA11AN102-M01 | TCP | Fan/Blower | U2 ESS | 480 V MOLDED CASE BREAKER
MCC Feeder Breaker |  | TCP | Power Panel | U2 ESS | 480 V MOLDED CASE BREAKER
Turning Gear Motor | 02MAK11AE101-M01 | TCP |  | U2 ESS | 480 V MOLDED CASE BREAKER
Main Seal Oil Pump | 02MKW01AP101-M01 | TCP | Pump | U2 ESS | 480 V MOLDED CASE BREAKER
Lube Oil Vapor Extractor A | 02MPV01AN101-M01 | TCP | Pump | U2 ESS | 480 V MOLDED CASE BREAKER
Lube Oil Vapor Extractor B | 02MPV01AN102-M01 | TCP | Pump | U2 ESS | 480 V MOLDED CASE BREAKER
Jacking Oil Pump A | 02MKV05AP201-M01 | TCP | Pump | U2 ESS | 480 V MOLDED CASE BREAKER
Jacking Oil Pump B | 02MKV05AP202-M01 | TCP | Pump | U2 ESS | 480 V MOLDED CASE BREAKER
GT ECA Compressor A Aux Oil | 02MBH06AP401-M01 | TCP | Pump | U2 ESS | 480 V MOLDED CASE BREAKER
GT ECA Compressor B Aux Oil | 02MBH06AP402-M01 | TCP | Pump | U2 ESS | 480 V MOLDED CASE BREAKER
GT ECA Compressor A Vapor | 02MBH06AN104-M01 | TCP | Pump | U2 ESS | 480 V MOLDED CASE BREAKER
GT ECA Compressor B Vapor | 02MBH06AN106-M01 | TCP | Pump | U2 ESS | 480 V MOLDED CASE BREAKER
125VDC BATTERY CHARGER B | 02BTM03 | TCP |  | U2 ESS | 480 V MOLDED CASE BREAKER
208-120VAC Essential Distribution Panel | 02BME01 | TCP | Power Panel | U2 ESS | 480 V MOLDED CASE BREAKER
CO2 TANK CONTROL PANEL | 02SGJ02BB101 | TCP | Control Power Feed | U2 ESS | 480 V MOLDED CASE BREAKER
CO2 TANK HEATER | 02SGJ02AH001 | TCP | Heater | U2 ESS | 480 V MOLDED CASE BREAKER
220V DC RECTIFIER PANEL | 02BTL01 | TCP | Control Power Feed | U2 ESS | 480 V MOLDED CASE BREAKER
CONTROL PACKAGE AIR CONDITIONER-1 | 02UCA51AH101 | TCP |  | U2 ESS | 480 V MOLDED CASE BREAKER
CONTROL PACKAGE AIR CONDITIONER-3 | 02UCA51AH201 | TCP |  | U2 ESS | 480 V MOLDED CASE BREAKER
CONTROL PACKAGE AIR CONDITIONER-5 | 02UCA51AH103 | TCP |  | U2 ESS | 480 V MOLDED CASE BREAKER
CONTROL PACKAGE PRESSURIZATION UNIT | 02UCA51AH401 | TCP |  | U2 ESS | 480 V MOLDED CASE BREAKER
CONTROL PACKAGE BATTERY ROOM AC-1 | 02UCA51AH301 | TCP |  | U2 ESS | 480 V MOLDED CASE BREAKER
GT Casing Cooling Air Fan | 02QEF13AN101-M01 | TCP | Fan/Blower | U2 ESS | 480 V MOLDED CASE BREAKER
ST VENTILATOR VALVE | 02LBC01AA103 | TCP | Motor Operated Valve | U2 MHI MCC | 480 V MOLDED CASE BREAKER
ECA RECIRC PUP (A) SEAL COOLER | 02LCA14AP101-M02 | TCP | Fan/Blower | U2 MHI MCC | 480 V MOLDED CASE BREAKER
ECA RECIRC PUP (B) SEAL COOLER | 02LCA14AP102-M02 | TCP | Fan/Blower | U2 MHI MCC | 480 V MOLDED CASE BREAKER
CMV SEAT DRAIN MOTOR VALVE | 02MAL01AA901 | TCP | Motor Operated Valve | U2 MHI MCC | 480 V MOLDED CASE BREAKER
CRV SEAT DRAIN MOTOR VALVE | 02MAL04AA901 | TCP | Motor Operated Valve | U2 MHI MCC | 480 V MOLDED CASE BREAKER
CMV STEM LEAK RECOVERY MOTOR VALVE | 02MAM30AA101 | TCP | Motor Operated Valve | U2 MHI MCC | 480 V MOLDED CASE BREAKER
CMV STEAM LEAK DRAIN VALVE | 02MAM30AA102 | TCP | Motor Operated Valve | U2 MHI MCC | 480 V MOLDED CASE BREAKER
GLAND STEAM CONDENSER EXHAUST FAN (A) | 02MAW01AN101-M01 | TCP | Fan/Blower | U2 MHI MCC | 480 V MOLDED CASE BREAKER
GLAND STEAM CONDENSER EXHAUST FAN (B) | 02MAW01AN102-M01 | TCP | Fan/Blower | U2 MHI MCC | 480 V MOLDED CASE BREAKER
GT 4S COOLER FAN MOTOR (A | 02MBH01AN101-M01 | TCP | Fan/Blower | U2 MHI MCC | 480 V MOLDED CASE BREAKER
GT 4S COOLER FAN MOTOR (B) | 02MBH01AN102-M01 | TCP | Fan/Blower | U2 MHI MCC | 480 V MOLDED CASE BREAKER
GT 4S COOLER FAN MOTOR (C) | 02MBH01AN103-M01 | TCP | Fan/Blower | U2 MHI MCC | 480 V MOLDED CASE BREAKER
MAIN FEEDER BREAKER TO MHI MCC | 02BFJ01 | TCP | Power Panel | U2 MHI MCC | 480 V MOLDED CASE BREAKER
CONTROL OIL PUMP MOTOR (A) | 02MPX01AP101-M01 | TCP | Pump | U2 MHI MCC | 480 V MOLDED CASE BREAKER
CONTROL OIL PUMP MOTOR (B) | 02MPX01AP102-M01 | TCP | Pump | U2 MHI MCC | 480 V MOLDED CASE BREAKER
GT 2C/ECA RECIRCULATION PUMP (B) | 02LCA14AP102 | TCP | Pump | U2 MHI MCC | 480 V MOLDED CASE BREAKER
GT 2C/ECA RECIRCULATION PUMP (A) | 02LCA14AP101 | TCP | Pump | U2 MHI MCC | 480 V MOLDED CASE BREAKER
CONTROL OIL POLISHING PUMP | 02MPX11AP101-M01 | TCP | Pump | U2 MHI MCC | 480 V MOLDED CASE BREAKER
LUBE OIL PURIFIER PUMP MOTOR | 02MPV21AP101-M01 | TCP | Pump | U2 MHI MCC | 480 V MOLDED CASE BREAKER
SEAL OIL VACUUM PUMP MOTOR(A) | 02MKW05AP201-M01 | TCP | Pump | U2 MHI MCC | 480 V MOLDED CASE BREAKER
SEAL OIL VACUUM PUMP MOTOR(B) | 02MKW05AP202-M01 | TCP | Pump | U2 MHI MCC | 480 V MOLDED CASE BREAKER
GT ECA COMPRESSOR A ENCLOSURE | 02MBH06AN107-M01 | TCP |  | U2 MHI MCC | 480 V MOLDED CASE BREAKER
GT ECA COMPRESSOR B ENCLOSURE | 02MBH06AN110-M01 | TCP |  | U2 MHI MCC | 480 V MOLDED CASE BREAKER
GT ECA COMPRESSOR A ENCLOSURE | 02MBH06AN108-M01 | TCP |  | U2 MHI MCC | 480 V MOLDED CASE BREAKER
GT ECA COMPRESSOR B ENCLOSURE | 02MBH06AN109-M01 | TCP |  | U2 MHI MCC | 480 V MOLDED CASE BREAKER
GT ECA COMPRESSOR B VAPOR EXTRACTOR (A) | 02MBH06AN105-M01 | TCP |  | U2 MHI MCC | 480 V MOLDED CASE BREAKER
GT ECA COMPRESSOR A VAPOR EXTRACTOR (A) | 02MBH06AN103-M01 | TCP |  | U2 MHI MCC | 480 V MOLDED CASE BREAKER
GENERATOR VAPOR EXTRACTOR MOTOR | 02MKV04AN101-M01 | TCP |  | U2 MHI MCC | 480 V MOLDED CASE BREAKER
LUBE OIL HEATER (A) | 02MPV01AH101 | TCP | Heater | U2 MHI MCC | 480 V MOLDED CASE BREAKER
LUBE OIL HEATER (B) | 02MPV01AH102 | TCP | Heater | U2 MHI MCC | 480 V MOLDED CASE BREAKER
LUBE OIL HEATER (C) | 02MPV01AH103 | TCP | Heater | U2 MHI MCC | 480 V MOLDED CASE BREAKER
LUBE OIL HEATER (D) | 02MPV01AH104 | TCP | Heater | U2 MHI MCC | 480 V MOLDED CASE BREAKER
GT ECA COMPRESSOR A OIL HEATER | 02MBH06AH101 | TCP | Heater | U2 MHI MCC | 480 V MOLDED CASE BREAKER
GT ECA COMPRESSOR B OIL HEATER | 02MBH06AH102 | TCP | Heater | U2 MHI MCC | 480 V MOLDED CASE BREAKER
CONTROL OIL HEATER | 02MPX01AH101 | TCP | Heater | U2 MHI MCC | 480 V MOLDED CASE BREAKER
GT IGNITION EXCITER | 02MBM01GU001 | TCP |  | U2 MHI MCC | 480 V MOLDED CASE BREAKER
GENERATOR COLLECTOR HOUSING SPACE HEATER | 02MKA01AH001 | TCP | Heater | U2 MHI MCC | 480 V MOLDED CASE BREAKER
125V DC BATTERY CHARGER A | 02BTM01 | TCP | Power Panel | U2 MHI MCC | 480 V MOLDED CASE BREAKER
208-120V AC DISTRIBUTION PANEL | 02BJA01 | TCP | Power Panel | U2 MHI MCC | 480 V MOLDED CASE BREAKER
GT AIR INTAKE SYSTEM | 02MBL30GH001 | TCP |  | U2 MHI MCC | 480 V MOLDED CASE BREAKER
ST BOLT HEATER DB (A) | 02MAA31AH101 | TCP | Heater | U2 MHI MCC | 480 V MOLDED CASE BREAKER
ST BOLT HEATER DB (B) | 02MAA31AH102 | TCP | Heater | U2 MHI MCC | 480 V MOLDED CASE BREAKER
GT FUEL GAS MANIFOLD HEAT TRACE | 02CZA00GH001 | TCP |  | U2 MHI MCC | 480 V MOLDED CASE BREAKER
220V DC RECTIFIER PANE | 02BTL01 | TCP | Power Panel | U2 MHI MCC | 480 V MOLDED CASE BREAKER
CONTROL PACKAGE AIR CONDITIONER-4 | 02UCA51AH202 | TCP |  | U2 MHI MCC | 480 V MOLDED CASE BREAKER
CONTROL PACKAGE AIR CONDITIONER-2 | 02UCA51AH102 | TCP |  | U2 MHI MCC | 480 V MOLDED CASE BREAKER
CONTROL PACKAGE BATTERY ROOM AC-2 | 02UCA51AH302 | TCP |  | U2 MHI MCC | 480 V MOLDED CASE BREAKER
HYDROGEN GAS DRYER | 02MKG03AT001 | TCP |  | U2 MHI MCC | 480 V MOLDED CASE BREAKER
EXCITATION TRANSFORMER (SPACE HEATER) | 02MKC01GT101\00 | TCP | Heater | U2 Non essential distribution panel
NEUTRAL GROUND CUBICLE FOR GEN | 02BAW11GH001\00 | TCP |  | U2 Non essential distribution panel
EXCITATION TRANSFORMER (UTILITY CIRCUIT) | 02MKC01GT101\01 | TCP |  | U2 Non essential distribution panel
EXCITATION DC BUSDUCT (SPACE HEATER) | 02MKC01GA401 | TCP | Heater | U2 Non essential distribution panel
GT PACKAGE LIGHTING 1 | 02MBA11GP101 | TCP |  | U2 Non essential distribution panel
GT PACKAGE LIGHTING 2 | 02MBA11GP102 | TCP |  | U2 Non essential distribution panel
120V feed to 480V AC MCC | 02BFJ01 | TCP | Control Power Feed | U2 Non essential distribution panel
120V feed to 480V AC ESSENTIAL MCC | 02BMC01 | TCP | Control Power Feed | U2 Non essential distribution panel
TURBINE REMOTE I/O PANEL B | 02MBY93GH002\00 | TCP | Control Power Feed | U2 Non essential distribution panel
TURBINE REMOTE I/O PANEL A | 02MBY93GH001\00 | TCP | Control Power Feed | U2 Non essential distribution panel
TURBINE PROTECTION PANEL | 02MBY01GH010\00 | TCP | Control Power Feed | U2 Non essential distribution panel
TURBINE SUPERVISORY INSTRUMENT PANEL | 02MBY01GH016\00 | TCP | Control Power Feed | U2 Non essential distribution panel
EXCITATION AC BUSDUCT (SPACE HEATER) | 02MKC01GA301 | TCP | Heater | U2 Non essential distribution panel
CONTROL PACKAGE EXTERIOR RECEPTACLES - 1 | 02UCA51GQ102 | TCP |  | U2 Non essential distribution panel
CONTROL PACKAGE EXTERIOR RECEPTACLES - 2 | 02UCA51GQ202 | TCP |  | U2 Non essential distribution panel
TURBINE CONTROL PANEL | 02MBY01GH001\00 | TCP |  | U2 Non essential distribution panel
CONTROL PACKAGE INTERIOR RECEPTACLES - 1 | 02UCA51GQ101 | TCP |  | U2 Non essential distribution panel
CONTROL PACKAGE INTERIOR RECEPTACLES - 2 | 02UCA51GQ201 | TCP |  | U2 Non essential distribution panel
GCRP (MAINTENANCE) | 02CHC00GH001\00 | TCP |  | U2 Non essential distribution panel
125V DC BATTERY CHARGER (A) (SPACE HEATER) | 02BTM01\00 | TCP | Heater | U2 Non essential distribution panel
125V DC BATTERY CHARGER (B) (SPACE HEATER) | 02BTM02\00 | TCP |  | U2 Non essential distribution panel
220V DC RECTIFIER PANEL | 02BTL01 | TCP |  | U2 Non essential distribution panel
25V DC STARTER PANEL | 02BVR01 | TCP |  | U2 Non essential distribution panel
GT FUEL GAS SYSTEM DVP PANEL (SPACE HEATER) | 02MBP02GH001\00 | TCP | Heater | U2 Non essential distribution panel
GENERATOR COLLECTOR HOUSING LIGHTING | 02MKA01GP001 | TCP |  | U2 Non essential distribution panel
GENERATOR ON-LINE MONITORING SYSTEM | 02MKA01GH001 | TCP |  | U2 Non essential distribution panel
GT ECA COMPRESSOR B ENCLOSURE LIGHTING | 02MBH06GP102 | TCP |  | U2 Non essential distribution panel
GT ECA COMPRESSOR A ENCLOSURE LIGHTING | 02MBH06GP101 | TCP |  | U2 Non essential distribution panel
ST HP STEAM INLET PIPE DRAIN MOV (SPACE HEATER) | 02MAL02AA901-H01 | TCP |  | U2 Non essential distribution panel
CMV STEAM LEAK DRAIN VALVE (SPACE HEATER) | 02MAM30AA102-H01 | TCP |  | U2 Non essential distribution panel
CMV STEM LEAK RECOVERY MOV (SPACE HEATER) | 02MAM30AA101-H01 | TCP |  | U2 Non essential distribution panel
ST IP STEAM INLET PIPE DRAIN MOV (SPACE HEATER) | 02MAL06AA901-H01 | TCP |  | U2 Non essential distribution panel
CRV SEAT DRAIN MOTOR VALVE (SPACE HEATER) | 02MAL04AA901-H01 | TCP |  | U2 Non essential distribution panel
CMV SEAT DRAIN MOTOR VALVE (SPACE HEATER) | 02MAL01AA901-H01 | TCP |  | U2 Non essential distribution panel
ST VENTILATOR VALVE (SPACE HEATER) | 02LBC01AA103-H01 | TCP |  | U2 Non essential distribution panel
ST VACUUM BREAKER No.2 (SPACE HEATER | 02MAC11AA902-H01 | TCP |  | U2 Non essential distribution panel
ST VACUUM BREAKER No.1 (SPACE HEATER) | 02MAC11AA901-H01 | TCP |  | U2 Non essential distribution panel
HEATER (GT PACKAGE GAS DETECTORS) | 02MBY91GZ100 | TCP |  | U2 Non essential distribution panel
ECA RECIRCULATION PUMP (A) (BEARING HEATER) | 02LCA14AH101 | TCP | Heater | U2 Non essential distribution panel
ECA RECIRCULATION PUMP (B) (BEARING HEATER) | 02LCA14AH102 | TCP | Heater | U2 Non essential distribution panel

## HeatTrace
Breaker | Circuit | Panel
1 | 01HTT-1610/1612/1611/1614/1616/1613/1615 | HPL-1111
2 | 01-HTT-1642A/1642B/1641A/1641B/1608 | HPL-1111
3 | 01-HTT-1527/1526/1525/1539/1540 | HPL-1111
4 | 01-HTT-1593/1594/1592/1595/1596/1648 | HPL-1111
5 | 01-ENC-HRS907 | HPL-1111
6 | 01-HTT-1564/1579/1577/1578/1543/1556 | HPL-1111
7 | 01-HTT-1529/1530/1522 | HPL-1111
8 | 01-HTT-1551B/1528 | HPL-1111
9 | 1552/1553/1561/1688/1689/1524/1548/1009 | HPL-1111
10 | 01-HTT-1562B/1516/1628/1513 | HPL-1111
11 | 01-HTT-1507/1505/1682B/1682A | HPL-1111
12 | 01-ENC-HLS908 | HPL-1111
13 | 01-ENC-HHS905C/HHS905B | HPL-1111
14 | SPARE | HPL-1111
15 | 01-HTT-1562A/1563/1568/1569/1510 | HPL-1111
16 | 01-HTT-1644/1649 | HPL-1111
17 | 01-HTT-1643/ 1638/CCF1007B | HPL-1111
18 | 01-HTT-1633/1630 | HPL-1111
19 | SPARE | HPL-1111
20 | 01-ENC-LT-HLS930BC | HPL-1111
21 | SPARE | HPL-1111
22 | 01-ENC-HIS903 B/C | HPL-1111
23 | 01-ENC-HLS930A/HLS930B | HPL-1111
24 | 01-ENC-HLS930B/C | HPL-1111
25 | SPARE | HPL-1111
26 | SPARE | HPL-1111
27 | SPARE | HPL-1111
28 | SPARE | HPL-1111
29 | 01-HTT-1609 | HPL-1111
30 | SPARE | HPL-1111
31 | SPARE | HPL-1111
32 | SPARE | HPL-1111
33 | SPARE | HPL-1111
34 | SPARE | HPL-1111
35 | SPARE | HPL-1111
36 | SPARE | HPL-1111
37 | SPARE | HPL-1111
38 | SPARE | HPL-1111
39 | SPARE | HPL-1111
40 | SPARE | HPL-1111
1 | COMMON RTD | HPL-1112
2 | 01-HTT-1263 | HPL-1112
3 | 01-ENC-BFW201, 175, 102, CND451, 455, | HPL-1112
4 | 01-HTT-1646, 1678, 1629, 1549 | HPL-1112
5 | 01-HTT-1205, 1101 | HPL-1112
6 | 01-HTT-1053, 1051, 1673, 1675, 1052 | HPL-1112
7 | 01-HTT-1009 | HPL-1112
8 | SPARE | HPL-1112
9 | 01-HTT-1023 | HPL-1112
10 | 01-ENC-BFW345 | HPL-1112
11 | 01-HTT-1015 | HPL-1112
12 | 01-HTT-1268, 1253 | HPL-1112
13 | 00-ENC-WDR221 | HPL-1112
14 | 00HTT0141,01HTTWDR1180,02HTT2201,WDR1180 | HPL-1112
15 | 00-HTT-0142, 0109, 0140 | HPL-1112
16 | 01-ENC-HHS912, HHS912A | HPL-1112
17 | 01-HTT-1032, 1022 | HPL-1112
18 | 01-HTT-1639, 1050 | HPL-1112
19 | 01-HTT-1025 | HPL-1112
20 | SPARE | HPL-1112
21 | 01-HTT-1652AB, 1695, 1653, 1660 | HPL-1112
22 | 01-HTT-1026 | HPL-1112
23 | 01-HTT-1027, 1214 | HPL-1112
24 | SPARE | HPL-1112
25 | 00-HTT-0250 | HPL-1112
26 | 01-ENC_HRS912, 912A | HPL-1112
27 | SPARE | HPL-1112
28 | SPARE | HPL-1112
29 | 00-HTT-0145 | HPL-1112
30 | SPARE | HPL-1112
31 | 01-HTT-1201 | HPL-1112
32 | SPARE | HPL-1112
33 | SPARE | HPL-1112
34 | SPARE | HPL-1112
35 | SPARE | HPL-1112
36 | SPARE | HPL-1112
37 | SPARE | HPL-1112
38 | SPARE | HPL-1112
39 | SPARE | HPL-1112
40 | SPARE | HPL-1112
1 | 00-HTT-0149 | HPL-1113
2 | 00-HTT-0148 | HPL-1113
3 | 00-HTT-0147 | HPL-1113
4 | 00-HTT-0229 | HPL-1113
5 | 00-HTT-0230B, 0230A | HPL-1113
6 | SPARE | HPL-1113
7 | SPARE | HPL-1113
8 | 00-HTT-0231 | HPL-1113
9 | 00-HTT-FGS1007, 1005, 1009, 1011, 1012 | HPL-1113
10 | 00-HTT-FGS6021, 6022, 6019 | HPL-1113
11 | SPARE | HPL-1113
12 | 00-HTT-0231B | HPL-1113
13 | SPARE | HPL-1113
14 | SPARE | HPL-1113
15 | SPARE | HPL-1113
16 | SPARE | HPL-1113
17 | SPARE | HPL-1113
18 | SPARE | HPL-1113
19 | GLYCOLSKID HT JB 00-FGS-SKD-07 | HPL-1113
20 | SPARE | HPL-1113
21 | SPARE | HPL-1113
22 | SPARE | HPL-1113
23 | SPARE | HPL-1113
24 | SPARE | HPL-1113
25 | SPARE | HPL-1113
26 | SPARE | HPL-1113
27 | SPARE | HPL-1113
28 | SPARE | HPL-1113
29 | SPARE | HPL-1113
30 | SPARE | HPL-1113
31 | SPARE | HPL-1113
32 | SPARE | HPL-1113
33 | SPARE | HPL-1113
34 | SPARE | HPL-1113
35 | SPARE | HPL-1113
36 | SPARE | HPL-1113
37 | SPARE | HPL-1113
38 | SPARE | HPL-1113
39 | SPARE | HPL-1113
40 | SPARE | HPL-1113
1 | 01-HTT-1607 | HPL-1116
2 | 00-HTT-0146, 01-HTT-1606 | HPL-1116
3 | 01-HTT-1605A | HPL-1116
4 | 01-HTT-1554, 1604, 1603, 1602 | HPL-1116
5 | 01-HTT-1605B, 1536, 1585B | HPL-1116
6 | 01-ENC-CND591, 592 | HPL-1116
7 | 00-HTT-0222 | HPL-1116
8 | 01-HTT-1672, 1570 | HPL-1116
9 | 01-HTT-1677, 1576, 1541 | HPL-1116
10 | 01-HTT-1500, 1617, 1501, 1520 | HPL-1116
11 | 01-HTT-1674, 1054, 1521, 1557 | HPL-1116
12 | 01-HTT-1274, 1122, 1276 | HPL-1116
13 | 01-HTT-1544, 1519, 1575, 1601 | HPL-1116
14 | 01-HTT-1209 | HPL-1116
15 | 00-HTT-0144, 01-HTT-1273, 1275 | HPL-1116
16 | 01-HTT-1114 | HPL-1116
17 | 01-HTT-1280, 1281, 1279 | HPL-1116
18 | 01-HTT-1550, 1583, 1567, 1572 | HPL-1116
19 | 00-HTT-0226 | HPL-1116
20 | 01-HTT-1662, 1598, 1600A, 1600B, 1599 | HPL-1116
21 | 01-HTT-1210 | HPL-1116
22 | 01-HTT-1338 | HPL-1116
23 | 01-HTT-1024 | HPL-1116
24 | SPARE | HPL-1116
25 | 01-ENC-BFW327 | HPL-1116
26 | 01-HTT-1664 | HPL-1116
27 | SPARE | HPL-1116
28 | JBX-1123 | HPL-1116
29 | SPARE | HPL-1116
30 | SPARE | HPL-1116
31 | HTT-1124 | HPL-1116
32 | SPARE | HPL-1116
33 | SPARE | HPL-1116
34 | SPARE | HPL-1116
35 | SPARE | HPL-1116
36 | SPARE | HPL-1116
37 | SPARE | HPL-1116
38 | SPARE | HPL-1116
39 | SPARE | HPL-1116
40 | SPARE | HPL-1116
1 | 01-ENC-HPS110, AXS401, BFW714 | HPL-1117
2 | 01-HTT-JBX-1016 | HPL-1117
3 | 01-ENC-BFW407, 439, 435, 427 | HPL-1117
4 | 01-HTT-JBX-1035, 1038, 1034, 1033 | HPL-1117
5 | 01-HTT-JBX-1264 | HPL-1117
6 | 01-HTT-JBX-1017 | HPL-1117
7 | 01-HTT-JBX-1111, 1109, 1108, 1107, 0153 | HPL-1117
8 | 01-HTT-JBX-1588, 1656, 1001 | HPL-1117
9 | 01-HTT-JBX-1036, 1037, 0152 | HPL-1117
10 | 01-ENC-HPS105 | HPL-1117
11 | 01-ENC-BFW339B, 339A, 331 | HPL-1117
12 | 00-HTT-0235, 0236, 01-HTT-1112, 1113 | HPL-1117
13 | 01-HTT-JBX-1028 | HPL-1117
14 | 01-ENC-HIS905, 905A | HPL-1117
15 | 01-HTT-JBX-1266 | HPL-1117
16 | 01-HTT-JBX-1002 | HPL-1117
17 | 01-HTT-JBX-1502 | HPL-1117
18 | SPARE | HPL-1117
19 | 01-HTT-JBX-1265 | HPL-1117
20 | SPARE | HPL-1117
21 | 01-HTT-JBX-1503 | HPL-1117
22 | SPARE | HPL-1117
23 | 01-HTT-JBX-1278, 1661, 1650 | HPL-1117
24 | SPARE | HPL-1117
25 | 01-HTT-JBX-1582, 1622, 1623, 1621, 1624 | HPL-1117
26 | SPARE | HPL-1117
27 | SPARE | HPL-1117
28 | SPARE | HPL-1117
29 | SPARE | HPL-1117
30 | SPARE | HPL-1117
31 | SPARE | HPL-1117
32 | SPARE | HPL-1117
33 | SPARE | HPL-1117
34 | SPARE | HPL-1117
35 | SPARE | HPL-1117
36 | SPARE | HPL-1117
37 | SPARE | HPL-1117
38 | SPARE | HPL-1117
39 | SPARE | HPL-1117
40 | SPARE | HPL-1117
1 | 01-HTT-1300 | HPL-1118
2 | 01-HTT-1312, 1313 | HPL-1118
3 | 01-HTT-1302 | HPL-1118
4 | 01-HTT-1304 | HPL-1118
5 | 01-HTT-1317, 1318, 1303 | HPL-1118
6 | 01-HTT-1305, 1306 | HPL-1118
7 | 01-HTT-1316, 1315, 1314 | HPL-1118
8 | 01-HTT-1311 | HPL-1118
9 | 01-HTT-1301 | HPL-1118
10 | GUTTER 1319-1325 | HPL-1118
11 | 01-HTT-1330 | HPL-1118
12 | 01-HTT-1308, 1310, 1307 | HPL-1118
13 | 01-HTT-1331 | HPL-1118
14 | 01-HTT-1332 | HPL-1118
15 | 01-HTT-1336 | HPL-1118
16 | 01-HTT-1335 | HPL-1118
17 | 01-HTT-1334 | HPL-1118
18 | 01-HTT-1337, 01-ENC-HEH901ABC | HPL-1118
19 | SPARE | HPL-1118
20 | 01-HTT-1333 | HPL-1118
21 | SPARE | HPL-1118
22 | SPARE | HPL-1118
23 | SPARE | HPL-1118
24 | SPARE | HPL-1118
25 | SPARE | HPL-1118
26 | SPARE | HPL-1118
27 | SPARE | HPL-1118
28 | SPARE | HPL-1118
29 | SPARE | HPL-1118
30 | SPARE | HPL-1118
31 | SPARE | HPL-1118
32 | SPARE | HPL-1118
33 | SPARE | HPL-1118
34 | SPARE | HPL-1118
35 | SPARE | HPL-1118
36 | SPARE | HPL-1118
37 | SPARE | HPL-1118
38 | SPARE | HPL-1118
39 | SPARE | HPL-1118
40 | SPARE | HPL-1118
1 | 01-HTT-1237 | HPL-1312
2 | 01-HTT-1236 | HPL-1312
3 | 01-HTT-1115, 1070 | HPL-1312
4 | 01-HTT-1072 | HPL-1312
5 | 01-HTT-1282, 1257, 1256 | HPL-1312
6 | 01-HTT-1241B, 1229 | HPL-1312
7 | 01-HTT-1234 | HPL-1312
8 | 01-HTT-1242A | HPL-1312
9 | 01-HTT-1208, 1232 | HPL-1312
10 | 01-HTT-1244A | HPL-1312
11 | 01-HTT-1231 | HPL-1312
12 | 01-HTT-1075 | HPL-1312
13 | 01-HTT-1241A | HPL-1312
14 | 01-HTT-1244B, 1242B | HPL-1312
15 | 01-HTT-1243A | HPL-1312
16 | 01-HTT-1116, 1073 | HPL-1312
17 | 01-HTT-1061, 1240, 1060, 1252 | HPL-1312
18 | 01-HTT-1059, 1058 | HPL-1312
19 | 01-HTT-1203; 1259; 1283 | HPL-1312
20 | 01-HTT-1239, 1086, 1086B | HPL-1312
21 | 01-HTT-1074 | HPL-1312
22 | SPARE | HPL-1312
23 | 01-HTT-0131, 1245B, 1284, 1258 | HPL-1312
25 | SPARE | HPL-1312
26 | 01-HTT-1093A, 1093B, 1093C, 1093D | HPL-1312
27 | SPARE | HPL-1312
28 | 01-HTT-1095, 1065 | HPL-1312
29 | 01-HTT-1269B | HPL-1312
30 | HTT-1326 | HPL-1312
31 | SPARE | HPL-1312
32 | SPARE | HPL-1312
33 | SPARE | HPL-1312
34 | HTT-1328 | HPL-1312
36 | HTT-1271/1272 | HPL-1312
37 | SPARE | HPL-1312
38 | SPARE | HPL-1312
39 | SPARE | HPL-1312
40 | SPARE | HPL-1312
1 | 01-HTT-1064, 1020, 1019, 1063 | HPL-2111
2 | 01-HTT-1267 | HPL-2111
3 | 01-ENC-BFW301C, BFW301, BFW401 | HPL-2111
4 | 01-HTT-1021, 1005 | HPL-2111
5 | 01-HTT-1004, 1003 | HPL-2111
6 | 01-ENC-BFW233, 701, 243, 704A, 704B | HPL-2111
7 | 01-ENC-BFW181B, 181A, 165 | HPL-2111
8 | SPARE | HPL-2111
9 | 01-HTT-1030, 1031, 1654A, 1654B | HPL-2111
10 | 01-HTT-1014, 1006 | HPL-2111
11 | 01-ENC-HHS203A, 203B | HPL-2111
12 | 01-HTT-1007 | HPL-2111
13 | 01-HTT-1104, 1110, 1102, 1103 | HPL-2111
14 | 01-HTT-1574A, 1574B, 1029 | HPL-2111
15 | 01-HTT-1277 | HPL-2111
16 | 01-ENC-HLS801 | HPL-2111
17 | 01-ENC-BFW734 | HPL-2111
18 | SPARE | HPL-2111
19 | 01-ENC-BFW141B, 141A, 125, 135 | HPL-2111
20 | 01-HTT-1357 | HPL-2111
21 | SPARE | HPL-2111
22 | 01-ENC-CRH124, DWS723, HRH101 | HPL-2111
23 | 01-HTT-1215 | HPL-2111
24 | 01-ENC-HPS101, BFW753, BFW741. HHS911 | HPL-2111
25 | SPARE | HPL-2111
26 | SPARE | HPL-2111
27 | SPARE | HPL-2111
28 | SPARE | HPL-2111
29 | 01-HTT-1011 | HPL-2111
30 | SPARE | HPL-2111
31 | SPARE | HPL-2111
32 | SPARE | HPL-2111
33 | SPARE | HPL-2111
34 | SPARE | HPL-2111
35 | SPARE | HPL-2111
36 | SPARE | HPL-2111
37 | SPARE | HPL-2111
38 | SPARE | HPL-2111
39 | SPARE | HPL-2111
40 | SPARE | HPL-2111
1 | SMP1010, 1250, | HPL-2114
2 | SMP1009 | HPL-2114
3 | SMP1004, 1002 | HPL-2114
4 | 01-HTT-1618, 1670, 1669, 1640 | HPL-2114
5 | SPMP1301 | HPL-2114
6 | 00-HTT-0151, 01-HTT-1008, 1013 | HPL-2114
7 | SMP1006, 1008 | HPL-2114
8 | 01-HTT-1288, 1289, 1206, 1290 | HPL-2114
9 | 01-HTT-CCF1007A, CCF1030 | HPL-2114
10 | 01-ENC-HHS902, HIS901, HLS919ABC | HPL-2114
11 | 01-HTT-1121 | HPL-2114
12 | 01-HTT-1105 | HPL-2114
13 | 01-HTT-1012, 1010 | HPL-2114
14 | 01-HTT-1665, 1056 | HPL-2114
15 | 00-HTT-0150, 01-HTT-1262 | HPL-2114
16 | 01-HTT-1620, 1671, 1018 | HPL-2114
17 | SMP1007 | HPL-2114
18 | 01-ENC_BDN133, SWS701 | HPL-2114
19 | SMP1174 | HPL-2114
20 | 01-HTT-1666, 1667A, 1667B, 1668, 1676 | HPL-2114
21 | SMP1136 | HPL-2114
22 | 00-HTT-0223 | HPL-2114
23 | 01-ENC-HLS901, HBD901(L), HBD901(P) | HPL-2114
24 | 01-HTT-0224 | HPL-2114
25 | SPARE | HPL-2114
26 | SPARE | HPL-2114
27 | 01-HTT-1204, 1106, 1294 | HPL-2114
28 | 01-ENC-HHS901(P) | HPL-2114
29 | SPARE | HPL-2114
30 | SPARE | HPL-2114
31 | SPARE | HPL-2114
32 | HTT-1341 | HPL-2114
33 | SPARE | HPL-2114
34 | SPARE | HPL-2114
35 | HTT-1340 | HPL-2114
36 | SPARE | HPL-2114
37 | SPARE | HPL-2114
38 | SPARE | HPL-2114
39 | SPARE | HPL-2114
40 | SPARE | HPL-2114
1 | 01-HTT-1238, 1202 | HPL-2115
2 | 01-HTT-1286, 1213, 1287 | HPL-2115
3 | 01-HTT-1247, 1235B | HPL-2115
4 | 01-HTT-1225 | HPL-2115
5 | 01-HTT-1224, 1260, 1219, 1223 | HPL-2115
6 | 01-HTT-1293 | HPL-2115
7 | 01-HTT-1227 | HPL-2115
8 | 01-HTT-1222, 1220, 1221 | HPL-2115
9 | 01-HTT-1226 | HPL-2115
10 | 01-ENC-STP351, 371, 323, 123 | HPL-2115
11 | 01-HTT-1285, 1218 | HPL-2115
12 | 01-ENC-CRH107, HRH110 | HPL-2115
13 | 01-HTT-1043 | HPL-2115
14 | 01-HTT-1216, 1217 | HPL-2115
15 | 01-HTT-1211 | HPL-2115
16 | 01-HTT-1045 | HPL-2115
17 | 01-HTT-1212B, 1212A, 1292 | HPL-2115
18 | 01-ENC-LPS110 | HPL-2115
19 | 01-HTT-1235 | HPL-2115
20 | 01-ENC-BFW146, 471, 186, 351, CND102 | HPL-2115
21 | 01-HTT-1261 | HPL-2115
22 | SPARE | HPL-2115
23 | 01-HTT-1269, 00-HTT-0155 | HPL-2115
24 | 01-HTT-1270, 1254 | HPL-2115
25 | SPARE | HPL-2115
26 | 01-HTT-1042 | HPL-2115
27 | 01-HTT-1088, 1089, 1066 | HPL-2115
28 | 01-HTT-1090, 1091, 1067 | HPL-2115
29 | CT INOPERATIVE | HPL-2115
30 | 01-HTT-1228 | HPL-2115
31 | 01-HTT-1044 | HPL-2115
32 | SPARE | HPL-2115
33 | 01-HTT-1092A, 1092B, 1093C | HPL-2115
34 | SPARE | HPL-2115
35 | HTT-1327 | HPL-2115
36 | 00-HTT-0154 | HPL-2115
37 | SPARE | HPL-2115
38 | SPARE | HPL-2115
39 | SPARE | HPL-2115
40 | SPARE | HPL-2115
1 | 01-HTT-1631, 1659B, 1659C, 1659A | HPL-2116
2 | 01-ENC-HEH929 | HPL-2116
3 | 01-HTT-1634A,1634B,1645,1632,1635,1636 | HPL-2116
4 | 01-ENC-HEH939 | HPL-2116
5 | 01-HTT-1534, 1535, 1587 | HPL-2116
6 | 01-ENC-HEH949 | HPL-2116
7 | 01-ENC-HHS910A, HHS910B, HHS910C | HPL-2116
8 | 01-ENC-HIS903A(P),HIS903BC,HHS905A(L)(P) | HPL-2116
9 | 01HTT1663,1589,1590,1591,1619,1657,1658 | HPL-2116
10 | 01-ENC-HRS911A, 911B, 911C | HPL-2116
11 | 01-HTT-1581, 1580, 1637, 1531, 1523 | HPL-2116
12 | 01-HTT-1545, 1546, 1547, 1551A, 1584 | HPL-2116
13 | 01-ENC-HLS930A, HIS930A | HPL-2116
14 | 01-ENC-HLS908(P) | HPL-2116
15 | 1511,1625,1687,1686,1683,1685,1684,1626 | HPL-2116
16 | 01-HTT-1515 | HPL-2116
17 | 01-HTT-1558B, 1558A, 1537B, 1537A, 1538 | HPL-2116
18 | 01HTT1560,1518,1514,1627,1517,1555 | HPL-2116
19 | 01-HTT-1532, 1585 | HPL-2116
20 | 01-ENC-HLS930C | HPL-2116
21 | 01-HTT-1566, 1565, 1681, 1680 | HPL-2116
22 | 01-HTT_1679, 1504, 1533 | HPL-2116
23 | 01-HTT-1509, 1508 | HPL-2116
24 | SPARE | HPL-2116
25 | 01-HTT-1566, 1512, 1506 | HPL-2116
26 | 01-HTT-1525B | HPL-2116
27 | SPARE | HPL-2116
28 | SPARE | HPL-2116
29 | SPARE | HPL-2116
30 | SPARE | HPL-2116
31 | SPARE | HPL-2116
32 | SPARE | HPL-2116
33 | SPARE | HPL-2116
34 | SPARE | HPL-2116
35 | SPARE | HPL-2116
36 | SPARE | HPL-2116
37 | SPARE | HPL-2116
38 | SPARE | HPL-2116
39 | SPARE | HPL-2116
40 | SPARE | HPL-2116
1 | 01-HTT-1071 1117 | HPL-2511
2 | 01-HTT-1080, 1119 | HPL-2511
3 | 01-HTT-1079, 1118 | HPL-2511
4 | 01-HTT-1082, 1248 | HPL-2511
5 | 01-HTT-1081 | HPL-2511
6 | 01-HTT-1084 | HPL-2511
7 | 01-HTT-1085B | HPL-2511
8 | 01-HTT-1085A | HPL-2511
9 | 01-HTT-1083, 1249 | HPL-2511
10 | 01-ENC-CND867, AXS710, AXS713 | HPL-2511
11 | 01-HTT-1246A | HPL-2511
12 | 01-HTT-1230, 1255 | HPL-2511
13 | 01-HTT-1251 | HPL-2511
14 | 01-HTT-1207, 1246B | HPL-2511
15 | 01-HTT-1250, 1062 | HPL-2511
16 | 01-HTT-1076 | HPL-2511
17 | 01-HTT-1245A | HPL-2511
18 | 01-HTT-1077 | HPL-2511
19 | 01-ENC-DWS713, 717, CND103, 123, 143 | HPL-2511
20 | 01-HTT-1120 | HPL-2511
21 | 00-HTT-0130, 01-HTT-1078 | HPL-2511
22 | 01-ENC-CND215, 205, 115, 235, 135, 155 | HPL-2511
23 | 01-HTT-1233 | HPL-2511
24 | 00-HTT-0227 | HPL-2511
25 | 01-HTT-1098 | HPL-2511
26 | 00-HTT-0212 | HPL-2511
27 | SPARE | HPL-2511
28 | 01-HTT-1096A, 1096B | HPL-2511
29 | SPARE | HPL-2511
30 | 01-HTT-1097 | HPL-2511
31 | SPARE | HPL-2511
32 | 01-HTT-1099 | HPL-2511
33 | SPARE | HPL-2511
34 | SPARE | HPL-2511
35 | SPARE | HPL-2511
36 | SPARE | HPL-2511
37 | SPARE | HPL-2511
38 | SPARE | HPL-2511
39 | SPARE | HPL-2511
40 | SPARE | HPL-2511
1 | 02-HTT-2064, 2020, 2019, 2063 | HPL-1211
2 | 02-HTT-2267 | HPL-1211
3 | 02-ENC-BFW301C, 301, 401 | HPL-1211
4 | 02-HTT-2021, 2005 | HPL-1211
5 | 02-HTT-2004, 2003 | HPL-1211
6 | 02-ENC-BFW233, 701, 243, 704A, 704B | HPL-1211
7 | 02-ENC-BFW181B, 181A, 165 | HPL-1211
8 | SPARE | HPL-1211
9 | 02-HTT-2030, 2031, 2654A, 2654B | HPL-1211
10 | 02-HTT-2014 | HPL-1211
11 | 02-ENC-HHS203A, 203B | HPL-1211
12 | 02-HTT-2007 | HPL-1211
13 | 02-HTT-2104, 2101, 2110, 2102, 2103 | HPL-1211
14 | 02-HTT-2574A, B, 2029 | HPL-1211
15 | 02-HTT-2277 | HPL-1211
16 | 02-ENC-HLS801 | HPL-1211
17 | 02-ENC-BFW734 | HPL-1211
18 | SPARE | HPL-1211
19 | 02-ENC-BFW141A, B, 125, 135 | HPL-1211
20 | 02-HTT-2647A, 2647B, 2006 | HPL-1211
21 | 02-HTT-2040, 2039, 2041, 2655B, 2655A | HPL-1211
22 | 02-ENC-CRH124, DWS723, HRH101 | HPL-1211
23 | 02-HTT-2215 | HPL-1211
24 | 02-ENC-HPS101, HHS911, BFW753, 741 | HPL-1211
25 | SPARE | HPL-1211
26 | SPARE | HPL-1211
27 | SPARE | HPL-1211
28 | SPARE | HPL-1211
29 | 02-HTT-2011 | HPL-1211
30 | SPARE | HPL-1211
31 | SPARE | HPL-1211
32 | SPARE | HPL-1211
33 | SPARE | HPL-1211
34 | SPARE | HPL-1211
35 | SPARE | HPL-1211
36 | SPARE | HPL-1211
37 | SPARE | HPL-1211
38 | SPARE | HPL-1211
39 | SPARE | HPL-1211
40 | SPARE | HPL-1211
1 | 02-HTT-2607 | HPL-1212
2 | 00-HTT-0128, 02-HTT-2606 | HPL-1212
3 | 02-HTT-2605A | HPL-1212
4 | 02-HTT-2554, 2604, 2603, 2602 | HPL-1212
5 | 02-HTT-2605B, 2563 | HPL-1212
6 | 02-ENC-CND591, 592 | HPL-1212
7 | 01-HTT-1055 | HPL-1212
8 | 02-HTT-2672, 2570 | HPL-1212
9 | 02-HTT-2677, 2576, 2541 | HPL-1212
10 | 02-HTT-2500, 2617, 2501, 2520 | HPL-1212
11 | 02-HTT-2674, 2054, 2521, 2557 | HPL-1212
12 | 02-HTT-2274, 2122, 2276 | HPL-1212
13 | 02-HTT-2544, 2519, 2575, 2601 | HPL-1212
14 | 02-HTT-2209 | HPL-1212
15 | 00-HTT-0127, 02-HTT-2273, 2275 | HPL-1212
16 | 02-HTT-2114 | HPL-1212
17 | 02-HTT-2280, 2281, 2279 | HPL-1212
18 | 02-HTT-2550, 2583, 2567, 2572 | HPL-1212
19 | SPARE | HPL-1212
20 | 02-HTT-2662, 2598, 2599 | HPL-1212
21 | 02-HTT-2210 | HPL-1212
22 | 00-HTT-0139 | HPL-1212
23 | 02-HTT-2024 | HPL-1212
24 | 00-HTT-0218 | HPL-1212
25 | 00-HTT-0217 | HPL-1212
26 | 00-HTT-0228 | HPL-1212
27 | 02-ENC-BFW327 | HPL-1212
28 | HTT-2338 | HPL-1212
29 | 00-HTT-0221 | HPL-1212
30 | SPARE | HPL-1212
31 | SPARE | HPL-1212
32 | 02-HTT-2664 | HPL-1212
33 | SPARE | HPL-1212
34 | SPARE | HPL-1212
35 | SPARE | HPL-1212
36 | SPARE | HPL-1212
37 | SPARE | HPL-1212
38 | 00-HTT-0220 | HPL-1212
39 | SPARE | HPL-1212
40 | SPARE | HPL-1212
1 | 00-HTT-0210, 0211 | HPL-1213
2 | 00-HTT-0213 | HPL-1213
3 | 00-HTT-0117, 0108, 0121, 0122, 0123 | HPL-1213
4 | 00-HTT-0120, 0216, 0119, 0118 | HPL-1213
5 | 00-HTT-0209 | HPL-1213
6 | 00-HTT-0116 | HPL-1213
7 | 00-HTT-0232 | HPL-1213
8 | 00-HTT-0204, 0202, 0203, 0205, 0207 | HPL-1213
9 | 01-HTT-0002, 00-HTT-0124 | HPL-1213
10 | 00-HTT-0102, 0106, 0103 | HPL-1213
11 | 01-HTT-0001 | HPL-1213
12 | 00-HTT-0125, 0101 | HPL-1213
13 | 00-HTT-0208, 0206 | HPL-1213
14 | 00-HTT-0104 | HPL-1213
15 | 00-ENC-SWS107 | HPL-1213
16 | 00-HTT-0107, 0105 | HPL-1213
17 | 00-HTT-0238A, 0238B | HPL-1213
18 | 00-HTT-0239 | HPL-1213
19 | 00-HTT-0215 | HPL-1213
20 | SPARE | HPL-1213
21 | SPARE | HPL-1213
22 | SPARE | HPL-1213
23 | SPARE | HPL-1213
24 | SPARE | HPL-1213
25 | 00-HTT-DWT6020, DWT6026, DWT6016 | HPL-1213
26 | SPARE | HPL-1213
27 | SPARE | HPL-1213
28 | SPARE | HPL-1213
29 | SPARE | HPL-1213
30 | SPARE | HPL-1213
31 | SPARE | HPL-1213
32 | SPARE | HPL-1213
33 | SPARE | HPL-1213
34 | SPARE | HPL-1213
35 | SPARE | HPL-1213
36 | SPARE | HPL-1213
37 | SPARE | HPL-1213
38 | SPARE | HPL-1213
39 | SPARE | HPL-1213
40 | SPARE | HPL-1213
1 | HTT | HPL-1216
2 | 02-HTT-2263 | HPL-1216
3 | SPARE | HPL-1216
4 | 02-HTT-2646, 2678, 2629, 2549 | HPL-1216
5 | HEAD TANK | HPL-1216
6 | 02-HTT-2053, 2051, 2673, 2675, 2052 | HPL-1216
7 | 02-HTT-2009 | HPL-1216
8 | SPARE | HPL-1216
9 | 02-HTT-2023 | HPL-1216
10 | 02-ENC-BFW345 | HPL-1216
11 | 02-HTT-2015 | HPL-1216
12 | 02-HTT-2268, 2253 | HPL-1216
13 | 02-HTT-2055 | HPL-1216
14 | 00-HTT-0219 | HPL-1216
15 | SPARE | HPL-1216
16 | 02-ENC-HHS912, 912A | HPL-1216
17 | 02-HTT-2205, 2032, 2022, 00-HTT-0126 | HPL-1216
18 | 02-HTT-2639, 2050 | HPL-1216
19 | 02-HTT-2025 | HPL-1216
20 | SPARE | HPL-1216
21 | 02-HTT-2652A, B, 2653, 2660, 2695 | HPL-1216
22 | 02-HTT-2026, 2002 | HPL-1216
23 | 02-HTT-2027, 2214 | HPL-1216
24 | SPARE | HPL-1216
25 | 00-HTT-0138, 02-HTT-2008, 2013 | HPL-1216
26 | 00-ENC-HRS912, 912A | HPL-1216
27 | SPARE | HPL-1216
28 | 00-HTT-0129, 02-HTT-2262 | HPL-1216
29 | HTT-0126 | HPL-1216
30 | SPARE | HPL-1216
31 | 02-HTT-CCF1007A, CCF1030 | HPL-1216
32 | HTT-2123 | HPL-1216
33 | HTT-2124 | HPL-1216
34 | SPARE | HPL-1216
35 | SPARE | HPL-1216
36 | SPARE | HPL-1216
37 | SPARE | HPL-1216
38 | SPARE | HPL-1216
39 | SPARE | HPL-1216
40 | SPARE | HPL-1216
1 | 02-ENC-HPS110, AXS401, BFW714 | HPL-1217
2 | 02-HTT-2016 | HPL-1217
3 | 02-ENC-BFW407, 439, 435, 427 | HPL-1217
4 | 02-HTT-2035, 2038, 2034, 2033 | HPL-1217
5 | 02-HTT-2264 | HPL-1217
6 | 02-HTT-2017 | HPL-1217
7 | 02-HTT-2111,2109,2108,2107, 00-HTT-0136 | HPL-1217
8 | 02-HTT-2588, 2656, 2001 | HPL-1217
9 | 02-HTT-2036, 2037, 00-HTT-0137 | HPL-1217
10 | 02-ENC-HPS105 | HPL-1217
11 | 02-ENC-BFW339B, 339A, 331 | HPL-1217
12 | 00-HTT-0237, 0214, 02-HTT-2112, 2113 | HPL-1217
13 | 02-HTT-2028 | HPL-1217
14 | 02-ENC-HIS905, 905A | HPL-1217
15 | 02-HTT-2266 | HPL-1217
16 | JBX-2002 | HPL-1217
17 | 02-HTT-2502 | HPL-1217
18 | SPARE | HPL-1217
19 | 02-HTT-2265 | HPL-1217
20 | SPARE | HPL-1217
21 | 02-HTT-2503 | HPL-1217
22 | SPARE | HPL-1217
23 | 02-HTT-2278, 2661, 2650 | HPL-1217
24 | SPARE | HPL-1217
25 | SPARE | HPL-1217
26 | 02-HTT-2582, 2622, 2623, 2621, 2624 | HPL-1217
27 | SAPRE | HPL-1217
28 | SPARE | HPL-1217
29 | SPARE | HPL-1217
30 | SPARE | HPL-1217
31 | SPARE | HPL-1217
32 | SPARE | HPL-1217
33 | SPARE | HPL-1217
34 | SPARE | HPL-1217
35 | SPARE | HPL-1217
36 | SPARE | HPL-1217
37 | SPARE | HPL-1217
38 | SPARE | HPL-1217
39 | SPARE | HPL-1217
40 | SPARE | HPL-1217
1 | 02-SMP1010, 1250 | HPL-1218
2 | 01-SMP1009 | HPL-1218
3 | 02-SMP1004, 1002 | HPL-1218
4 | 02-HTT-2618, 2670, 2669, 2640 | HPL-1218
5 | 02-SMP1301 | HPL-1218
6 | 00-SMP-6469 | HPL-1218
7 | 02-SMP1006, 1008 | HPL-1218
8 | 02-HTT-2291, 2288, 2289, 2206, 2290 | HPL-1218
9 | 00-SMP6508 | HPL-1218
10 | 02-ENC-HHS902, HIS901, HLS919A,B,C | HPL-1218
11 | 02-HTT-2121 | HPL-1218
12 | 02-HTT-2105 | HPL-1218
13 | 02-HTT-2012, 2010 | HPL-1218
14 | 02-HTT-2665 | HPL-1218
15 | 00-SMP6470 | HPL-1218
16 | 02-HTT-2620, 2671, 2018 | HPL-1218
17 | 02-SMP1007 | HPL-1218
18 | 02-ENC-BDN133, SWS701 | HPL-1218
19 | 02-SMP1174 | HPL-1218
20 | 02-HTT-2666, 2667A,B, 2668, 2676 | HPL-1218
21 | 02-SMP1136 | HPL-1218
22 | SPARE | HPL-1218
23 | 02-ENC-HLS901, HBD901 | HPL-1218
24 | 00-DWS6001 | HPL-1218
25 | SPARE | HPL-1218
26 | SPARE | HPL-1218
27 | 02-HTT-2204, 2106, 2294 | HPL-1218
28 | 02-ENC-HHS901 | HPL-1218
29 | 02-ENC-BFW201, 175, 102, CND451, 455 | HPL-1218
30 | SPARE | HPL-1218
31 | SPARE | HPL-1218
32 | JBX-2341 | HPL-1218
33 | SPARE | HPL-1218
34 | SPARE | HPL-1218
35 | JBX-2340 | HPL-1218
36 | SPARE | HPL-1218
37 | SPARE | HPL-1218
38 | SPARE | HPL-1218
39 | SPARE | HPL-1218
40 | SPARE | HPL-1218
1 | HTT-RTD-2300 | HPL-1219
2 | HTT-2311; 2312; 2313 | HPL-1219
3 | HTT-2302 | HPL-1219
4 | 02-HTT-RTD-2304 | HPL-1219
5 | HTT-2317; 2318; 2303 | HPL-1219
6 | HTT-2305; 2306 | HPL-1219
7 | HTT-2316; 2315; 2314 | HPL-1219
8 | SPARE | HPL-1219
9 | HTT-2301 | HPL-1219
10 | GUTTER JBX 2319-2325 | HPL-1219
11 | HTT-2330 | HPL-1219
12 | HTT-2308; 2310 | HPL-1219
13 | HTT-2331 | HPL-1219
14 | HTT-2332 | HPL-1219
15 | HTT-2336 | HPL-1219
16 | HTT-2335 | HPL-1219
17 | HTT-2334 | HPL-1219
18 | HTT-2337; ENC-HEH901A; HEH901B; HEH901C | HPL-1219
19 | SPARE | HPL-1219
20 | HTT-2333 | HPL-1219
1 | 02-HTT-2237 | HPL-1612
2 | 02-HTT-2236 | HPL-1612
3 | 02-HTT-2115, 2070 | HPL-1612
4 | 02-HTT-2072 | HPL-1612
5 | 02-HTT-2282, 2257, 2256 | HPL-1612
6 | 02-HTT-2241B, 2229 | HPL-1612
7 | 02-HTT-2234 | HPL-1612
8 | 02-HTT-2242A | HPL-1612
9 | 02-HTT-2208, 2232 | HPL-1612
10 | 02-HTT-2244A | HPL-1612
11 | 02-HTT-2231 | HPL-1612
12 | 02-HTT-2075 | HPL-1612
13 | 02-HTT-2241A | HPL-1612
14 | 02-HTT-2244B, 2242B, 2283 | HPL-1612
15 | 02-HTT-2243A | HPL-1612
16 | 02-HTT-2116, 2073 | HPL-1612
17 | 02-HTT-2061, 2240, 2060, 2252 | HPL-1612
18 | 02-HTT-2059, 2058 | HPL-1612
19 | 02-HTT-2203, 2259 | HPL-1612
20 | 02-HTT-2239 | HPL-1612
21 | 02-HTT-2074 | HPL-1612
22 | SPARE | HPL-1612
23 | 00-HTT-0133, 02-HTT-2245B, 2284, 2258 | HPL-1612
24 | SPARE | HPL-1612
25 | SPARE | HPL-1612
26 | 02-HTT-2093A, B, C, D | HPL-1612
27 | SPARE | HPL-1612
28 | 02-HTT-2095, 2065 | HPL-1612
29 | 02-HTT-2269B | HPL-1612
30 | HTT-2326 | HPL-1612
31 | SPARE | HPL-1612
32 | SPARE | HPL-1612
33 | SPARE | HPL-1612
34 | HTT-2271/2272 | HPL-1612
35 | SPARE | HPL-1612
36 | HTT-2238 | HPL-1612
37 | SPARE | HPL-1612
38 | SPARE | HPL-1612
39 | SPARE | HPL-1612
40 | SPARE | HPL-1612
1 | 02HTT2610,2612,2611,2614,2616,2613,2615 | HPL-2211
2 | 02-HTT-2642A,B, 2608 | HPL-2211
3 | 02HTT2527,2526,2525,2539,2540, ENCHIS902 | HPL-2211
4 | 02-HTT-2593,2594,2592,2595,2596,2648 | HPL-2211
5 | 02-ENC-HRS907 | HPL-2211
6 | 02-HTT-2564,2579,2577,2578,2543,2556 | HPL-2211
7 | 02-HTT-2529, 2530, 2522 | HPL-2211
8 | 02-HTT-2551B, 2528 | HPL-2211
9 | 022552AB2553AB2688,2689,2561AB2548,2524 | HPL-2211
10 | 02-HTT-2562B, 2516, 2628, 2513 | HPL-2211
11 | 02-HTT-2507, 2505, 2682A,B | HPL-2211
12 | 02-ENC-HLS908 | HPL-2211
13 | 02-ENC-HHS905C, B | HPL-2211
14 | SPARE | HPL-2211
15 | 02-HTT-2562A, 2563, 2568, 2569, 2510 | HPL-2211
16 | 02-HTT-2644, 2649 | HPL-2211
17 | 02-HTT-2643, CCF1007B, 2638 | HPL-2211
18 | 02-HTT-2633, 2630 | HPL-2211
19 | SPARE | HPL-2211
20 | 02-ENC-HIS902A,B | HPL-2211
21 | SPARE | HPL-2211
22 | 02-ENC-HIS903B,C | HPL-2211
23 | 02-ENC-HLS930A, B | HPL-2211
24 | 02-ENC-HLS930B,C | HPL-2211
25 | SPARE | HPL-2211
26 | 02-ENC-HHS905B,C | HPL-2211
27 | SPARE | HPL-2211
28 | SPARE | HPL-2211
29 | 02-HTT-2609 | HPL-2211
30 | SPARE | HPL-2211
31 | SPARE | HPL-2211
32 | SPARE | HPL-2211
33 | SPARE | HPL-2211
34 | SPARE | HPL-2211
35 | SPARE | HPL-2211
36 | SPARE | HPL-2211
37 | SPARE | HPL-2211
38 | SPARE | HPL-2211
39 | SPARE | HPL-2211
40 | SPARE | HPL-2211
1 | 02-HTT-2238, 2202 | HPL-2216
2 | 02-HTT-2286, 2213, 2287 | HPL-2216
3 | 02-HTT-2261, 2247 | HPL-2216
4 | 02-HTT-2225 | HPL-2216
5 | 02-HTT-2224, 2260, 2222, 2223 | HPL-2216
6 | 02-HTT-2293, 00-HTT-0135 | HPL-2216
7 | 02-HTT-2227 | HPL-2216
8 | 02-HTT-2219, 2220, 2221 | HPL-2216
9 | 02-HTT-2226 | HPL-2216
10 | 02-ENC-STP351, STP371, STP123 | HPL-2216
11 | 02-HTT-2285, 2218 | HPL-2216
12 | 02-ENC-CRH107, HRH110 | HPL-2216
13 | 02-HTT-2043 | HPL-2216
14 | 02-HTT-2216, 2217 | HPL-2216
15 | 02-HTT-2211 | HPL-2216
16 | 02-HTT-2045 | HPL-2216
17 | 02-HTT-2212B, 2212A, 2292 | HPL-2216
18 | 02-ENC-LPS110 | HPL-2216
19 | 02-HTT-2235 | HPL-2216
20 | 02-ENC-BFW146, 471, 186, 351, CND102 | HPL-2216
21 | SPARE | HPL-2216
22 | SPARE | HPL-2216
23 | 02-HTT-2269, 00-HTT-0134 | HPL-2216
24 | 02-HTT-2270, 2254 | HPL-2216
25 | SPARE | HPL-2216
26 | 02-HTT-2042 | HPL-2216
27 | 02-HTT-2088, 2089, 2066 | HPL-2216
28 | 02-HTT-2090, 2091, 2067 | HPL-2216
29 | 02-HTT-2044 | HPL-2216
30 | 02-HTT-2228 | HPL-2216
31 | SPARE | HPL-2216
32 | SPARE | HPL-2216
33 | 02-HTT-2092A, 2092B, 2092C | HPL-2216
34 | SPARE | HPL-2216
35 | HTT-2327 | HPL-2216
36 | SPARE | HPL-2216
37 | SPARE | HPL-2216
38 | SPARE | HPL-2216
39 | SPARE | HPL-2216
40 | SPARE | HPL-2216
1 | 02-HTT-2631, 2659A,B,C | HPL-2217
2 | 02-ENC-HEH929 | HPL-2217
3 | 02-HTT-2634A,B, 2645, 2632, 2635, 2636 | HPL-2217
4 | 02-ENC-HEH939 | HPL-2217
5 | 02-HTT-2534, 2535, 2587 | HPL-2217
6 | 02-ENC-HEH-949 | HPL-2217
7 | 02-ENC-HHS910A,B,C | HPL-2217
8 | 02-ENC-HIS903A,B,C, HHS905A | HPL-2217
9 | 02HTT2663,2589,2590,2591,2619,2657,2658 | HPL-2217
10 | 02-ENC-HRS911A,B,C | HPL-2217
11 | 02-HTT-2581, 2580, 2637, 2531, 2523 | HPL-2217
12 | 02-HTT-2545, 2546, 2547, 2551A, 2584 | HPL-2217
13 | 02-ENC-HLS930A | HPL-2217
14 | 02-ENC-HLS908 | HPL-2217
15 | 02-HTT-2511,2625,2683-2687,2626 | HPL-2217
16 | 02-HTT-2515 | HPL-2217
17 | 02-HTT-2558A,B, 2537A,B, 2538 | HPL-2217
18 | 02HTT2560, 2518, 2514, 2627, 2517, 2555 | HPL-2217
19 | 02-HTT-2532, 2585 | HPL-2217
20 | 02-ENC-HLS930C | HPL-2217
21 | 02-HTT-2559, 2565, 2681, 2680 | HPL-2217
22 | 02-HTT-2679, 2504, 2533 | HPL-2217
23 | 02-HTT-2509 | HPL-2217
24 | SPARE | HPL-2217
25 | 02-HTT-2566, 2512, 2506 | HPL-2217
26 | 02-HTT-2508 | HPL-2217
27 | SPARE | HPL-2217
28 | SPARE | HPL-2217
29 | SPARE | HPL-2217
30 | SPARE | HPL-2217
31 | SPARE | HPL-2217
32 | SPARE | HPL-2217
33 | SPARE | HPL-2217
34 | SPARE | HPL-2217
35 | SPARE | HPL-2217
36 | SPARE | HPL-2217
37 | SPARE | HPL-2217
38 | SPARE | HPL-2217
39 | SPARE | HPL-2217
40 | SPARE | HPL-2217
1 | 00-HTT-0234, 0233, 0113 | HPL-2611
2 | 00-HTT-0143, 0114, 0115 | HPL-2611
3 | 02-HTT-2071, 2117 | HPL-2611
4 | 02-HTT-2080, 2119 | HPL-2611
5 | 02-HTT-2079, 2118 | HPL-2611
6 | 02-HTT-2082, 2248 | HPL-2611
7 | 02-HTT-2081 | HPL-2611
8 | 02-HTT-2084 | HPL-2611
9 | 02-HTT-2085B, 2271 | HPL-2611
10 | 02-HTT-2085A, 2272, 2094 | HPL-2611
11 | 02-HTT-2083, 2249 | HPL-2611
12 | 02-ENC-CND867, AXS710, AXS713 | HPL-2611
13 | 02-HTT-2246A | HPL-2611
14 | 02-HTT-2230, 2255 | HPL-2611
15 | 02-HTT-2251 | HPL-2611
16 | 02-HTT-2207, 2246B | HPL-2611
17 | 02-HTT-2250, 2062 | HPL-2611
18 | 02-HTT-2076 | HPL-2611
19 | 02-HTT-2245A | HPL-2611
20 | 02-HTT-2077 | HPL-2611
21 | 02-ENC-DWS713, DWS717, CND103, 123, 143 | HPL-2611
22 | 02-HTT-2120 | HPL-2611
23 | 00-HTT-0132, 02-HTT-2078 | HPL-2611
24 | 02-ENC-CND215, 205, 115, 235, 135, 155 | HPL-2611
25 | 02-HTT-2233 | HPL-2611
26 | SPARE | HPL-2611
27 | SPARE | HPL-2611
28 | 02-HTT-2096A, B | HPL-2611
29 | SPARE | HPL-2611
30 | 02-HTT-2097 | HPL-2611
31 | SPARE | HPL-2611
32 | SPARE | HPL-2611
33 | SPARE | HPL-2611
34 | SPARE | HPL-2611
35 | SPARE | HPL-2611
36 | SPARE | HPL-2611
37 | SPARE | HPL-2611
38 | SPARE | HPL-2611
39 | SPARE | HPL-2611
40 | SPARE | HPL-2611