## Sheet2
Brker13CB01 | 01-HTT-HPL-1111 Brker 1/3 CB 01 | UNIT 1 ECA COMP AREA | Breaker | OPEN
01PSVAXS311 | AUX STEAM TO ELECTRIC SUPERHEATER RELIEF VALVE | U1 STG BLDG LOWER |  | CLOSED
01TCVBFW706 | HPS FINAL ATTEMP CONTROL VALVE HP FEEDWATER | PIPE RACK |  | CLOSED
01TCVBFW736 | HRH FINAL ATTEMP CONTROL VALVE IP FEEDWATER | PIPE RACK 2ND LEVEL SOUTH SIDE |  | CLOSED
MPX01AA014 | MPX01AA014 Fullers Earth Filter ISO | Control Oil Skid |  | CLOSED
01VBFW563 | HPS FINAL ATTEMP SPRAY STRAINER HP FEEDWATER VENT |  |  | OPEN
01VBFW565 | HPS FINAL ATTEMP SPRAY STRAINER HP FEEDWATER VENT |  |  | OPEN
02PSVAXS311 | AUX STEAM TO ELECTRIC SUPERHEATER RELIEF VALVE | U2 STG BLDG LOWER |  | CLOSED
02TCVBFW706 | HPS FINAL ATTEMP CONTROL VALVE HP FEEDWATER | PIPE RACK |  | CLOSED
02TCVBFW736 | HRH FINAL ATTEMP CONTROL VALVE IP FEEDWATER | PIPE RACK 2ND LEVEL SOUTH SIDE |  | CLOSED
02VAXS108 | AUXBOILER CROSS TIE VENT FOR UNIT 1 USERS | AUX BOILER BUILDING CROSS-TIE VENT |  | OPEN
02VAXS112 | 02-TRP-AXS114 AUX STEAM DRIP LEG STEAM TRAP ISO | U2 TRENCH STEAM TRAP |  | CLOSED
02VAXS115 | 02-TRP-AXS114 AUX STEAM DRIP LEG STEAM TRAP ISO | U2 TRENCH STEAM TRAP |  | CLOSED
02VAXS116 | 02-TRP-AXS114 AUX STEAM DRIP LEG STEAM TRAP Y-STRAINER DRAIN | U2 TRENCH STEAM TRAP |  | OPEN
02VAXS129 | 02-TRP-AXS114 AUX STEAM DRIP LEG STEAM TRAP BYPASS | U2 NORTH SIDE CONDENSATE RECIEVER TANK |  | CLOSED
02VAXS155 | AUX STEAM DRIP LEG DRAIN | U2 TRENCH STEAM TRAP |  | OPEN
02VBFW563 | HP FEEDWATER TO HP STEAM FINAL ATTEMP SPRAY VENT |  |  | OPEN
02VBFW565 | HP FEEDWATER TO HP STEAM FINAL ATTEMP SPRAY VENT |  |  | OPEN
02VCTP100 | U2 WATER WASH SUMP INLET ISOLATION | U2 WATER WASH TANK PAD |  | CLOSED
01VDWS818 | UNIT 1 CALCITE CONTACTOR BACKWASH OUTLET ISOLATION VALVE | UNIT 1 TURBINE BUILDING |  | CLOSED
02VDWS804 | UNIT 2 CALCITE CONTACTOR DEMIN WATER INLET ISOLATION VALVE | UNIT 2 TURBINE BUILDING |  | CLOSED
00VPWS802 | TEMPERING WATER BOOSTER PUMP "A" SUCTION ISOLATION | WATER TREATMENT BUILDING |  | CLOSED
00VPWS808 | TEMPERING WATER BOOSTER PUMP "A" DISCHARGE ISOLATION | WATER TREATMENT BUILDING |  | CLOSED
00VPWS804 | TEMPERING WATER BOOSTER PUMP "B" SUCTION ISOLATION | WATER TREATMENT BUILDING |  | CLOSED
00VPWS809 | TEMPERING WATER BOOSTER PUMP "B" DISCHARGE ISOLATION | WATER TREATMENT BUILDING |  | CLOSED
00VPWS800 | TEMPERING WATER SKID POTABALE WATER SUPPLY ISOLATION | WATER TREATMENT BUILDING |  | CLOSED
00VPWS803 | TEMPERING WATER BOOSTER PUMPS BYPASS VALVE | WATER TREATMENT BUILDING |  | CLOSED
00VPWS810 | SHOWER LOOP RETURN ISOLATION VALVE | WATER TREATMENT BUILDING |  | CLOSED
00VPWS813 | TEMPERING WATER RECIRC PUMP "A" SUCTION ISOLATION | WATER TREATMENT BUILDING |  | CLOSED
00VPWS817 | TEMPERING WATER RECIRC PUMP "A" DISCHARGE ISOLATION | WATER TREATMENT BUILDING |  | CLOSED
00VPWS814 | TEMPERING WATER RECIRC PUMP "B" SUCTION ISOLATION | WATER TREATMENT BUILDING |  | CLOSED
00VPWS818 | TEMPERING WATER RECIRC PUMP "B" DISCHARGE ISOLATION | WATER TREATMENT BUILDING |  | CLOSED
00VPWS820 | COLD WATER SUPPLY TO TEMPERING VALVE ISOLATION | WATER TREATMENT BUILDING |  | CLOSED
00VPWS825 | HOT WATER SUPPLY TO TEMPERING VALVE ISOLATION | WATER TREATMENT BUILDING |  | CLOSED
00VPWS828 | SHOWER LOOP SUPPLY ISOLATION | WATER TREATMENT BUILDING |  | CLOSED
00VPWS826 | SHOWER LOOP PRESSURE REGULATOR INLET ISOLATION | WATER TREATMENT BUILDING |  | CLOSED
00VPWS824 | TEMPERING WATER SKID WATER HEATER VENT | WATER TREATMENT BUILDING |  | OPEN
00VPWS823 | TEMPERING WATER SKID BLADDER TANK ISOLATION | WATER TREATMENT BUILDING |  | CLOSED
00VPWS822 | TEMPERING SKID DRAIN ISOLATION | WATER TREATMENT BUILDING |  | OPEN
NOIDENTIFICATION | TEMPERING SKID BLADDER TANK VENT ISOLATION | WATER TREATMENT BUILDING |  | OPEN
02MAL01AA901 | CMV SEAT DRAIN MOTOR VALVE | TURBINE BUILDING |  | CLOSED
02MAL02AA901 | ST HP TURBINE STEAM INLET PIPE DRAIN MOTOR VALVE | TURBINE BUILDING |  | CLOSED
02MAL08AA901 | LP STEAM STRAINER DRAIN VALVE | TURBINE BUILDING |  | OPEN
02MAL06AA901 | IP TURBINE STEAM INLET PIPE DRAIN MOTOR VALVE | TURBINE BUILDING |  | CLOSED
02MAL08AA902 | LP STEAM STRAINER DRAIN VALVE AIR SET | TURBINE BUILDING |  | CLOSED
02MAL08AA903 | LP STEAM INLET PIPE DRAIN VALVE | TURBINE BUILDING |  | OPEN
02MAL08AA904 | LP STEAM INLET PIPE DRAIN VALVLE AIR SET | TURBINE BUILDING |  | CLOSED
02MAM30AA101 | CMV STEAM LEAK RECOVERY MOTOR VALVE | TURBINE BUILDING |  | CLOSED
02MAM30AA102 | CMV STEAM LEAK DRAIN VALVE | TURBINE BUILDING |  | OPEN
01VCND804 | UNIT 1 CONDENSATE PUMP A DISCHARGE PRESS. GAUGE ISOLATION VALVE | CONDESATE RECIEVER TANK |  | CLOSED
01VCND805 | UNIT 1 CONDENSATE PUMP A DISCHARGE PRESS. GAUGE VALVE | CONDESATE RECIEVER TANK |  | CLOSED
01VCND814 | UNIT 1 CONDENSATE PUMP A MECH. SEAL AIR VENT VALVE | CONDESATE RECIEVER TANK |  | OPEN
01VCND816 | UNIT 1 CONDENSATE PUMP A SEALING WATER PRESS. GAUGE ISOLATION VAL | CONDESATE RECIEVER TANK |  | CLOSED
01VCND817 | UNIT 1 CONDENSATE PUMP A SEALING WATER PRESS. GAUGE VALVE | CONDESATE RECIEVER TANK |  | CLOSED
01VCND818 | UNIT 1 CONDENSATE PUMP A SEALING WATER VALVE | CONDESATE RECIEVER TANK |  | CLOSED
01VCND820 | UNIT 1 CONDENSATE PUMP A EQUALIZING VALVE | CONDESATE RECIEVER TANK |  | CLOSED
01VCND834 | UNIT 1 CONDENSATE PUMP B DISCHARGE PRESS. GAUGE ISOLATION VALVE | CONDESATE RECIEVER TANK |  | CLOSED
01VCND835 | UNIT 1 CONDENSATE PUMP B DISCHARGE PRESS. GAUGE VALVE | CONDESATE RECIEVER TANK |  | CLOSED
01VCND844 | UNIT 1 CONDENSATE PUMP B MECH. SEAL AIR VENT VALVE | CONDESATE RECIEVER TANK |  | OPEN
01VCND846 | UNIT 1 CONDENSATE PUMP B SEALING WATER PRESS. GAUGE ISOLATION VAL | CONDESATE RECIEVER TANK |  | CLOSED
01VCND847 | UNIT 1 CONDENSATE PUMP B SEALING WATER PRESS. GAUGE VALVE | CONDESATE RECIEVER TANK |  | CLOSED
01VCND848 | UNIT 1 CONDENSATE PUMP B SEALING WATER VALVE | CONDESATE RECIEVER TANK |  | CLOSED
01VCND850 | UNIT 1 CONDENSATE PUMP B EQUALIZING VALVE | CONDESATE RECIEVER TANK |  | CLOSED
01VCND864 | UNIT 1 CONDENSATE PUMP C DISCHARGE PRESS. GAUGE ISOLATION VALVE | CONDESATE RECIEVER TANK |  | CLOSED
01VCND865 | UNIT 1 CONDENSATE PUMP C DISCHARGE PRESS. GAUGE VALVE | CONDESATE RECIEVER TANK |  | CLOSED
01VCND874 | UNIT 1 CONDENSATE PUMP C MECH. SEAL AIR VENT VALVE | CONDESATE RECIEVER TANK |  | OPEN
01VCND876 | UNIT 1 CONDENSATE PUMP C SEALING WATER PRESS. GAUGE ISOLATION VAL | CONDESATE RECIEVER TANK |  | CLOSED
01VCND877 | UNIT 1 CONDENSATE PUMP C SEALING WATER PRESS. GAUGE VALVE | CONDESATE RECIEVER TANK |  | CLOSED
01VCND878 | UNIT 1 CONDENSATE PUMP C SEALING WATER VALVE | CONDESATE RECIEVER TANK |  | CLOSED
01VCND880 | UNIT 1 CONDENSATE PUMP C EQUALIZING VALVE | CONDESATE RECIEVER TANK |  | CLOSED
02VCND804 | UNIT 2 CONDENSATE PUMP A DISCHARGE PRESS. GAUGE ISOLATION VALVE | CONDESATE RECIEVER TANK |  | CLOSED
02VCND805 | UNIT 2 CONDENSATE PUMP A DISCHARGE PRESS. GAUGE VALVE | CONDESATE RECIEVER TANK |  | CLOSED
02VCND814 | UNIT 2 CONDENSATE PUMP A MECH. SEAL AIR VENT VALVE | CONDESATE RECIEVER TANK |  | OPEN
02VCND816 | UNIT 2 CONDENSATE PUMP A SEALING WATER PRESS. GAUGE ISOLATION VAL | CONDESATE RECIEVER TANK |  | CLOSED
02VCND817 | UNIT 2 CONDENSATE PUMP A SEALING WATER PRESS. GAUGE VALVE | CONDESATE RECIEVER TANK |  | CLOSED
02VCND818 | UNIT 2 CONDENSATE PUMP A SEALING WATER VALVE | CONDESATE RECIEVER TANK |  | CLOSED
02VCND820 | UNIT 2 CONDENSATE PUMP A EQUALIZING VALVE | CONDESATE RECIEVER TANK |  | CLOSED
02VCND834 | UNIT 2 CONDENSATE PUMP B DISCHARGE PRESS. GAUGE ISOLATION VALVE | CONDESATE RECIEVER TANK |  | CLOSED
02VCND835 | UNIT 2 CONDENSATE PUMP B DISCHARGE PRESS. GAUGE VALVE | CONDESATE RECIEVER TANK |  | CLOSED
02VCND846 | UNIT 2 CONDENSATE PUMP B SEALING WATER PRESS. GAUGE ISOLATION VAL | CONDESATE RECIEVER TANK |  | CLOSED
02VCND847 | UNIT 2 CONDENSATE PUMP B SEALING WATER PRESS. GAUGE VALVE | CONDESATE RECIEVER TANK |  | CLOSED
02VCND864 | UNIT 2 CONDENSATE PUMP C DISCHARGE PRESS. GAUGE ISOLATION VALVE | CONDESATE RECIEVER TANK |  | CLOSED
02VCND865 | UNIT 2 CONDENSATE PUMP C DISCHARGE PRESS. GAUGE VALVE | CONDESATE RECIEVER TANK |  | CLOSED
02VCND874 | UNIT 2 CONDENSATE PUMP C MECH. SEAL AIR VENT VALVE | CONDESATE RECIEVER TANK |  | OPEN
02VCND876 | UNIT 2 CONDENSATE PUMP C SEALING WATER PRESS. GAUGE ISOLATION VAL | CONDESATE RECIEVER TANK |  | CLOSED
02VCND877 | UNIT 2 CONDENSATE PUMP C SEALING WATER PRESS. GAUGE VALVE | CONDESATE RECIEVER TANK |  | CLOSED
02VCND878 | UNIT 2 CONDENSATE PUMP C SEALING WATER VALVE | CONDESATE RECIEVER TANK |  | CLOSED
02VCND880 | UNIT 2 CONDENSATE PUMP C EQUALIZING VALVE | CONDESATE RECIEVER TANK |  | CLOSED
00MVAXFR11 | 6.9 KV XFR 11 | MVB SWITHCGEAR 1, CUBICLE 03B | 13.8 KV RACK-OUT BREAKER | OPEN
01MVAXFR11 | HRSG 01 SUS XFMR 01 | MVB SWITHCGEAR 1, CUBICLE 06A | 13.8 KV RACK-OUT BREAKER | OPEN
02MVAXFR12 | HRSG 02 SUS XFMR 01 | MVB SWITHCGEAR 1, CUBICLE 06B | 13.8 KV RACK-OUT BREAKER | OPEN
01MVAXFR13 | ACC 01 SUS XFMR 01 | MVB SWITHCGEAR 1, CUBICLE 05A | 13.8 KV RACK-OUT BREAKER | OPEN
02MVAXFR14 | ACC 02 SUS XFMR 01 | MVB SWITHCGEAR 1, CUBICLE 04A | 13.8 KV RACK-OUT BREAKER | OPEN
01MVAXFR15 | ACC 01 SUS XFMR 03 | MVB SWITHCGEAR 1, CUBICLE 05B | 13.8 KV RACK-OUT BREAKER | OPEN
02MVAXFR16 | ACC 02 SUS XFMR 03 | MVB SWITHCGEAR 1, CUBICLE 04B | 13.8 KV RACK-OUT BREAKER | OPEN
00MVAXFR17 | BOP SUS XFMR | MVB SWITHCGEAR 1, CUBICLE 03A | 13.8 KV RACK-OUT BREAKER | OPEN
00MVAXFR21 | 6.9KV XFR 21 | MVB SWITHCGEAR 2, CUBICLE 15B | 13.8 KV RACK-OUT BREAKER | OPEN
01MVAXFR21 | HRSG 01 SUS XFMR 02 | MVB SWITHCGEAR 2, CUBICLE 12A | 13.8 KV RACK-OUT BREAKER | OPEN
02MVAXFR22 | HRSG 02 SUS XFMR 02 | MVB SWITHCGEAR 2, CUBICLE 12B | 13.8 KV RACK-OUT BREAKER | OPEN
01MVAXFR23 | ACC 01 SUS XFMR 02 | MVB SWITHCGEAR 2, CUBICLE 13A | 13.8 KV RACK-OUT BREAKER | OPEN
02MVAXFR24 | ACC 02 SUS XFMR 02 | MVB SWITHCGEAR 2, CUBICLE 13B | 13.8 KV RACK-OUT BREAKER | OPEN
01MVAXFR25 | ACC 01 SUS XFMR 04 | MVB SWITHCGEAR 2, CUBICLE 14A | 13.8 KV RACK-OUT BREAKER | OPEN
02MVAXFR26 | ACC 02 SUS XFMR 04 | MVB SWITHCGEAR 2, CUBICLE 14B | 13.8 KV RACK-OUT BREAKER | OPEN
00MVAXFR27 | BOP SUS XFMR 02 | MVB SWITHCGEAR 2, CUBICLE 15A | 13.8 KV RACK-OUT BREAKER | OPEN
02BFWMPM01A | U2 BOILER FEED WATER PUMP A | MVB SWITHCGEAR 2, CUBICLE 16B | 13.8 KV RACK-OUT BREAKER | OPEN
00UATXFR1 | MAIN FEED BREAKER | MVB SWITHCGEAR 1, CUBICLE 7B | 13.8 KV RACK-OUT BREAKER | OPEN
00UATXFR2 | MAIN FEED BREAKER | MVB SWITHCGEAR 2, CUBICLE 10B | 13.8 KV RACK-OUT BREAKER | OPEN
null | TIE BREAKER 13.8 SWG-1 AND 13.8 SWG-2 | MVB SWITHCGEAR 1, CUBICLE 9B | 13.8 KV RACK-OUT BREAKER | OPEN
null | BUS1 VTS | MVB SWITHCGEAR 1, CUBICLE 8B | FUES | OPEN
null | BUS2 VTS | MVB SWITHCGEAR 2, CUBICLE 11B | FUES | OPEN
01LCIXFR01 | U1 SFC TRANSFORMER | MVB SWITCHGEAR 11, CUBICLE 04B | 6.9 KV RACK-OUT BREAKER | OPEN
02MBH06AN102 | U2 GT ENHANCED AIR COMPRESSOR B | MVB SWITCHGEAR 11, CUBICLE 05B | FUES | OPEN
02CCWMPM01B | U2 CLOSED COOLING WATER PUMP B | MVB SWITCHGEAR 11, CUBICLE 04A | FUES | OPEN
01CCWMPM01A | U1 CLOSED COOLING WATER PUMP A | MVB SWITCHGEAR 11, CUBICLE 04B | FUES | OPEN
02CNDMPM02B | U2 CONDENSATE PUMP B | MVB SWITCHGEAR 11, CUBICLE 03A | FUES | OPEN
01CNDMPM01A | U1 CONDENSATE PUMP A | MVB SWITCHGEAR 11, CUBICLE 02A | FUES | OPEN
01CNDMPM01C | U1 CONDENSATE PUMP C | MVB SWITCHGEAR 11, CUBICLE 03B | FUES | OPEN
00FGSCMP01C | FUEL GAS COMPRESSOR C | MVB SWITCHGEAR 11, CUBICLE 02B | FUES | OPEN
02LCIXFR01 | U2 SFC TRANSFORMER | MVB SWITCHGEAR 21, CUBICLE 07B | 6.9 KV RACK-OUT BREAKER | OPEN
02MBH06AN101 | U2 GT ENHANCED AIR COMPRESSOR A | MVB SWITCHGEAR 21, CUBICLE 01A | FUES | OPEN
02MBH06AN102 | U1 GT ENHANCED AIR COMPRESSOR B | MVB SWITCHGEAR 21, CUBICLE 01B | FUES | OPEN
02CCWMPM01A | U2 CLOSED COOLING WATER PUMP A | MVB SWITCHGEAR 21, CUBICLE 02A | FUES | OPEN
01CCWMPM01B | U1 CLOSED COOLING WATER PUMP B | MVB SWITCHGEAR 21, CUBICLE 02B | FUES | OPEN
01CNDMPM01B | U1 CONDENSATE PUMP B | MVB SWITCHGEAR 21, CUBICLE 03A | FUES | OPEN
02CNDMPM02C | U2 CONDENSATE PUMP C | MVB SWITCHGEAR 21, CUBICLE 03B | FUES | OPEN
null | MAIN FEED BREAKER | MVB SWITCHGEAR 11, CUBICLE 02B | 6.9 KV RACK-OUT BREAKER | OPEN
null | MAIN FEED BREAKER | MVB SWITCHGEAR 21, CUBICLE 06B | 6.9 KV RACK-OUT BREAKER | OPEN
null | TIE BREAKER 6.9 SWG-11 AND 6.9 SWG-21 | MVB SWITCHGEAR 11, CUBICLE 04A | 6.9 KV RACK-OUT BREAKER | OPEN
01AXSHTR01 | UNIT 1 STEAM ELEC SUPERHEATER | HRSG-1 MCC ENCLOSURE CUBICLE 03D | 480 V RACK OUT BREAKER | OPEN
01HRGMCC111 | HRSG 1 MCC 01 | HRSG-1 MCC ENCLOSURE CUBICLE 01B | 480 V RACK OUT BREAKER | OPEN
01SCRHTR01 | UNIT 1 AMMONIA INJ HEATER | HRSG-1 MCC ENCLOSURE CUBICLE 03C | 480 V RACK OUT BREAKER | OPEN
01INAPNL01A | AIR COMPRESSOR A | HRSG-1 MCC ENCLOSURE CUBICLE 01D | 480 V RACK OUT BREAKER | OPEN
01LVBSWG11 | FEEDER BREAKER | HRSG-1 MCC ENCLOSURE CUBICLE 02A | 480 V RACK OUT BREAKER | OPEN
null | TIE BREAKER 480V SWG-11 AND SWG-21 | HRSG-1 MCC ENCLOSURE CUBICLE 04C | 480 V RACK OUT BREAKER | OPEN
00FGSHTR01 | FUEL GAS LP DEW POINT HEATER | HRSG-1 MCC ENCLOSURE CUBICLE 06D | 480 V RACK OUT BREAKER | OPEN
01SCRHTR02 | UNIT 1 AMMONIA INJ HEATER | HRSG-1 MCC ENCLOSURE CUBICLE 06C | 480 V RACK OUT BREAKER | OPEN
01HRGMCC211 | HRSG 1 MCC 2 | HRSG-1 MCC ENCLOSURE CUBICLE 06B | 480 V RACK OUT BREAKER | OPEN
00INACMP01B | AIR COMPRESSOR B | HRSG-1 MCC ENCLOSURE CUBICLE 05D | 480 V RACK OUT BREAKER | OPEN
01LVBSWG21 | FEEDER BREAKER | HRSG-1 MCC ENCLOSURE CUBICLE 07A | 480 V RACK OUT BREAKER | OPEN
01MPV01AP101MO1 | U1 LUBE OIL PUMP A | HRSG-1 ENCLOSURE MCC 111 CUBICLE 2FM | 480 V MOLDED CASE BREAKER | OPEN
00FGSMFN03A | FGS CMP A RECYCLE/OIL CLR FAN MTR 1 | HRSG-1 ENCLOSURE MCC 111 CUBICLE 3FB | 480 V MOLDED CASE BREAKER | OPEN
00FGSMFN04A | FGS CMP A RECYCLE/OIL CLR FAN MTR 2 | HRSG-1 ENCLOSURE MCC 111 CUBICLE 3FD | 480 V MOLDED CASE BREAKER | OPEN
00FGSMPM11A | FUEL GAS CONDITIONING SKID PUMP MTR 1 | HRSG-1 ENCLOSURE MCC 111 CUBICLE 3FF | 480 V MOLDED CASE BREAKER | OPEN
01HTTXFR1111 | HRSG 1 SOUTH TOP HEAT TRACE XFMR | HRSG-1 ENCLOSURE MCC 111 CUBICLE 4FC(L) | 480 V MOLDED CASE BREAKER | OPEN
01HTTXFR1113 | FUEL GAS HEAT TRACE XFMR | HRSG-1 ENCLOSURE MCC 111 CUBICLE 4FC(R) | 480 V MOLDED CASE BREAKER | OPEN
01HTTXFR1112 | HRSG 1 PIPE RACK E HEAT TRACE XFMR | HRSG-1 ENCLOSURE MCC 111 CUBICLE 4FF(L) | 480 V MOLDED CASE BREAKER | OPEN
00FGSMFN03C | FGS CMP RECYCLE/OIL CLR FAN MOTOR 1 | HRSG-1 ENCLOSURE MCC 111 CUBICLE 5FB | 480 V MOLDED CASE BREAKER | OPEN
00FGSMFN04C | FGS CMP RECYCLE/OIL CLR FAN MOTOR 2 | HRSG-1 ENCLOSURE MCC 111 CUBICLE 5FD | 480 V MOLDED CASE BREAKER | OPEN
01BURMLB01A | UNIT 1 HRSG DUCT BURNER COOLING SKID BLOWER 1 | HRSG-1 ENCLOSURE MCC 111 CUBICLE 5FH | 480 V MOLDED CASE BREAKER | OPEN
00FGSMFN01A | FGS CMP A SOUND ENCLOSURE FAN MOTOR 1 | HRSG-1 ENCLOSURE MCC 111 CUBICLE 6FB | 480 V MOLDED CASE BREAKER | OPEN
00FGSMFN02A | FGS CMP A SOUND ENCLOSURE FAN MOTOR 2 | HRSG-1 ENCLOSURE MCC 111 CUBICLE 6FD | 480 V MOLDED CASE BREAKER | OPEN
00FGSMPM02A | FGC A AUX OIL PUMP MOTOR | HRSG-1 ENCLOSURE MCC 111 CUBICLE 6FF | 480 V MOLDED CASE BREAKER | OPEN
00FGSMFN01C | FGS CMP C SOUND ENCLOSURE FAN MOTOR 1 | HRSG-1 ENCLOSURE MCC 111 CUBICLE 6FM | 480 V MOLDED CASE BREAKER | OPEN
00FGSMPM02C | FGC C AUX OIL PUMP MOTOR | HRSG-1 ENCLOSURE MCC 111 CUBICLE 7FB | 480 V MOLDED CASE BREAKER | OPEN
01LVBPPL1115 | HRSG 1 PDC PANELBOARD 480VAC | HRSG-1 ENCLOSURE MCC 111 CUBICLE 7FE | 480 V MOLDED CASE BREAKER | OPEN
01BDNCPL01 | UNIT 1 HRSG BD SUMP PUMP A/B CONTROL PANEL | HRSG-1 ENCLOSURE MCC 111 CUBICLE 7FH(R) | 480 V MOLDED CASE BREAKER | OPEN
01TRBCRN01 | UNIT 1 BRIDGE CRANE | HRSG-1 ENCLOSURE MCC 111 CUBICLE 7FL | 480 V MOLDED CASE BREAKER | OPEN
01CCWMFN01A | UNIT 1 ACHE FAN 01A | HRSG-1 ENCLOSURE MCC 111 CUBICLE 8FC | 480 V MOLDED CASE BREAKER | OPEN
01CCWMFN01B | UNIT 1 ACHE FAN 01B | HRSG-1 ENCLOSURE MCC 111 CUBICLE 8FF | 480 V MOLDED CASE BREAKER | OPEN
01CCWMFN01C | UNIT 1 ACHE FAN 01C | HRSG-1 ENCLOSURE MCC 111 CUBICLE 8FJ | 480 V MOLDED CASE BREAKER | OPEN
01CCWMFN02A | UNIT 1 ACHE FAN 02A | HRSG-1 ENCLOSURE MCC 111 CUBICLE 8FM | 480 V MOLDED CASE BREAKER | OPEN
01CCWMFN02B | UNIT 1 ACHE FAN 02B | HRSG-1 ENCLOSURE MCC 111 CUBICLE 9FC | 480 V MOLDED CASE BREAKER | OPEN
01CCWMFN02C | UNIT 1 ACHE FAN 02C | HRSG-1 ENCLOSURE MCC 111 CUBICLE 9FF | 480 V MOLDED CASE BREAKER | OPEN
01CCWMFN03A | UNIT 1 ACHE FAN 03A | HRSG-1 ENCLOSURE MCC 111 CUBICLE 9FJ | 480 V MOLDED CASE BREAKER | OPEN
01SMPDSW01 | UNIT 1 SAMPLE ANALYSIS PANEL DSW | HRSG-1 ENCLOSURE MCC 111 CUBICLE 10FC(R) | 480 V MOLDED CASE BREAKER | OPEN
01LVDPPL1111 | HRSG 1 PDC XFMR 480-120/208VAC | HRSG-1 ENCLOSURE MCC 111 CUBICLE 11FC(L) | 480 V MOLDED CASE BREAKER | OPEN
01LVBPPL1112 | HRSG 1 TOP LEVEL WEST PANELBOARD 480VAC | HRSG-1 ENCLOSURE MCC 111 CUBICLE 11FF | 480 V MOLDED CASE BREAKER | OPEN
01LVBPPL1113 | HRSG 1 FINGER RACK PANELBOARD 480VAC | HRSG-1 ENCLOSURE MCC 111 CUBICLE 11FJ | 480 V MOLDED CASE BREAKER | OPEN
01LVBPPL1114 | HRSG1 GRADE WEST PANELBOARD 480VAC | HRSG-1 ENCLOSURE MCC 111 CUBICLE 11FM | 480 V MOLDED CASE BREAKER | OPEN
00FGSMFN02C | FGS CMP C SOUND ENCLOSURE FAN MOTOR 2 | HRSG-1 ENCLOSURE MCC 111 CUBICLE 12FB | 480 V MOLDED CASE BREAKER | OPEN
01BFWMPM02A | UNIT 1 BFW LUBE OIL PUMP MOTOR A | HRSG-1 ENCLOSURE MCC 111 CUBICLE 12FD | 480 V MOLDED CASE BREAKER | OPEN
00WDRCPL01 | WASTE WATER SUMP PUMPS A/B CONTROL PANEL | HRSG-1 ENCLOSURE MCC 111 CUBICLE 13FJ | 480 V MOLDED CASE BREAKER | OPEN
01LVBPPL1111 | UNIT 1 TURBINE BUILDING NE PANELBOARD 480VAC | HRSG-1 ENCLOSURE MCC 111 CUBICLE 13FM | 480 V MOLDED CASE BREAKER | OPEN
01MPV01AP102M01 | UNIT 1 MAIN LUBE OIL PUMP MOTOR B | HRSG-1 ENCLOSURE MCC 211 CUBICLE 3FM | 480 V MOLDED CASE BREAKER | OPEN
00FGSMFN01B | FGS CMP B SOUND ENCLOSURE FAN MTR 1 | HRSG-1 ENCLOSURE MCC 211 CUBICLE 4FB | 480 V MOLDED CASE BREAKER | OPEN
01LVBSWB2113 | UNIT 1 STG SWBD | HRSG-1 ENCLOSURE MCC 211 CUBICLE 4FF | 480 V MOLDED CASE BREAKER | OPEN
01LVBPPL2112 | HRSG 1 PDC PANELBOARD 480VAC | HRSG-1 ENCLOSURE MCC 211 CUBICLE 5FC | 480 V MOLDED CASE BREAKER | OPEN
01LVBPPL2113 | FUEL GAS AREA PANELBOARD 480VAC | HRSG-1 ENCLOSURE MCC 211 CUBICLE 5FF | 480 V MOLDED CASE BREAKER | OPEN
01CCWMFN03B | UNIT 1 ACHE FAN 03B | HRSG-1 ENCLOSURE MCC 211 CUBICLE 6FC | 480 V MOLDED CASE BREAKER | OPEN
01CCWMFN03C | UNIT 1 ACHE FAN 03C | HRSG-1 ENCLOSURE MCC 211 CUBICLE 6FF | 480 V MOLDED CASE BREAKER | OPEN
01CCWMFN04A | UNIT 1 ACHE FAN 04A | HRSG-1 ENCLOSURE MCC 211 CUBICLE 6FJ | 480 V MOLDED CASE BREAKER | OPEN
01CCWMFN04B | UNIT 1 ACHE FAN 04B | HRSG-1 ENCLOSURE MCC 211 CUBICLE 6FM | 480 V MOLDED CASE BREAKER | OPEN
01CCWMFN04C | UNIT 1 ACHE FAN 04C | HRSG-1 ENCLOSURE MCC 211 CUBICLE 7FC | 480 V MOLDED CASE BREAKER | OPEN
01CCWMFN05A | UNIT 1 ACHE FAN 05A | HRSG-1 ENCLOSURE MCC 211 CUBICLE 7FF | 480 V MOLDED CASE BREAKER | OPEN
01CCWMFN05B | UNIT 1 ACHE FAN 05B | HRSG-1 ENCLOSURE MCC 211 CUBICLE 7FJ | 480 V MOLDED CASE BREAKER | OPEN
01CCWMFN05C | UNIT 1 ACHE FAN 05C | HRSG-1 ENCLOSURE MCC 211 CUBICLE 7FM | 480 V MOLDED CASE BREAKER | OPEN
00FGSMPM11B | FUEL GAS CONDITIONING SKID PUMP MTR 2 | HRSG-1 ENCLOSURE MCC 211 CUBICLE 9FD | 480 V MOLDED CASE BREAKER | OPEN
00FGSMFN03B | FGS CMP B RECYCLE/OIL CLR FAN MTR 1 | HRSG-1 ENCLOSURE MCC 211 CUBICLE 9FF | 480 V MOLDED CASE BREAKER | OPEN
00FGSMFN04B | FGS CMP B RECYCLE/OIL CLR FAN MTR 2 | HRSG-1 ENCLOSURE MCC 211 CUBICLE 9FH | 480 V MOLDED CASE BREAKER | OPEN
01BURMLB01B | UNIT 1 HRSG DUCT BURNER COOLING SKID BLOWER 2 | HRSG-1 ENCLOSURE MCC 211 CUBICLE 9FM | 480 V MOLDED CASE BREAKER | OPEN
00WDRCPL01 | WASTE WATER SUMP PUMPS A/B CONTROL PANEL | HRSG-1 ENCLOSURE MCC 211 CUBICLE 10FK | 480 V MOLDED CASE BREAKER | OPEN
00FGSMFN02B | FGS CMP B SOUND ENCLOSURE FAN MTR 2 | HRSG-1 ENCLOSURE MCC 211 CUBICLE 10FM | 480 V MOLDED CASE BREAKER | OPEN
01BFWMPM02B | UNIT 1 BFW LUBE OIL PUMP MOTOR B | HRSG-1 ENCLOSURE MCC 211 CUBICLE 11FB | 480 V MOLDED CASE BREAKER | OPEN
01LVBXFR2111 | HRSG 1 PDC XFMR 480-120/208VAC | HRSG-1 ENCLOSURE MCC 211 CUBICLE 12FC | 480 V MOLDED CASE BREAKER | OPEN
00FGSMPM02B | FGC B AUX OIL PUMP MOTOR | HRSG-1 ENCLOSURE MCC 211 CUBICLE 12FM | 480 V MOLDED CASE BREAKER | OPEN
01HTTXFR2111 | HRSG 1 FINGER RACK HEAT TRACE XFMR 480-120/208VAC | HRSG-1 ENCLOSURE MCC 211 CUBICLE 13FC(R) | 480 V MOLDED CASE BREAKER | OPEN
01BDNCPL01 | UNIT 1 BD TANK DRAIN SUMP PUMP A/B CONTROL PANEL | HRSG-1 ENCLOSURE MCC 211 CUBICLE 13FF(R) | 480 V MOLDED CASE BREAKER | OPEN
01LVBPPL2111 | HRSG 1 TOP LEVEL SE PANELBOARD 480VAC | HRSG-1 ENCLOSURE MCC 211 CUBICLE 13FJ | 480 V MOLDED CASE BREAKER | OPEN
01HVCDSW19 | UNIT 1 TURBINE BLDG ROOF EXH FAN DSW 19 | 01-LVB-PPL-1111 BR 1 NE CORNER TURBINE BUILDING | 480 V CIRCUIT BREACKER | OPEN
01HVCDSW20 | UNIT 1 TURBINE BLDG ROOF EXH FAN DSW 20 | 01-LVB-PPL-1111 BR 2 NE CORNER TURBINE BUILDING | 480 V CIRCUIT BREACKER | OPEN
01HVCDSW21 | UNIT 1 TURBINE BLDG ROOF EXH FAN DSW 21 | 01-LVB-PPL-1111 BR 3 NE CORNER TURBINE BUILDING | 480 V CIRCUIT BREACKER | OPEN
01HVCDSW22 | UNIT 1 TURBINE BLDG ROOF EXH FAN DSW 22 | 01-LVB-PPL-1111 BR 4 NE CORNER TURBINE BUILDING | 480 V CIRCUIT BREACKER | OPEN
01HVCDSW23 | UNIT 1 TURBINE BLDG ROOF EXH FAN DSW 23 | 01-LVB-PPL-1111 BR 5 NE CORNER TURBINE BUILDING | 480 V CIRCUIT BREACKER | OPEN
01HVCDSW24 | UNIT 1 TURBINE BLDG ROOF EXH FAN DSW 24 | 01-LVB-PPL-1111 BR 6 NE CORNER TURBINE BUILDING | 480 V CIRCUIT BREACKER | OPEN
01HVCDSW25 | UNIT 1 TURBINE BLDG ROOF EXH FAN DSW 25 | 01-LVB-PPL-1111 BR 7 NE CORNER TURBINE BUILDING | 480 V CIRCUIT BREACKER | OPEN
01HVCDSW26 | UNIT 1 TURBINE BLDG ROOF EXH FAN DSW 26 | 01-LVB-PPL-1111 BR 8 NE CORNER TURBINE BUILDING | 480 V CIRCUIT BREACKER | OPEN
01HVCDSW29 | UNIT 1 TURBINE BLDG AHU 13 DSW | 01-LVB-PPL-1111 BR 9 NE CORNER TURBINE BUILDING | 480 V CIRCUIT BREACKER | OPEN
01HVCDSW28 | UNIT 1 TURBINE BLDG AHU 12 DSW | 01-LVB-PPL-1111 BR 10 NE CORNER TURBINE BUILDING | 480 V CIRCUIT BREACKER | OPEN
01HVCDOR02 | UNIT 1 TURBINE BLDG ROLL UP DOOR 2 | 01-LVB-PPL-1111 BR 11 NE CORNER TURBINE BUILDING | 480 V CIRCUIT BREACKER | OPEN
01MOVHLS931 | HRSG 1 LP FEEDWATER INLET STOP MAIN PWR FEED | 01-LVB-PPL-1112 BR 4 OUTSIDE HRSG SWG ENCLOSURE | 480 V CIRCUIT BREACKER | OPEN
01LVBPPL11121 | HRSG 1 GRADE W 480 PANELBOARD 2 MAIN PWR FD | 01-LVB-PPL-1112 BR 6 OUTSIDE HRSG SWG ENCLOSURE | 480 V CIRCUIT BREACKER | OPEN
01BFWPNL01A | UNIT 1 BFP A SOUND ENCLOSURE HEATER PWR FEED | 01-LVB-PPL-1112 BR 7 OUTSIDE HRSG SWG ENCLOSURE | 480 V CIRCUIT BREACKER | OPEN
01BFWPNL01B | UNIT 1 BFP B SOUND ENCLOSURE HEATER PWR FEED | 01-LVB-PPL-1112 BR 8 OUTSIDE HRSG SWG ENCLOSURE | 480 V CIRCUIT BREACKER | OPEN
01HRGHST01 | UNIT 1 HRSG STACK HOIST PWR FEED | 01-LVB-PPL-1112 BR 9 OUTSIDE HRSG SWG ENCLOSURE | 480 V CIRCUIT BREACKER | OPEN
01LVBRCP09 | PIPERACK 1 WELDING RECEPT 9 480VAC | 01-LVB-PPL-1112 BR 10 OUTSIDE HRSG SWG ENCLOSURE | 480 V CIRCUIT BREACKER | OPEN
01CCFDSW02 | UNIT 1 CCF HP/IP PHOSPHATE & AMMONIA SYS | 01-LVB-PPL-1112 BR 11 OUTSIDE HRSG SWG ENCLOSURE | 480 V CIRCUIT BREACKER | OPEN
01MOVHLS944 | HRSG 1 LP SPARGING STEAM SHUTOFF VALVE | 01-LVB-PPL-1112 BR 12 OUTSIDE HRSG SWG ENCLOSURE | 480 V CIRCUIT BREACKER | OPEN
01HPSHST01 | UNIT 1 HP STEAM BYPASS VALVE HOIST PWR FEED | 01-LVB-PPL-1112 BR 15 OUTSIDE HRSG SWG ENCLOSURE | 480 V CIRCUIT BREACKER | OPEN
01MOVHIS946 | HRSG 1 IP SH MOV VENT VLV 480VAC | 01-LVB-PPL-1112 BR 16 OUTSIDE HRSG SWG ENCLOSURE | 480 V CIRCUIT BREACKER | OPEN
01BFWHST01A | UNIT 1 BFW PUMP 01A HOIST 480VAC PWR FEED | 01-LVB-PPL-1112 BR 17 OUTSIDE HRSG SWG ENCLOSURE | 480 V CIRCUIT BREACKER | OPEN
01BFWHST01B | UNIT 1 BFW PUMP 01B HOIST 480VAC PWR FEED | 01-LVB-PPL-1112 BR 18 OUTSIDE HRSG SWG ENCLOSURE | 480 V CIRCUIT BREACKER | OPEN
01LVBRCP10 | PIPERACK 1 WELDING RECEPT 10 480VAC | 01-LVB-PPL-1112 BR 19 OUTSIDE HRSG SWG ENCLOSURE | 480 V CIRCUIT BREACKER | OPEN
01LVBRCP11 | PIPERACK 1 WELDING RECEPT 11 480VAC | 01-LVB-PPL-1112 BR 20 OUTSIDE HRSG SWG ENCLOSURE | 480 V CIRCUIT BREACKER | OPEN
01LVBRCP12 | PIPERACK 1 WELDING RECEPT 12 480VAC | 01-LVB-PPL-1112 BR 21 OUTSIDE HRSG SWG ENCLOSURE | 480 V CIRCUIT BREACKER | OPEN
01LVBRCP13 | PIPERACK 1 WELDING RECEPT 13 480VAC | 01-LVB-PPL-1112 BR 22 OUTSIDE HRSG SWG ENCLOSURE | 480 V CIRCUIT BREACKER | OPEN
01MOVBFW146 | UNIT 1 BFW PMP 01A HP DISCH BYP VLV PWR | 01-LVB-PPL-1113 BR 2 PIPE RACK 1 BY STARTUP HTR | 480 V CIRCUIT BREACKER | OPEN
01MOVBFW186 | UNIT 1 BFW PMP 01B HP DISCH BYP VLV PWR | 01-LVB-PPL-1113 BR 4 PIPE RACK 1 BY STARTUP HTR | 480 V CIRCUIT BREACKER | OPEN
01MOVBFW140 | UNIT 1 BFW PMP 01A IP DISCH BYP VLV PWR | 01-LVB-PPL-1113 BR 6 PIPE RACK 1 BY STARTUP HTR | 480 V CIRCUIT BREACKER | OPEN
01MOVBFW180 | UNIT 1 BFW PMP 01B IP DISCH BYP VLV PWR | 01-LVB-PPL-1113 BR 7 PIPE RACK 1 BY STARTUP HTR | 480 V CIRCUIT BREACKER | OPEN
01MOVAXS322 | UNIT 1 AUXBLR TO STM SEP INLET BYP VLV PWR | 01-LVB-PPL-1113 BR 9 PIPE RACK 1 BY STARTUP HTR | 480 V CIRCUIT BREACKER | OPEN
00LVBRCP02 | FUEL GAS AREA WELDING RECEPT | 01-LVB-PPL-1113 BR 11 PIPE RACK 1 BY STARTUP HTR | 480 V CIRCUIT BREACKER | OPEN
01LVBRCP02 | UNIT 1 ACHE AREA WELDING RECEPT 480VAC | 01-LVB-PPL-1114 BR 1 OUTSIDE HRSG SWG ENCLOSURE | 480 V CIRCUIT BREACKER | OPEN
01SMPHEX01 | UNIT 1 SMPL PNL 8 TON TCU MAIN 480VAC | 01-LVB-PPL-1114 BR 3 OUTSIDE HRSG SWG ENCLOSURE | 480 V CIRCUIT BREACKER | OPEN
01WDRCPL01 | UNIT 1 OIL/WATER SEPERATOR PWR 480VAC | 01-LVB-PPL-1114 BR 4 OUTSIDE HRSG SWG ENCLOSURE | 480 V CIRCUIT BREACKER | OPEN
01MOVHHS941 | HRSG 1 HP FEEDWATER STOP MOV MAIN PWR FEED | 01-LVB-PPL-1114 BR 6 OUTSIDE HRSG SWG ENCLOSURE | 480 V CIRCUIT BREACKER | OPEN
01MOVHIS941 | HRSG 1 IP FEEDWATER INLET STOP VLV MAIN PWR | 01-LVB-PPL-1114 BR 7 OUTSIDE HRSG SWG ENCLOSURE | 480 V CIRCUIT BREACKER | OPEN
01MOVHBD941 | HRSG 1 HP BD MANIFOLD DRN MOV MAIN PWR FEED | 01-LVB-PPL-1114 BR 8 OUTSIDE HRSG SWG ENCLOSURE | 480 V CIRCUIT BREACKER | OPEN
01MOVHBD942 | HRSG 1 IP BD MANIFOLD DRAIN MAIN PWR FEED | 01-LVB-PPL-1114 BR 9 OUTSIDE HRSG SWG ENCLOSURE | 480 V CIRCUIT BREACKER | OPEN
01MOVHBD943 | HRSG 1 LP BD MANIFOLD DRN MAIN PWR FEED | 01-LVB-PPL-1114 BR 10 OUTSIDE HRSG SWG ENCLOSURE | 480 V CIRCUIT BREACKER | OPEN
null | 5 TON HVAC #1 | 01-LVB-PPL-1115 BR 1 INSIDE HRSG SWG ENCLOSURE | 480 V CIRCUIT BREACKER | OPEN
null | 5 TON HVAC #2 | 01-LVB-PPL-1115 BR 2 INSIDE HRSG SWG ENCLOSURE | 480 V CIRCUIT BREACKER | OPEN
null | 5 TON HVAC #3 | 01-LVB-PPL-1115 BR 3 INSIDE HRSG SWG ENCLOSURE | 480 V CIRCUIT BREACKER | OPEN
01BFWHTR02A | HRSG 1 BFW LOL HTR A 480VAC | 01-LVB-PPL-1115 BR 7 INSIDE HRSG SWG ENCLOSURE | 480 V CIRCUIT BREACKER | OPEN
01BFWHTR02B | HRSG 1 BFW LOL HTR B 480VAC | 01-LVB-PPL-1115 BR 8 INSIDE HRSG SWG ENCLOSURE | 480 V CIRCUIT BREACKER | OPEN
null | WELDING RECEPTACLE | 01-LVB-PPL-1115 BR 9 INSIDE HRSG SWG ENCLOSURE | 480 V CIRCUIT BREACKER | OPEN
00FGSCPL12 | FGS CND BMS CPL SKD 7 MAIN 480VAC | 01-LVB-PPL-1115 BR 10 INSIDE HRSG SWG ENCLOSURE | 480 V CIRCUIT BREACKER | OPEN
01CEMDSW01 | UNIT 1 CEMS DSW 01 480VAC | 01-LVB-PPL-1115 BR 12 INSIDE HRSG SWG ENCLOSURE | 480 V CIRCUIT BREACKER | OPEN
null | INTERIOR LIGHTING | 01-LVD-PPL-1111 BR INSIDE HRSG SWG ENCLOSURE | 208/120VAC CIRCUIT BREAKER | OPEN
null | EXTERIOR GFCI RECEPTACLES | 01-LVD-PPL-1111 BR INSIDE HRSG SWG ENCLOSURE | 208/120VAC CIRCUIT BREAKER | OPEN
null | INTERIOR GFCI RECEPTACLES | 01-LVD-PPL-1111 BR INSIDE HRSG SWG ENCLOSURE | 208/120VAC CIRCUIT BREAKER | OPEN
01LTGCNT1111 | EXTERIOR LIGHTS HRSG ENCLOSURE 120VAC | 01-LVD-PPL-1111 BR INSIDE HRSG SWG ENCLOSURE | 208/120VAC CIRCUIT BREAKER | OPEN
null | MCC-111 SECTION SPACE HEATER SUPPLY #1 | 01-LVD-PPL-1111 BR INSIDE HRSG SWG ENCLOSURE | 208/120VAC CIRCUIT BREAKER | OPEN
01LTGCNT1111 | LIGHTING CONTACTOR COIL 120VAC | 01-LVD-PPL-1111 BR INSIDE HRSG SWG ENCLOSURE | 208/120VAC CIRCUIT BREAKER | OPEN
null | HVAC 1 PRESSURIZATION MODULE | 01-LVD-PPL-1111 BR INSIDE HRSG SWG ENCLOSURE | 208/120VAC CIRCUIT BREAKER | OPEN
null | HVAC 2 PRESSURIZATION MODULE | 01-LVD-PPL-1111 BR INSIDE HRSG SWG ENCLOSURE | 208/120VAC CIRCUIT BREAKER | OPEN
null | LV SWGR 11/21 SPACE HEATER SUPPLY #1 | 01-LVD-PPL-1111 BR INSIDE HRSG SWG ENCLOSURE | 208/120VAC CIRCUIT BREAKER | OPEN
null | NSBD - 11 SPACE HEATER SUPPLY | 01-LVD-PPL-1111 BR INSIDE HRSG SWG ENCLOSURE | 208/120VAC CIRCUIT BREAKER | OPEN
null | MCC-111 MOTOR SPACE HEATER SUPPLY #1 | 01-LVD-PPL-1111 BR INSIDE HRSG SWG ENCLOSURE | 208/120VAC CIRCUIT BREAKER | OPEN
null | HVAC 4 PRESSURIZATION MODULE | 01-LVD-PPL-1111 BR INSIDE HRSG SWG ENCLOSURE | 208/120VAC CIRCUIT BREAKER | OPEN
null | HVAC 3 PRESSURIZATION MODULE | 01-LVD-PPL-1111 BR INSIDE HRSG SWG ENCLOSURE | 208/120VAC CIRCUIT BREAKER | OPEN
null | HVAC 6 PRESSURIZATION MODULE | 01-LVD-PPL-1111 BR INSIDE HRSG SWG ENCLOSURE | 208/120VAC CIRCUIT BREAKER | OPEN
null | HVAC 5 PRESSURIZATION MODULE | 01-LVD-PPL-1111 BR INSIDE HRSG SWG ENCLOSURE | 208/120VAC CIRCUIT BREAKER | OPEN
null | DCS CAB 00-DCS-CAB-60 UTILITY POWER | 01-LVD-PPL-1111 BR INSIDE HRSG SWG ENCLOSURE | 208/120VAC CIRCUIT BREAKER | OPEN
null | PRESSURE MONITORING PANEL | 01-LVD-PPL-1111 BR INSIDE HRSG SWG ENCLOSURE | 208/120VAC CIRCUIT BREAKER | OPEN
null | MCC 111 SPACE HEATER 2 | 01-LVD-PPL-1111 BR INSIDE HRSG SWG ENCLOSURE | 208/120VAC CIRCUIT BREAKER | OPEN
010201R1 | CONVENIENCE RECPTS UNIT 1 PIPE RACK | 01-LVD-PPL-1111 BR INSIDE HRSG SWG ENCLOSURE | 208/120VAC CIRCUIT BREAKER | OPEN
010101R1 | CONV. RECPTS UNIT 1 PIPE RACK GROUND LEVEL | 01-LVD-PPL-1111 BR INSIDE HRSG SWG ENCLOSURE | 208/120VAC CIRCUIT BREAKER | OPEN
010401R1 | CONV. RECEPT UNIT 1 HRSG GROUND LEVEL | 01-LVD-PPL-1111 BR INSIDE HRSG SWG ENCLOSURE | 208/120VAC CIRCUIT BREAKER | OPEN
000101R1 | CONVENIENCE RECPT FUEL GAS AREA | 01-LVD-PPL-1111 BR INSIDE HRSG SWG ENCLOSURE | 208/120VAC CIRCUIT BREAKER | OPEN
01LTGCNT1111 | UNIT 1 PIPE RACK GROUND LEVEL LIGHTS 208VAC | 01-LVD-PPL-1111 BR INSIDE HRSG SWG ENCLOSURE | 208/120VAC CIRCUIT BREAKER | OPEN
01LTGCNT1111 | UNIT 1 ACHE & COMPR. AREA GRND LEVEL LIGHTS | 01-LVD-PPL-1111 BR INSIDE HRSG SWG ENCLOSURE | 208/120VAC CIRCUIT BREAKER | OPEN
01LTGCNT1111 | UNIT 1 BELOW HRSG LIGHTS 208VAC | 01-LVD-PPL-1111 BR INSIDE HRSG SWG ENCLOSURE | 208/120VAC CIRCUIT BREAKER | OPEN
01LTGCNT1111 | FUEL GAS AREA LIGHTS 208VAC | 01-LVD-PPL-1111 BR INSIDE HRSG SWG ENCLOSURE | 208/120VAC CIRCUIT BREAKER | OPEN
01MOVHHS942 | HRSG 1 HP ECON VENT MAIN PWR FEED | 01-LVB-PPL-11121 BR 4 OUTSIDE HRSG SWG ENCLOSURE | 480 V CIRCUIT BREACKER | OPEN
01MOVHHS943 | HRSG 1 HP CASCADING BD ISOLATION MAIN FEED | 01-LVB-PPL-11121 BR 6 OUTSIDE HRSG SWG ENCLOSURE | 480 V CIRCUIT BREACKER | OPEN
01MOVHIS943 | HRSG 1 IP ECON VENT STOP MAIN PWR FEED | 01-LVB-PPL-11121 BR 12 OUTSIDE HRSG SWG ENCLOSURE | 480 V CIRCUIT BREACKER | OPEN
null | 5 TON HVAC #4 | 01-LVB-PPL-2112 BR 1,3,5 INSIDE HRSG SWG ENCLOSURE | 480 V CIRCUIT BREACKER | OPEN
null | 5 TON HVAC #5 | 01-LVB-PPL-2112 BR 2,4,6 INSIDE HRSG SWG ENCLOSURE | 480 V CIRCUIT BREACKER | OPEN
null | 5 TON HVAC #6 | 01-LVB-PPL-2112 BR 7,9,11 INSIDE HRSG SWG ENCLOSURE | 480 V CIRCUIT BREACKER | OPEN
01CEMDSW02 | UNIT 1 CEMS DSW 02 480VAC | 01-LVB-PPL-2112 BR 32,34,36 INSIDE HRSG SWG ENCLOSURE | 480 V CIRCUIT BREACKER | OPEN
00FGSCPL02A200 | FGS CMP A STARTER ENCL OIL RSVR HTR 1/2 | 01-LVB-PPL-2113 BR 7,9,11 OUTSIDE CHROMATOGRAPH BLDG | 480 V CIRCUIT BREACKER | OPEN
00FGSCPL02B | FGS CMP B STARTER ENCL OIL RSVR HTR 1/2 | 01-LVB-PPL-2113 BR 8,10,12 OUTSIDE CHROMATOGRAPH BLDG | 480 V CIRCUIT BREACKER | OPEN
00FGSCPL02C200 | FGS CMP C STARTER ENCL OIL RSVR HTR 1/2 | 01-LVB-PPL-2113 BR 13,15,17 OUTSIDE CHROMATOGRAPH BLDG | 480 V CIRCUIT BREACKER | OPEN
01LVBPPL21132 | FGS COND LOAD CENTER XFMR | 01-LVB-PPL-2113 BR 14,16,18 OUTSIDE CHROMATOGRAPH BLDG | 480 V CIRCUIT BREACKER | OPEN
00FGSJBX03 | FGS COMP N2 GEN HTR A | 01-LVB-PPL-2113 BR 25,27,29 OUTSIDE CHROMATOGRAPH BLDG | 480 V CIRCUIT BREACKER | OPEN
00FGSJBX03 | FGS COMP N2 GEN HTR B | 01-LVB-PPL-2113 BR 26,28,30 OUTSIDE CHROMATOGRAPH BLDG | 480 V CIRCUIT BREACKER | OPEN
00FGSJBX03 | FGS COMP N2 ENCL HTR A/B | 01-LVB-PPL-2113 BR 31,33,35 OUTSIDE CHROMATOGRAPH BLDG | 480 V CIRCUIT BREACKER | OPEN
01WDRPNL02 | UNIT 1 OIL-IN-WATER ANALYZER PWR 120VAC | 01-LVD-PPL-2111 BR 1 INSIDE HRSG SWG ENCLOSURE | 208/120VAC CIRCUIT BREAKER | OPEN
01CTPCPL01 | UNIT 1 CT WASH WTR DRAINS TNK PWR 120VAC | 01-LVD-PPL-2111 BR 3 INSIDE HRSG SWG ENCLOSURE | 208/120VAC CIRCUIT BREAKER | OPEN
null | MCC-211 SECTION SPACE HEATER SUPPLY #1 | 01-LVD-PPL-2111 BR 5 INSIDE HRSG SWG ENCLOSURE | 208/120VAC CIRCUIT BREAKER | OPEN
01BURCPL01 | HRG 1 DCT BNR MAIN 120VAC | 01-LVD-PPL-2111 BR 7 INSIDE HRSG SWG ENCLOSURE | 208/120VAC CIRCUIT BREAKER | OPEN
null | VIB MONITOR 01-VMS-CPL-01 UTILITY POWER | 01-LVD-PPL-2111 BR 9 INSIDE HRSG SWG ENCLOSURE | 208/120VAC CIRCUIT BREAKER | OPEN
null | MCC-211 MOTOR SPACE HEATER SUPPLY #1 | 01-LVD-PPL-2111 BR 11 INSIDE HRSG SWG ENCLOSURE | 208/120VAC CIRCUIT BREAKER | OPEN
00FGSCPL01B | FGS CMP B CPL MAIN 120VAC | 01-LVD-PPL-2111 BR 13 INSIDE HRSG SWG ENCLOSURE | 208/120VAC CIRCUIT BREAKER | OPEN
01MVAXFR21 | MVA XFR HRSG 1 B - SUS HEATERS | 01-LVD-PPL-2111 BR 15 INSIDE HRSG SWG ENCLOSURE | 208/120VAC CIRCUIT BREAKER | OPEN
null | DCS CAB 00-DCS-CAB-70 UTILITY POWER | 01-LVD-PPL-2111 BR 17 INSIDE HRSG SWG ENCLOSURE | 208/120VAC CIRCUIT BREAKER | OPEN
null | CONTRACT SPARE | 01-LVD-PPL-2111 BR 19 INSIDE HRSG SWG ENCLOSURE | 208/120VAC CIRCUIT BREAKER | OPEN
null | CONTRACT SPARE | 01-LVD-PPL-2111 BR 21 INSIDE HRSG SWG ENCLOSURE | 208/120VAC CIRCUIT BREAKER | OPEN
null | CONTRACT SPARE | 01-LVD-PPL-2111 BR 23 INSIDE HRSG SWG ENCLOSURE | 208/120VAC CIRCUIT BREAKER | OPEN
null | MCC-211 SECTION SPACE HEATER SUPPLY #2 | 01-LVD-PPL-2111 BR 25 INSIDE HRSG SWG ENCLOSURE | 208/120VAC CIRCUIT BREAKER | OPEN
null | CONTRACT SPARE | 01-LVD-PPL-2111 BR 27 INSIDE HRSG SWG ENCLOSURE | 208/120VAC CIRCUIT BREAKER | OPEN
011201R1 | CONVENIENCE RECPT UNIT 1 ACHE | 01-LVD-PPL-2111 BR 29 INSIDE HRSG SWG ENCLOSURE | 208/120VAC CIRCUIT BREAKER | OPEN
01LTGCNT2111 | UNIT 1 PIPE RACK PLATFORM LIGHTING 208VAC | 01-LVD-PPL-2111 BR 31,33 INSIDE HRSG SWG ENCLOSURE | 208/120VAC CIRCUIT BREAKER | OPEN
01LTGCNT2111 | UNIT 1 ACHE UPPER DECK LIGHTING 208VAC | 01-LVD-PPL-2111 BR 35,37 INSIDE HRSG SWG ENCLOSURE | 208/120VAC CIRCUIT BREAKER | OPEN
01BFWPNL01A | UNIT 1 BFP A SOUND ENCLOSURE EXHAUST FAN PWR FEED | 01-LVD-PPL-2111 BR 39 INSIDE HRSG SWG ENCLOSURE | 208/120VAC CIRCUIT BREAKER | OPEN
01BFWPNL01B | UNIT 1 BFP B SOUND ENCLOSURE EXHAUST FAN PWR FEED | 01-LVD-PPL-2111 BR 41 INSIDE HRSG SWG ENCLOSURE | 208/120VAC CIRCUIT BREAKER | OPEN
00FGSJBX03 | GS CMP N2 GENERATOR CTRL PNL MAIN 120VAC | 01-LVD-PPL-2111 BR 2 INSIDE HRSG SWG ENCLOSURE | 208/120VAC CIRCUIT BREAKER | OPEN
00FGSCPL01A | FGS CMP A CPL MAIN 120VAC | 01-LVD-PPL-2111 BR 4 INSIDE HRSG SWG ENCLOSURE | 208/120VAC CIRCUIT BREAKER | OPEN
01LTGCNT2111 | LIGHTING CONTACTOR COIL120VAC | 01-LVD-PPL-2111 BR 6 INSIDE HRSG SWG ENCLOSURE | 208/120VAC CIRCUIT BREAKER | OPEN
01MVAXFR11 | MVA XFR HRSG 1 A - SUS HEATERS | 01-LVD-PPL-2111 BR 8 INSIDE HRSG SWG ENCLOSURE | 208/120VAC CIRCUIT BREAKER | OPEN
null | NSBD - 21 SPACE HEATER SUPPLY | 01-LVD-PPL-2111 BR 10 INSIDE HRSG SWG ENCLOSURE | 208/120VAC CIRCUIT BREAKER | OPEN
00INACPL01 | INA CMP CTRL PWR FEED | 01-LVD-PPL-2111 BR 12 INSIDE HRSG SWG ENCLOSURE | 208/120VAC CIRCUIT BREAKER | OPEN
00FGSCPL01C | FGS CMP C CPL MAIN 120VAC | 01-LVD-PPL-2111 BR 14 INSIDE HRSG SWG ENCLOSURE | 208/120VAC CIRCUIT BREAKER | OPEN
00PWSJBX04 | UNIT 1 SCR SKID SAFETY SHWR 120 VAC MAIN | 01-LVD-PPL-2111 BR 16 INSIDE HRSG SWG ENCLOSURE | 208/120VAC CIRCUIT BREAKER | OPEN
02WDRPNL02 | UNIT 2 OIL-IN-WATER ANALYZER PWR 120VAC | 01-LVD-PPL-2111 BR 18 INSIDE HRSG SWG ENCLOSURE | 208/120VAC CIRCUIT BREAKER | OPEN
null | CONTRACT SPARE | 01-LVD-PPL-2111 BR 20 INSIDE HRSG SWG ENCLOSURE | 208/120VAC CIRCUIT BREAKER | OPEN
null | CONTRACT SPARE | 01-LVD-PPL-2111 BR 22 INSIDE HRSG SWG ENCLOSURE | 208/120VAC CIRCUIT BREAKER | OPEN
null | CONTRACT SPARE | 01-LVD-PPL-2111 BR 24 INSIDE HRSG SWG ENCLOSURE | 208/120VAC CIRCUIT BREAKER | OPEN
null | CONTRACT SPARE | 01-LVD-PPL-2111 BR 26 INSIDE HRSG SWG ENCLOSURE | 208/120VAC CIRCUIT BREAKER | OPEN
null | CONTRACT SPARE | 01-LVD-PPL-2111 BR 28 INSIDE HRSG SWG ENCLOSURE | 208/120VAC CIRCUIT BREAKER | OPEN
01LTGCNT2111 | EXTERIOR LIGTHS UNIT 1 PIPE RACK PLATFORMS 208VAC | 01-LVD-PPL-2111 BR 30,32 INSIDE HRSG SWG ENCLOSURE | 208/120VAC CIRCUIT BREAKER | OPEN
01LTGCNT2111 | UNIT 1 ACHE UPPER DECK LIGHTING 208VAC | 01-LVD-PPL-2111 BR 34,36 INSIDE HRSG SWG ENCLOSURE | 208/120VAC CIRCUIT BREAKER | OPEN
00MBP01CQ105 | PRESSURE REDUCTION UNIT HEATED REGULATOR 120 VAC | 01-LVD-PPL-2111 BR 38 INSIDE HRSG SWG ENCLOSURE | 208/120VAC CIRCUIT BREAKER | OPEN
null | UNIT 1 TURBINE BUILDING 480V PANELBOARD SW | 01-LVB-SWB-2113 BR NE CORNER TURBINE BLDG |  | OPEN
null | UNIT 1 TUR BLDG 480V/208-120V AC DIST XFR 1 | 01-LVB-SWB-2113 BR NE CORNER TURBINE BLDG |  | OPEN
null | UNIT 1 TURBINE BUILDING 480V PANELBOARD SE | 01-LVB-SWB-2113 BR NE CORNER TURBINE BLDG |  | OPEN
01LTGCNT21131 | LIGHTING CONTACTOR COIL 120VAC | 01-LVD-PPL-21131 BR 1 NE CORNER TURBINE BLDG | 208/120VAC CIRCUIT BREAKER | OPEN
01HVCLVR19 | UNIT 1 TURBINE BLDG EAST WALL INTAKE LOUVER 19 | 01-LVD-PPL-21131 BR 3 NE CORNER TURBINE BLDG | 208/120VAC CIRCUIT BREAKER | OPEN
01HVCHTR14 | UNIT 1 TURBINE BLDG GAS HEATER FAN 14 120 VAC | 01-LVD-PPL-21131 BR 5 NE CORNER TURBINE BLDG | 208/120VAC CIRCUIT BREAKER | OPEN
01HVCHTR15 | UNIT 1 TURBINE BLDG GAS HEATER FAN 15 120 VAC | 01-LVD-PPL-21131 BR 7 NE CORNER TURBINE BLDG | 208/120VAC CIRCUIT BREAKER | OPEN
01HVCHTR16 | UNIT 1 TURBINE BLDG GAS HEATER FAN 16 120 VAC | 01-LVD-PPL-21131 BR 9 NE CORNER TURBINE BLDG | 208/120VAC CIRCUIT BREAKER | OPEN
01HVCCPL12 | UNIT 1 TURBINE HVAC CONTROL PANEL 12 120 VAC | 01-LVD-PPL-21131 BR 11 NE CORNER TURBINE BLDG | 208/120VAC CIRCUIT BREAKER | OPEN
01HVCCPL11 | UNIT 1 TURBINE HVAC CONTROL PANEL 2 120 VAC | 01-LVD-PPL-21131 BR 13 NE CORNER TURBINE BLDG | 208/120VAC CIRCUIT BREAKER | OPEN
01PDRCPL01 | ST 1 DRNS SUMP PMP CTRL PNL REDUNDANT 2 120VAC | 01-LVD-PPL-21131 BR 15 NE CORNER TURBINE BLDG | 208/120VAC CIRCUIT BREAKER | OPEN
null | CONTRACT SPARE | 01-LVD-PPL-21131 BR 19 NE CORNER TURBINE BLDG | 208/120VAC CIRCUIT BREAKER | OPEN
null | CONTRACT SPARE | 01-LVD-PPL-21131 BR 21 NE CORNER TURBINE BLDG | 208/120VAC CIRCUIT BREAKER | OPEN
null | CONTRACT SPARE | 01-LVD-PPL-21131 BR 23 NE CORNER TURBINE BLDG | 208/120VAC CIRCUIT BREAKER | OPEN
null | CONTRACT SPARE | 01-LVD-PPL-21131 BR 25 NE CORNER TURBINE BLDG | 208/120VAC CIRCUIT BREAKER | OPEN
null | CONTRACT SPARE | 01-LVD-PPL-21131 BR 27 NE CORNER TURBINE BLDG | 208/120VAC CIRCUIT BREAKER | OPEN
011001R1 | CONVENIENCE RECPTS UNIT 1 TURBINE BUILDING | 01-LVD-PPL-21131 BR 29 NE CORNER TURBINE BLDG | 208/120VAC CIRCUIT BREAKER | OPEN
01LTGCNT21131 | UNIT 1 TURBINE BLDG HIGH BAY LIGHTS 208VAC | 01-LVD-PPL-21131 BR 31,33 NE CORNER TURBINE BLDG | 208/120VAC CIRCUIT BREAKER | OPEN
01LTGCNT21131 | UNIT 1 TURBINE BLDG PIT LIGHTS 208VAC | 01-LVD-PPL-21131 BR 39,41 NE CORNER TURBINE BLDG | 208/120VAC CIRCUIT BREAKER | OPEN
01HVCLVR18 | UNIT 1 TURBINE BLDG EAST WALL INTAKE LOUVER 18 | 01-LVD-PPL-21131 BR 4 NE CORNER TURBINE BLDG | 208/120VAC CIRCUIT BREAKER | OPEN
01HVCHTR17 | UNIT 1 TURBINE BLDG GAS HEATER FAN 17 120 VAC | 01-LVD-PPL-21131 BR 6 NE CORNER TURBINE BLDG | 208/120VAC CIRCUIT BREAKER | OPEN
01HVCHTR18 | UNIT 1 TURBINE BLDG GAS HEATER FAN 18 120 VAC | 01-LVD-PPL-21131 BR 8 NE CORNER TURBINE BLDG | 208/120VAC CIRCUIT BREAKER | OPEN
01HVCHTR19 | UNIT 1 TURBINE BLDG GAS HEATER FAN 19 120 VAC | 01-LVD-PPL-21131 BR 10 NE CORNER TURBINE BLDG | 208/120VAC CIRCUIT BREAKER | OPEN
01HVCHTR20 | UNIT 1 TURBINE BLDG GAS HEATER FAN 20 120 VAC | 01-LVD-PPL-21131 BR 12 NE CORNER TURBINE BLDG | 208/120VAC CIRCUIT BREAKER | OPEN
null | CONTRACT SPARE | 01-LVD-PPL-21131 BR 20 NE CORNER TURBINE BLDG | 208/120VAC CIRCUIT BREAKER | OPEN
null | CONTRACT SPARE | 01-LVD-PPL-21131 BR 22 NE CORNER TURBINE BLDG | 208/120VAC CIRCUIT BREAKER | OPEN
null | CONTRACT SPARE | 01-LVD-PPL-21131 BR 24 NE CORNER TURBINE BLDG | 208/120VAC CIRCUIT BREAKER | OPEN
null | CONTRACT SPARE | 01-LVD-PPL-21131 BR 26 NE CORNER TURBINE BLDG | 208/120VAC CIRCUIT BREAKER | OPEN
011101R1 | CONVENIENCE RECPTS UNIT 1 TURBINE BLDG | 01-LVD-PPL-21131 BR 28 NE CORNER TURBINE BLDG | 208/120VAC CIRCUIT BREAKER | OPEN
013001W2 | UNIT 1 TURBINE BLDG VENT FAN PLATFORM LIGHTS | 01-LVD-PPL-21131 BR 30 NE CORNER TURBINE BLDG | 208/120VAC CIRCUIT BREAKER | OPEN
01LTGCNT21131 | UNIT 1 TURBINE BLDG HIGH BAY LIGHTS 208VAC | 01-LVD-PPL-21131 BR 32,34 NE CORNER TURBINE BLDG | 208/120VAC CIRCUIT BREAKER | OPEN
01LTGCNT21131 | UNIT 1 TURBINE BLDG PIT LIGHTS 208VAC | 01-LVD-PPL-21131 BR 36,38 NE CORNER TURBINE BLDG | 208/120VAC CIRCUIT BREAKER | OPEN
01HVCDSW11 | UNIT 1 TURBINE BLDG ROOF EXH FAN DSW 11 480VAC | 01-LVB-PPL-21132 BR 1,3,5 TURBINE DECK SE | 480 V CIRCUIT BREACKER | OPEN
01HVCDSW13 | UNIT 1 TURBINE BLDG ROOF EXH FAN DSW 13 480VAC | 01-LVB-PPL-21132 BR 7,9,11 TURBINE DECK SE | 480 V CIRCUIT BREACKER | OPEN
01HVCDSW15 | UNIT 1 TURBINE BLDG ROOF EXH FAN DSW 15 480VAC | 01-LVB-PPL-21132 BR 13,15,17 TURBINE DECK SE | 480 V CIRCUIT BREACKER | OPEN
01HVCDSW17 | UNIT 1 TURBINE BLDG ROOF EXH FAN DSW 17 480VAC | 01-LVB-PPL-21132 BR 19,21,23 TURBINE DECK SE | 480 V CIRCUIT BREACKER | OPEN
01HVCDSW27 | UNIT 1 TURBINE BLDG AHU 11 DSW 480 VAC | 01-LVB-PPL-21132 BR 25,27,29 TURBINE DECK SE | 480 V CIRCUIT BREACKER | OPEN
01HVCDOR01 | UNIT 1 TURBINE BLDG ROLL UP DOOR 1 480 VAC | 01-LVB-PPL-21132 BR 31,33,35 TURBINE DECK SE | 480 V CIRCUIT BREACKER | OPEN
null | CONTRACT SPARE | 01-LVB-PPL-21132 BR 37,39,41 TURBINE DECK SE | 480 V CIRCUIT BREACKER | OPEN
01HVCDSW12 | UNIT 1 TURBINE BLDG ROOF EXH FAN DSW 12 480VAC | 01-LVB-PPL-21132 BR 2,4,6 TURBINE DECK SE | 480 V CIRCUIT BREACKER | OPEN
01HVCDSW14 | UNIT 1 TURBINE BLDG ROOF EXH FAN DSW 14 480VAC | 01-LVB-PPL-21132 BR 8,10,12 TURBINE DECK SE | 480 V CIRCUIT BREACKER | OPEN
01HVCDSW16 | UNIT 1 TURBINE BLDG ROOF EXH FAN DSW 16 480VAC | 01-LVB-PPL-21132 BR 14,16,18 TURBINE DECK SE | 480 V CIRCUIT BREACKER | OPEN
01HVCDSW18 | UNIT 1 TURBINE BLDG ROOF EXH FAN DSW 18 480VAC | 01-LVB-PPL-21132 BR 20,22,24 TURBINE DECK SE | 480 V CIRCUIT BREACKER | OPEN
01HVCDSW30 | UNIT 1 TURBINE BLDG AHU 14 DSW 480 VAC | 01-LVB-PPL-21132 BR 26,28,30 TURBINE DECK SE | 480 V CIRCUIT BREACKER | OPEN
null | CONTRACT SPARE | 01-LVB-PPL-21132 BR 32,34,36 TURBINE DECK SE | 480 V CIRCUIT BREACKER | OPEN
null | CONTRACT SPARE | 01-LVB-PPL-21132 BR 38,40,42 TURBINE DECK SE | 480 V CIRCUIT BREACKER | OPEN
01LVBPPL21133 | UNIT 1 TUR BLDG 480-208/120V AC DIST XFR 2 | 01-LVB-PPL-21133 BR 7,9,11 TURBINE DECK SW | 480 V CIRCUIT BREACKER | OPEN
01STPHST01 | UNIT 1 LP DRAIN PUMPS HOIST 480VAC PWR FEED | 01-LVB-PPL-21133 BR 13,15,17 TURBINE DECK SW | 480 V CIRCUIT BREACKER | OPEN
null | CONTRACT SPARE | 01-LVB-PPL-21133 BR 37,39,41 TURBINE DECK SW | 480 V CIRCUIT BREACKER | OPEN
null | CONTRACT SPARE | 01-LVB-PPL-21133 BR 32,34,36 TURBINE DECK SW | 480 V CIRCUIT BREACKER | OPEN
null | CONTRACT SPARE | 01-LVB-PPL-21133 BR 38,40,42 TURBINE DECK SW | 480 V CIRCUIT BREACKER | OPEN
01PDRCPL01 | ST 1 DRNS SUMP PMP CTRL PNL REDUNDANT 1 120VAC | 01-LVD-PPL-21133 BR 7 TURBINE DECK SW | 208/120VAC CIRCUIT BREAKER | OPEN
01MKE01GT101 | UNIT 1 SFC XFMR S.HTR 120 VAC MAIN | 01-LVD-PPL-21133 BR 9 TURBINE DECK SW | 208/120VAC CIRCUIT BREAKER | OPEN
01DWSCPL07 | U1 CALCITE FILTER CO2 INJ MODULE CONTROL PANEL | 01-LVD-PPL-21133 BR 11 TURBINE DECK SW | 208/120VAC CIRCUIT BREAKER | OPEN
013301M1 | UNIT 1 GCB PLATFORM LIGHTS | 01-LVD-PPL-21133 BR 15 TURBINE DECK SW | 208/120VAC CIRCUIT BREAKER | OPEN
01HVCLVR37 | U1 TURB BLDG WEST WALL INTAKE LOUVER 37 120 VAC | 01-LVD-PPL-21133 BR 23 TURBINE DECK SW | 208/120VAC CIRCUIT BREAKER | OPEN
01HVCHTR11 | UNIT 1 TURBINE BLDG GAS HEATER FAN 11 120 VAC | 01-LVD-PPL-21133 BR 25 TURBINE DECK SW | 208/120VAC CIRCUIT BREAKER | OPEN
01HVCHTR12 | UNIT 1 TURBINE BLDG GAS HEATER FAN 12 120 VAC | 01-LVD-PPL-21133 BR 27 TURBINE DECK SW | 208/120VAC CIRCUIT BREAKER | OPEN
01HVCHTR13 | UNIT 1 TURBINE BLDG GAS HEATER FAN 13 120 VAC | 01-LVD-PPL-21133 BR 29 TURBINE DECK SW | 208/120VAC CIRCUIT BREAKER | OPEN
014001E2 | UNIT 1 TURBINE BLDG EMERGENCY LIGHTING | 01-LVD-PPL-21133 BR 31 TURBINE DECK SW | 208/120VAC CIRCUIT BREAKER | OPEN
null | CONTRACT SPARE | 01-LVD-PPL-21133 BR 33 TURBINE DECK SW | 208/120VAC CIRCUIT BREAKER | OPEN
null | CONTRACT SPARE | 01-LVD-PPL-21133 BR 35 TURBINE DECK SW | 208/120VAC CIRCUIT BREAKER | OPEN
null | CONTRACT SPARE | 01-LVD-PPL-21133 BR 37 TURBINE DECK SW | 208/120VAC CIRCUIT BREAKER | OPEN
null | CONTRACT SPARE | 01-LVD-PPL-21133 BR 39 TURBINE DECK SW | 208/120VAC CIRCUIT BREAKER | OPEN
null | CONTRACT SPARE | 01-LVD-PPL-21133 BR 41 TURBINE DECK SW | 208/120VAC CIRCUIT BREAKER | OPEN
01DWSCPL06 | UNIT 1 WTT CALCITE FILTER 120VAC RECEP | 01-LVD-PPL-21133 BR 6 TURBINE DECK SW | 208/120VAC CIRCUIT BREAKER | OPEN
012701W2 | UNIT 1 DRAINS TANK AREA DECK LIGHTS 120VAC | 01-LVD-PPL-21133 BR 8 TURBINE DECK SW | 208/120VAC CIRCUIT BREAKER | OPEN
011301R1 | UNIT 1 DRAINS TANK AREA CONVENIENCE RECPT | 01-LVD-PPL-21133 BR 10 TURBINE DECK SW | 208/120VAC CIRCUIT BREAKER | OPEN
01IPBCPL03 | UNIT 1 IPBD VTSC MAIN PWR 208VAC | 01-LVD-PPL-21133 BR 12,14,16 TURBINE DECK SW | 208/120VAC CIRCUIT BREAKER | OPEN
01IPBCPL02 | UNIT 1 IPBD DCT/UAT DSW HTRS 208VAC | 01-LVD-PPL-21133 BR 18,20,22 TURBINE DECK SW | 208/120VAC CIRCUIT BREAKER | OPEN
01HVCLVR34 | U1 TURB BLDG WEST WALL INTAKE LOUVER 34 120 VAC | 01-LVD-PPL-21133 BR 24 TURBINE DECK SW | 208/120VAC CIRCUIT BREAKER | OPEN
01HVCHTR21 | UNIT 1 TURBINE BLDG GAS HEATER FAN 21 120 VAC | 01-LVD-PPL-21133 BR 26 TURBINE DECK SW | 208/120VAC CIRCUIT BREAKER | OPEN
01HVCHTR22 | UNIT 1 TURBINE BLDG GAS HEATER FAN 22 120 VAC | 01-LVD-PPL-21133 BR 28 TURBINE DECK SW | 208/120VAC CIRCUIT BREAKER | OPEN
01HVCHTR23 | UNIT 1 TURBINE BLDG GAS HEATER FAN 23 120 VAC | 01-LVD-PPL-21133 BR 30 TURBINE DECK SW | 208/120VAC CIRCUIT BREAKER | OPEN
014101E5 | UNIT 1 TURBINE BLDG EMERGENCY LIGHTING | 01-LVD-PPL-21133 BR 32 TURBINE DECK SW | 208/120VAC CIRCUIT BREAKER | OPEN
00PWSJBX05 | UNIT 1 TURB CTRL PKG SAFETY SHWR 120 VAC MAIN | 01-LVD-PPL-21133 BR 34 TURBINE DECK SW | 208/120VAC CIRCUIT BREAKER | OPEN
null | CONTRACT SPARE | 01-LVD-PPL-21133 BR 36 TURBINE DECK SW | 208/120VAC CIRCUIT BREAKER | OPEN
null | CONTRACT SPARE | 01-LVD-PPL-21133 BR 38 TURBINE DECK SW | 208/120VAC CIRCUIT BREAKER | OPEN
null | CONTRACT SPARE | 01-LVD-PPL-21133 BR 40 TURBINE DECK SW | 208/120VAC CIRCUIT BREAKER | OPEN
null | CONTRACT SPARE | 01-LVD-PPL-21133 BR 42 TURBINE DECK SW | 208/120VAC CIRCUIT BREAKER | OPEN
01LVBXFR21111 | HRSG 1 TOP LVL 480-208/120V XFMR | 01-LVB-PPL-2111 BR 38,40,42 TOP OF HRSG HP DRUM | 480 V CIRCUIT BREACKER | OPEN
01MOVHEH901 | HRSG 1 STACK DAMPER MOV MAIN PWR FEED | 01-LVB-PPL-2111 BR 19,21,23 TOP OF HRSG HP DRUM | 480 V CIRCUIT BREACKER | OPEN
01SCRJBX104 | HRSG 1 SCR HOIST & TROLLEY 480VAC PWR FEED | 01-LVB-PPL-2111 BR 20,22,24 TOP OF HRSG HP DRUM | 480 V CIRCUIT BREACKER | OPEN
01LTGCNT21111 | LIGHTING CONTACTOR | 01-LVD-PPL-21111 BR 6 TOP OF HRSG HP DRUM | 208/120VAC CIRCUIT BREAKER | OPEN
01HRGHTR01 | HRSG 1 HP DRUM ENCLOSURE HTR PWR FEED 208VAC | 01-LVD-PPL-21111 BR 14,16,18 TOP OF HRSG HP DRUM | 208/120VAC CIRCUIT BREAKER | OPEN
01HRGENC02 | HRSG 1 HP DRUM ENCL FAN/LOUVER/THRMSTT FEED | 01-LVD-PPL-21111 BR 19 TOP OF HRSG HP DRUM | 208/120VAC CIRCUIT BREAKER | OPEN
01HRGENC03 | HRSG 1 IP LP DRUM ENCL FAN/LOUVER/THRMSTT FEED | 01-LVD-PPL-21111 BR 21 TOP OF HRSG HP DRUM | 208/120VAC CIRCUIT BREAKER | OPEN
01HRGHTR02 | HRSG 1 IP LP DRUM ENCLOSURE HTR FEED 208VAC | 01-LVD-PPL-21111 BR 20,22,24 TOP OF HRSG HP DRUM | 208/120VAC CIRCUIT BREAKER | OPEN
01LGHHS905A | HRSG 1 HP DRUM LVL GAUGE PWR FEED | 01-LVD-PPL-21111 BR 26 TOP OF HRSG HP DRUM | 208/120VAC CIRCUIT BREAKER | OPEN
010301R1 | CONVENIENCE RECPTS HRSG 1 PLATFORMS | 01-LVD-PPL-21111 BR 29 TOP OF HRSG HP DRUM | 208/120VAC CIRCUIT BREAKER | OPEN
01LTGCNT21111 | UNIT 1 HRSG PIPE RACK PLATFORM LIGHTING 208VAC | 01-LVD-PPL-21111 BR 31,33 TOP OF HRSG HP DRUM | 208/120VAC CIRCUIT BREAKER | OPEN
01LTGCNT21111 | UNIT 1 HRSG PIPE RACK PLATFORM LIGHTING 208VAC | 01-LVD-PPL-21111 BR 30,32 TOP OF HRSG HP DRUM | 208/120VAC CIRCUIT BREAKER | OPEN
01LTGCNT21111 | UNIT 1 HRSG ACHE UPPDER DECK LIGHTING 208VAC | 01-LVD-PPL-21111 BR 35,37 TOP OF HRSG HP DRUM | 208/120VAC CIRCUIT BREAKER | OPEN
01LTGCNT21111 | UNIT 1 HRSG ACHE UPPDER DECK LIGHTING 208VAC | 01-LVD-PPL-21111 BR 34,36 TOP OF HRSG HP DRUM | 208/120VAC CIRCUIT BREAKER | OPEN
02AXSHTR01 | UNIT 2 STEAM ELEC SUPERHEATER | HRSG-2 ECLOSURE, SWG 12, CUBICLE 01D | 480 V RACK OUT BREAKER | OPEN
02HRGMCC121 | HRSG 2 MCC 01 | HRSG-2 ECLOSURE, SWG 12, CUBICLE 01B | 480 V RACK OUT BREAKER | OPEN
02SCRHTR01 | UNIT 2 AMMONIA INJ HEATER "A" | HRSG-2 ECLOSURE, SWG 12, CUBICLE 03D | 480 V RACK OUT BREAKER | OPEN
02HRGMCC221 | HRSG 2 MCC 02 | HRSG-2 ECLOSURE, SWG 22, CUBICLE 06B | 480 V RACK OUT BREAKER | OPEN
02SCRHTR02 | UNIT 2 AMMONIA INJ HEATER "B" | HRSG-2 ECLOSURE, SWG 22, CUBICLE 05D | 480 V RACK OUT BREAKER | OPEN
00LVBPPL173 | ADMIN BLDG PWR FEED | HRSG-2 ECLOSURE, SWG 22, CUBICLE 06D | 480 V RACK OUT BREAKER | OPEN
02LVBSWG12 | MAIN FEED BREAKER SWG 12 | HRSG-2 ECLOSURE, SWG 12, CUBICLE 02A | 480 V RACK OUT BREAKER | OPEN
02LVBSWG22 | MAIN FEED BREAKER SWG 22 | HRSG-2 ECLOSURE, SWG 22, CUBICLE 07A | 480 V RACK OUT BREAKER | OPEN
null | TIE BREAKER SWG 12 AND 22 | HRSG-2 ECLOSURE, SWG 12, CUBICLE | 480 V RACK OUT BREAKER | OPEN
00FPSPNL01 | FIRE PUMP CONTROL PANEL | FIRE PUMP ECLOSURE | LOCAL DISCONNECT | OPEN
00SWSMPM01A | SERVICE WATER PUMP MOTOR A | HRSG-2 ENCLSURE 480V MCC 121, CUBICLE 03FM | 480 V MOLDED CASE BREAKER | OPEN
02MPV01AP101M01 | UNIT 2 MAIN LUBE OIL PUMP MOTOR A | HRSG-2 ENCLSURE 480V MCC 121, CUBICLE 04FM | 480 V MOLDED CASE BREAKER | OPEN
02SCRMFN100A | HRSG 2 AMMONIA INJECTION BLOWER A | HRSG-2 ENCLSURE 480V MCC 121, CUBICLE 05FM | 480 V MOLDED CASE BREAKER | OPEN
02BURMLB01A | UNIT 2 HRSG DUCT BURNER COOLING SKID BL0WER 1 | HRSG-2 ENCLSURE 480V MCC 121, CUBICLE 06FB | 480 V MOLDED CASE BREAKER | OPEN
02LVBPPL1211 | HRSG 2 PDC PANELBOARD 480V | HRSG-2 ENCLSURE 480V MCC 121, CUBICLE 06FE | 480 V MOLDED CASE BREAKER | OPEN
02LVBPPL1215 | AUX BOILER BUILDING PANELBOARD 480VAC | HRSG-2 ENCLSURE 480V MCC 121, CUBICLE 06FH | 480 V MOLDED CASE BREAKER | OPEN
02LVBPPL1217 | WAREHOUSE BUILDING LOAD PANELBOARD 480VAC | HRSG-2 ENCLSURE 480V MCC 121, CUBICLE 06FM | 480 V MOLDED CASE BREAKER | OPEN
02LVBPPL1212 | HRSG 2 TOP LEVEL SE PANELBOARD 480VAC | HRSG-2 ENCLSURE 480V MCC 121, CUBICLE 07FC | 480 V MOLDED CASE BREAKER | OPEN
02LVBPPL1213 | HRSG 2 GRADE WEST PANELBOARD 480VAC | HRSG-2 ENCLSURE 480V MCC 121, CUBICLE 07FF | 480 V MOLDED CASE BREAKER | OPEN
02LVBPPL1214 | HRSG 2 FINGER RACK PANELBOARD 480VAC | HRSG-2 ENCLSURE 480V MCC 121, CUBICLE 07FJ | 480 V MOLDED CASE BREAKER | OPEN
02LVBPPL1218 | WATER TREATMENT PANELBOARD 480VAC | HRSG-2 ENCLSURE 480V MCC 121, CUBICLE 07FM | 480 V MOLDED CASE BREAKER | OPEN
02CCWMFN01A | UNIT 2 ACHE FAN 01A | HRSG-2 ENCLSURE 480V MCC 121, CUBICLE 08FF | 480 V MOLDED CASE BREAKER | OPEN
02CCWMFN01B | UNIT 2 ACHE FAN 01B | HRSG-2 ENCLSURE 480V MCC 121, CUBICLE 08FJ | 480 V MOLDED CASE BREAKER | OPEN
02CCWMFN01C | UNIT 2 ACHE FAN 01C | HRSG-2 ENCLSURE 480V MCC 121, CUBICLE 09FC | 480 V MOLDED CASE BREAKER | OPEN
02CCWMFN02A | UNIT 2 ACHE FAN 02A | HRSG-2 ENCLSURE 480V MCC 121, CUBICLE 9FF | 480 V MOLDED CASE BREAKER | OPEN
02CCWMFN02B | UNIT 2 ACHE FAN 02B | HRSG-2 ENCLSURE 480V MCC 121, CUBICLE 9FJ | 480 V MOLDED CASE BREAKER | OPEN
02CCWMFN02C | UNIT 2 ACHE FAN 02C | HRSG-2 ENCLSURE 480V MCC 121, CUBICLE 9FM | 480 V MOLDED CASE BREAKER | OPEN
02CCWMFN03A | UNIT 2 ACHE FAN 03A | HRSG-2 ENCLSURE 480V MCC 121, CUBICLE 10FC | 480 V MOLDED CASE BREAKER | OPEN
00DWSMPM01A | DEMIN WATER PUMP MTR A | HRSG-2 ENCLSURE 480V MCC 121, CUBICLE 11FD | 480 V MOLDED CASE BREAKER | OPEN
00DWSMPM01C | DEMIN WATER PUMP MTR C | HRSG-2 ENCLSURE 480V MCC 121, CUBICLE 11FH | 480 V MOLDED CASE BREAKER | OPEN
02BFWMPM02A | UNIT 2 BFW LUBE OIL PUMP MTR A | HRSG-2 ENCLSURE 480V MCC 121, CUBICLE 12FF | 480 V MOLDED CASE BREAKER | OPEN
02BDNCPL01 | UNIT 2 HRSG BD SUMP PUMP A/B CONTROL PANEL | HRSG-2 ENCLSURE 480V MCC 121, CUBICLE 13FC(R) | 480 V MOLDED CASE BREAKER | OPEN
00DWTCPL02A | DWT TWO PASS RO A CONTROL PNL | HRSG-2 ENCLSURE 480V MCC 221, CUBICLE 13FF | 480 V MOLDED CASE BREAKER | OPEN
02LVBXFR1211 | HRSG 2 PDC XFMR 480-120/208VAC | HRSG-2 ENCLSURE 480V MCC 121, CUBICLE 14FC(R) | 480 V MOLDED CASE BREAKER | OPEN
02HTTXFR1211 | HRSG 2 FINGER RACK HEAT TRACE XFMR 480-120/208V | HRSG-2 ENCLSURE 480V MCC 121, CUBICLE 14FF(R) | 480 V MOLDED CASE BREAKER | OPEN
02HTTXFR1212 | HRSG 2 PIPE RACK GRADE HEAT TRACE XFMR | HRSG-2 ENCLSURE 480V MCC 121, CUBICLE 14FJ(R) | 480 V MOLDED CASE BREAKER | OPEN
02HTTXFR1213 | WATER TREATMENT HEAT TRACE XFMR | HRSG-2 ENCLSURE 480V MCC 121, CUBICLE 14FM(R) | 480 V MOLDED CASE BREAKER | OPEN
00PWSCPL01 | POTABLE WATER TEMPERING SKID FEED A | HRSG-2 ENCLSURE 480V MCC 121, CUBICLE 15FC(L) | 480 V MOLDED CASE BREAKER | OPEN
02SMPDSW01 | UNIT 2 SAMPLE ANALYSIS PANEL DSW | HRSG-2 ENCLSURE 480V MCC 121, CUBICLE 15FC(R) | 480 V MOLDED CASE BREAKER | OPEN
02BFWMPM01B | UNIT 2 BFW LUBE OIL PUMP MTR B | HRSG-2 ENCLSURE 480V MCC 221, CUBICLE 3FF | 480 V MOLDED CASE BREAKER | OPEN
00SWSMPM01B | SERVICE WATER PUMP MTR B | HRSG-2 ENCLSURE 480V MCC 221, CUBICLE 3FM | 480 V MOLDED CASE BREAKER | OPEN
02MPV01AP102M01 | UNIT 2 MAIN LUBE OIL PUMP MOTOR B | HRSG-2 ENCLSURE 480V MCC 221, CUBICLE 4FM | 480 V MOLDED CASE BREAKER | OPEN
02SCRMFN100B | HRSG2 AMMONIA INJECTION BLOWER B | HRSG-2 ENCLSURE 480V MCC 221, CUBICLE 5FM | 480 V MOLDED CASE BREAKER | OPEN
02BURMLB01B | UNIT 2 HRSG DUCT BURNER COOLING SKID BLOWER 2 | HRSG-2 ENCLSURE 480V MCC 221, CUBICLE 6FD | 480 V MOLDED CASE BREAKER | OPEN
02CCWMFN03B | UNIT 2 ACHE FAN 03B | HRSG-2 ENCLSURE 480V MCC 221, CUBICLE 7FF | 480 V MOLDED CASE BREAKER | OPEN
02CCWMFN03C | UNIT 2 ACHE FAN 03C | HRSG-2 ENCLSURE 480V MCC 221, CUBICLE 7FJ | 480 V MOLDED CASE BREAKER | OPEN
02CCWMFN04A | UNIT 2 ACHE FAN 04A | HRSG-2 ENCLSURE 480V MCC 221, CUBICLE 7FM | 480 V MOLDED CASE BREAKER | OPEN
02CCWMFN04B | UNIT 2 ACHE FAN 04B | HRSG-2 ENCLSURE 480V MCC 221, CUBICLE 8FC | 480 V MOLDED CASE BREAKER | OPEN
02CCWMFN04C | UNIT 2 ACHE FAN 04C | HRSG-2 ENCLSURE 480V MCC 221, CUBICLE 8FF | 480 V MOLDED CASE BREAKER | OPEN
02CCWMFN05A | UNIT 2 ACHE FAN 05A | HRSG-2 ENCLSURE 480V MCC 221, CUBICLE 8FJ | 480 V MOLDED CASE BREAKER | OPEN
02CCWMFN05B | UNIT 2 ACHE FAN 05B | HRSG-2 ENCLSURE 480V MCC 221, CUBICLE 8FM | 480 V MOLDED CASE BREAKER | OPEN
02CCWMFN05C | UNIT 2 ACHE FAN 05C | HRSG-2 ENCLSURE 480V MCC 221, CUBICLE 9FC | 480 V MOLDED CASE BREAKER | OPEN
00DWSMPM01B | DEMIN WATER PUMP MTR B | HRSG-2 ENCLSURE 480V MCC 221, CUBICLE 10FM | 480 V MOLDED CASE BREAKER | OPEN
02LVBSWB2211 | UNIT 2 STG SWBD | HRSG-2 ENCLSURE 480V MCC 221, CUBICLE 11FD | 480 V MOLDED CASE BREAKER | OPEN
02LVBPPL2211 | WATER TREATMENT BLDG LOAD PANELBOARD 480VAC | HRSG-2 ENCLSURE 480V MCC 221, CUBICLE 11FH | 480 V MOLDED CASE BREAKER | OPEN
00DWTJBX01 | DEMIN TRAILERS POWER FEED | HRSG-2 ENCLSURE 480V MCC 221, CUBICLE 11FM | 480 V MOLDED CASE BREAKER | OPEN
02LVBPPL2215 | UNIT 2 TURBINE BUILDING NE PANELBOARD 480VAC | HRSG-2 ENCLSURE 480V MCC 221, CUBICLE 12FE | 480 V MOLDED CASE BREAKER | OPEN
02LVBPPL2212 | HRSG 2 PDC PANELBOARD 480VAC | HRSG-2 ENCLSURE 480V MCC 221, CUBICLE 12FH | 480 V MOLDED CASE BREAKER | OPEN
00DWTCPL02B | DWT TWO PASS RO B CONTROL PNL | HRSG-2 ENCLSURE 480V MCC 121, CUBICLE 13FJ | 480 V MOLDED CASE BREAKER | OPEN
02LVBPPL2213 | HRSG 2 TOP LEVEL WEST PANELBOARD 480VAC | HRSG-2 ENCLSURE 480V MCC 221, CUBICLE 13FJ | 480 V MOLDED CASE BREAKER | OPEN
02LVBXFR2211 | HRSG 2 GRADE WEST XFMR 480-120/208VAC | HRSG-2 ENCLSURE 480V MCC 221, CUBICLE 14FC(L) | 480 V MOLDED CASE BREAKER | OPEN
02HTTXFR2211 | HRSG 2 TOP S HEAT TRACE XFMR 480-120/208VAC | HRSG-2 ENCLSURE 480V MCC 221, CUBICLE 14FC(R) | 480 V MOLDED CASE BREAKER | OPEN
02BDNCPL01 | UNIT 2 HRSG BD SUMP PUMP A/B CONTROL PANEL | HRSG-2 ENCLSURE 480V MCC 221, CUBICLE 14FF(R) | 480 V MOLDED CASE BREAKER | OPEN
00PWSCPL01 | POTABLE WATER TEMPERING SKID FEED B | HRSG-2 ENCLSURE 480V MCC 221, CUBICLE 14FM(L) | 480 V MOLDED CASE BREAKER | OPEN
02CTGCRN01 | UNIT 2 BRIDGE CRANE | HRSG-2 ENCLSURE 480V MCC 221, CUBICLE 15FF(R) | 480 V MOLDED CASE BREAKER | OPEN
02LVBPPL2214 | WATER TREATMENT PANELBOARD 480VAC | HRSG-2 ENCLSURE 480V MCC 221, CUBICLE 16FM | 480 V MOLDED CASE BREAKER | OPEN
null | 5 TON HVAC #1 | 02-LVB-PPL-1211, BR 1 HRSG MCC ENCLOSURE | 480 V CIRCUIT BREACKER | OPEN
null | 5 TON HVAC #2 | 02-LVB-PPL-1211, BR 2 HRSG MCC ENCLOSURE | 480 V CIRCUIT BREACKER | OPEN
null | 5 TON HVAC #3 | 02-LVB-PPL-1211, BR 3 HRSG MCC ENCLOSURE | 480 V CIRCUIT BREACKER | OPEN
03GSUCPL01 | SPARE GSU CTRL PNL 480 VAC PWR MAIN 1 | 02-LVB-PPL-1211, BR 4 HRSG MCC ENCLOSURE | 480 V CIRCUIT BREACKER | OPEN
00AQACPL01 | AQA AMMONIA FORWARDING SYS 480VAC | 02-LVB-PPL-1211, BR 7 HRSG MCC ENCLOSURE | 480 V CIRCUIT BREACKER | OPEN
02MOVHBD943 | HRSG 2 LP BD MAINFOLD DRN MAIN PWR FEED | 02-LVB-PPL-1211, BR 8 HRSG MCC ENCLOSURE | 480 V CIRCUIT BREACKER | OPEN
null | WELDING RECEPTACLE | 02-LVB-PPL-1211, BR 9 HRSG MCC ENCLOSURE | 480 V CIRCUIT BREACKER | OPEN
02CEMDSW01 | UNIT 2 CEMS DSW 01 480 VAC | 02-LVB-PPL-1211, BR 13 HRSG MCC ENCLOSURE | 480 V CIRCUIT BREACKER | OPEN
02LVBXFR12121 | HRSG 2 TOP LVL 480-208/120VAC XFR | 02-LVB-PPL-1212, BR 3 TOP OF HRSG HP DRUM | 480 V CIRCUIT BREACKER | OPEN
02SCRJBX104 | HRSG 2 SCR HOISE AND TROLLEY 480VAC PWR FEED | 02-LVB-PPL-1212, BR 5 TOP OF HRSG HP DRUM | 480 V CIRCUIT BREACKER | OPEN
02MOVHEH901 | HRSG 2 STACK DAMPER MAIN PWR FEED | 02-LVB-PPL-1212, BR 7 TOP OF HRSG HP DRUM | 480 V CIRCUIT BREACKER | OPEN
02CCFDSW02 | UNIT 2 CCF HP/IP PHOSPHATE & AMMONIA SYS | 02-LVB-PPL-1213, BR 1 OUTSIDE HRSG SWG ENCLOSURE | 480 V CIRCUIT BREACKER | OPEN
02SMPHEX01 | UNIT 2 SMP PNL 10 TON TCU MAIN 480VAC | 02-LVB-PPL-1213, BR 3 OUTSIDE HRSG SWG ENCLOSURE | 480 V CIRCUIT BREACKER | OPEN
02WDRCPL01 | UNIT 2 OIL WATER SEP PWR 480VAC | 02-LVB-PPL-1213, BR 4 OUTSIDE HRSG SWG ENCLOSURE | 480 V CIRCUIT BREACKER | OPEN
02MOVHHS941 | HRSG 2 HP FW MOV SHUTOFF VLV MAIN PWR FEED | 02-LVB-PPL-1213, BR 5 OUTSIDE HRSG SWG ENCLOSURE | 480 V CIRCUIT BREACKER | OPEN
02MOVHIS941 | HRSG 2 IP FW MOV STOP VLV MAIN PWR FEED | 02-LVB-PPL-1213, BR 10 OUTSIDE HRSG SWG ENCLOSURE | 480 V CIRCUIT BREACKER | OPEN
02MOVBFW146 | UNIT 2 BFW PMP 01A HP DISCH BYP VLV PWR 480VAC | 02-LVB-PPL-1214, BR 2 OUTSIDE HRSG SWG ENCLOSURE | 480 V CIRCUIT BREACKER | OPEN
02MOVBFW186 | UNIT 2 BFW PMP 01B HP DISCH BYP VLV PWR 480VAC | 02-LVB-PPL-1214, BR 4 OUTSIDE HRSG SWG ENCLOSURE | 480 V CIRCUIT BREACKER | OPEN
02MOVBFW140 | UNIT 2 BFW PMP 01A IP DISCH BYP VLV PWR 480VAC | 02-LVB-PPL-1214, BR 6 OUTSIDE HRSG SWG ENCLOSURE | 480 V CIRCUIT BREACKER | OPEN
02MOVBFW180 | UNIT 2 BFW PMP 01B IP DISCH BYP VLV PWR 480VAC | 02-LVB-PPL-1214, BR 8 OUTSIDE HRSG SWG ENCLOSURE | 480 V CIRCUIT BREACKER | OPEN
02MOVAS322 | UNIT 2 AUXBLR TO STM SEP INLET BYP VLV | 02-LVB-PPL-1214, BR 9 OUTSIDE HRSG SWG ENCLOSURE | 480 V CIRCUIT BREACKER | OPEN
02MOVAS321 | UNIT 2 AUXBLR TO STM SEP INLET BLK VLV | 02-LVB-PPL-1214, BR 10 OUTSIDE HRSG SWG ENCLOSURE | 480 V CIRCUIT BREACKER | OPEN
02MOVHLS944 | UNIT 1 LP SPARGING STEAM SHUTOFF VLV | 02-LVB-PPL-1214, BR 11 OUTSIDE HRSG SWG ENCLOSURE | 480 V CIRCUIT BREACKER | OPEN
00CCFCPL01 | CCF AUX BLR AMMONIA FEED PMP CPL 480VAC | 02-LVB-PPL-1215, BR 1 PIPE RACK 1 BY STARTUP HTR | 480 V CIRCUIT BREACKER | OPEN
02LVBXFR12151 | AUX BLR BLDG 480-208/120VAC XFR 12151 FEED | 02-LVB-PPL-1215, BR 5 PIPE RACK 1 BY STARTUP HTR | 480 V CIRCUIT BREACKER | OPEN
00HVCDSW01 | AUX BOILER BLDG ROOF EXH FAN DSW 1 480 VAC | 02-LVB-PPL-1215, BR 11 PIPE RACK 1 BY STARTUP HTR | 480 V CIRCUIT BREACKER | OPEN
00HVCDSW02 | AUX BOILER BLDG ROOF EXH FAN DSW 2 480 VAC | 02-LVB-PPL-1215, BR 12 PIPE RACK 1 BY STARTUP HTR | 480 V CIRCUIT BREACKER | OPEN
00HVCDSW03 | AUX BOILER BLDG ROOF EXH FAN DSW 3 480 VAC | 02-LVB-PPL-1215, BR 13 PIPE RACK 1 BY STARTUP HTR | 480 V CIRCUIT BREACKER | OPEN
00HVCDOR01 | AUX BOILER ROLL UP DOOR 480VAC | 02-LVB-PPL-1215, BR 14 PIPE RACK 1 BY STARTUP HTR | 480 V CIRCUIT BREACKER | OPEN
00SDRCPL01 | SDR CPL LIFT STATION FEED A 480VAC | 02-LVB-PPL-1218, BR 1 NE CORNER OF RO BLDG | 480 V CIRCUIT BREACKER | OPEN
00DWTCPL01 | WT DRAINS SUMP PMP CPL FEED A 480VAC | 02-LVB-PPL-1218, BR 2 NE CORNER OF RO BLDG | 480 V CIRCUIT BREACKER | OPEN
00DWTCPL05A | WTT RO CIP PWR DIST 480VAC | 02-LVB-PPL-1218, BR 5 NE CORNER OF RO BLDG | 480 V CIRCUIT BREACKER | OPEN
00SWSCPL01 | SWS CPL MAIN PWR FEED - PWR CABLE | 02-LVB-PPL-1218, BR 6 NE CORNER OF RO BLDG | 480 V CIRCUIT BREACKER | OPEN
02LVBXFR12181 | WTT BLDG 480-208/120VAC XFR 12181 FEED | 02-LVB-PPL-1218, BR 14 NE CORNER OF RO BLDG | 480 V CIRCUIT BREACKER | OPEN
null | INTERIOR LIGHTING | 02-LVD-PPL-1211, BR 1 INSIDE HRSG SWG ENCLOSURE | 208/120VAC CIRCUIT BREAKER | OPEN
null | EXTERIOR GFCI RECEPTACLES | 02-LVD-PPL-1211, BR 2 INSIDE HRSG SWG ENCLOSURE | 208/120VAC CIRCUIT BREAKER | OPEN
null | INTERIOR GFCI RECEPTACLES | 02-LVD-PPL-1211, BR 3 INSIDE HRSG SWG ENCLOSURE | 208/120VAC CIRCUIT BREAKER | OPEN
02LTGCNT12111 | EXTERIOR LIGHTS HRSG ENCLOSURE 120VAC | 02-LVD-PPL-1211, BR 4 INSIDE HRSG SWG ENCLOSURE | 208/120VAC CIRCUIT BREAKER | OPEN
null | MCC-121 SECTION HEATER SUPPLY #1 | 02-LVD-PPL-1211, BR 5 INSIDE HRSG SWG ENCLOSURE | 208/120VAC CIRCUIT BREAKER | OPEN
02LTGCNT12111 | LIGHTING CONTACTOR 1 120VAC | 02-LVD-PPL-1211, BR 6 INSIDE HRSG SWG ENCLOSURE | 208/120VAC CIRCUIT BREAKER | OPEN
null | MCC-221 SECTION HEATER SUPPLY #1 | 02-LVD-PPL-1211, BR 7 INSIDE HRSG SWG ENCLOSURE | 208/120VAC CIRCUIT BREAKER | OPEN
null | NSBD - 12 SPACE HEATER SUPPLY | 02-LVD-PPL-1211, BR 8 INSIDE HRSG SWG ENCLOSURE | 208/120VAC CIRCUIT BREAKER | OPEN
null | LV SWGR - 12/22 SECTION HEATER SUPPLY | 02-LVD-PPL-1211, BR 9 INSIDE HRSG SWG ENCLOSURE | 208/120VAC CIRCUIT BREAKER | OPEN
null | NSBD - 22 SPACE HEATER SUPPLY | 02-LVD-PPL-1211, BR 10 INSIDE HRSG SWG ENCLOSURE | 208/120VAC CIRCUIT BREAKER | OPEN
null | MCC-121 MSH BUS SUPPLY | 02-LVD-PPL-1211, BR 11 INSIDE HRSG SWG ENCLOSURE | 208/120VAC CIRCUIT BREAKER | OPEN
null | VIBRATION CAB UTILITY | 02-LVD-PPL-1211, BR 12 INSIDE HRSG SWG ENCLOSURE | 208/120VAC CIRCUIT BREAKER | OPEN
null | MCC-221 MSH BUS SUPPLY | 02-LVD-PPL-1211, BR 13 INSIDE HRSG SWG ENCLOSURE | 208/120VAC CIRCUIT BREAKER | OPEN
null | MCC-221 SECTION HEATER SUPPLY #2 | 02-LVD-PPL-1211, BR 14 INSIDE HRSG SWG ENCLOSURE | 208/120VAC CIRCUIT BREAKER | OPEN
null | NTW DCS CAB 80 UTILITY | 02-LVD-PPL-1211, BR 15 INSIDE HRSG SWG ENCLOSURE | 208/120VAC CIRCUIT BREAKER | OPEN
null | PRESSURIZATION MODULE POWER SUPPLY | 02-LVD-PPL-1211, BR 16 INSIDE HRSG SWG ENCLOSURE | 208/120VAC CIRCUIT BREAKER | OPEN
null | NTW DCS CAB 90 UTILITY | 02-LVD-PPL-1211, BR 17 INSIDE HRSG SWG ENCLOSURE | 208/120VAC CIRCUIT BREAKER | OPEN
null | HVAC#2 PRESSURIZATION POWER SUPPLY | 02-LVD-PPL-1211, BR 18 INSIDE HRSG SWG ENCLOSURE | 208/120VAC CIRCUIT BREAKER | OPEN
null | MCC-121 SECTION HEATER SUPPLY #2 | 02-LVD-PPL-1211, BR 19 INSIDE HRSG SWG ENCLOSURE | 208/120VAC CIRCUIT BREAKER | OPEN
null | HVAC#4 PRESSURIZATION POWER SUPPLY | 02-LVD-PPL-1211, BR 20 INSIDE HRSG SWG ENCLOSURE | 208/120VAC CIRCUIT BREAKER | OPEN
null | HVAC#1 PRESSURIZATION POWER SUPPLY | 02-LVD-PPL-1211, BR 21 INSIDE HRSG SWG ENCLOSURE | 208/120VAC CIRCUIT BREAKER | OPEN
null | HVAC#6 PRESSURIZATION POWER SUPPLY | 02-LVD-PPL-1211, BR 22 INSIDE HRSG SWG ENCLOSURE | 208/120VAC CIRCUIT BREAKER | OPEN
null | HVAC#3 PRESSURIZATION POWER SUPPLY | 02-LVD-PPL-1211, BR 23 INSIDE HRSG SWG ENCLOSURE | 208/120VAC CIRCUIT BREAKER | OPEN
null | HVAC#5 PRESSURIZATION POWER SUPPLY | 02-LVD-PPL-1211, BR 25 INSIDE HRSG SWG ENCLOSURE | 208/120VAC CIRCUIT BREAKER | OPEN
02LTGCNT12111 | UNIT 2 PIPE RACK GROUND LEVEL LIGHTS 208VAC | 02-LVD-PPL-1211, BR 30/32 INSIDE HRSG SWG ENCLOSURE | 208/120VAC CIRCUIT BREAKER | OPEN
02LTGCNT12111 | UNIT 2 PIPE RACK GROUND LEVEL LIGHTS 208VAC | 02-LVD-PPL-1211, BR 31/33 INSIDE HRSG SWG ENCLOSURE | 208/120VAC CIRCUIT BREAKER | OPEN
02LTGCNT12111 | UNIT 2 ACHE & COMPR. AREA GRND LVL LTS 208VAC | 02-LVD-PPL-1211, BR 34/36 INSIDE HRSG SWG ENCLOSURE | 208/120VAC CIRCUIT BREAKER | OPEN
02LTGCNT12111 | UNIT 2 HRSG AREA GROUND LEVEL LIGHTS 208VAC | 02-LVD-PPL-1211, BR 35/37 INSIDE HRSG SWG ENCLOSURE | 208/120VAC CIRCUIT BREAKER | OPEN
02LTGCNT12111 | AUX BOILER BLDG. EXT.& STACK LIGHTS & 208VAC | 02-LVD-PPL-1211, BR 38/40 INSIDE HRSG SWG ENCLOSURE | 208/120VAC CIRCUIT BREAKER | OPEN
02HRGHTR01 | HRSG 2 HP DRUM ENCLOSURE HTR PWR FEED 208VAC | 02-LVD-PPL-12121, BR 14/16/18 TOP OF HRSG HP DRUM | 208/120VAC CIRCUIT BREAKER | OPEN
02HRGENC02 | HRSG 2 HP DRUM ENCL FAN/LOUVER/THRMSTT FEED | 02-LVD-PPL-12121, BR 19 TOP OF HRSG HP DRUM | 208/120VAC CIRCUIT BREAKER | OPEN
02HRGHTR02 | HRSG 2 IP LP DRUM ENCLOSURE HTR PWR FEED 208V | 02-LVD-PPL-12121, BR 20/22/24 TOP OF HRSG HP DRUM | 208/120VAC CIRCUIT BREAKER | OPEN
02HRGENC03 | HRSG 2 IP/LP DRM ENCL FAN/LOUVER/THRMSTT FEED | 02-LVD-PPL-12121, BR 21 TOP OF HRSG HP DRUM | 208/120VAC CIRCUIT BREAKER | OPEN
02LGHHS905A | HRSG 2 HP DRUM LVL GAUGE PWR FEED | 02-LVD-PPL-12121, BR 26 TOP OF HRSG HP DRUM | 208/120VAC CIRCUIT BREAKER | OPEN
020301R1 | CONVENIENCE RECPTS HRSG 2 PLATFORMS | 02-LVD-PPL-12121, BR 29 TOP OF HRSG HP DRUM | 208/120VAC CIRCUIT BREAKER | OPEN
02LTGCNT12121 | HRSG 2 UPPER DECK/STAIRTOWER/STACK LIGHTS 1 | 02-LVD-PPL-12121, BR 30/32 TOP OF HRSG HP DRUM | 208/120VAC CIRCUIT BREAKER | OPEN
02LTGCNT12121 | HRSG 2 UPPER DECK/STAIRTOWER/STACK LIGHTS 2 | 02-LVD-PPL-12121, BR 31/33 TOP OF HRSG HP DRUM | 208/120VAC CIRCUIT BREAKER | OPEN
02LTGCNT12121 | UNIT 2 HRSG PLATFORMS LIGHTS 1 208VAC | 02-LVD-PPL-12121, BR 34/36 TOP OF HRSG HP DRUM | 208/120VAC CIRCUIT BREAKER | OPEN
02LTGCNT12121 | UNIT 2 HRSG PLATFORMS LIGHTS 2 208VAC | 02-LVD-PPL-12121, BR 35/37 TOP OF HRSG HP DRUM | 208/120VAC CIRCUIT BREAKER | OPEN
02LTGCNT12121 | ACC 2 LIGHTING CONTACTOR COIL 120VAC | 02-LVD-PPL-12121, BR 42 TOP OF HRSG HP DRUM | 208/120VAC CIRCUIT BREAKER | OPEN
00AXSCPL01 | AUX BLR 120 VAC PWR | 02-LVD-PPL-12151, BR 1 AUX BOILER WEST WALL | 208/120VAC CIRCUIT BREAKER | OPEN
02LTGCNT12151 | LIGHTING CONTACTOR COIL 120VAC | 02-LVD-PPL-12151, BR 2 AUX BOILER WEST WALL | 208/120VAC CIRCUIT BREAKER | OPEN
02LTGCNT12151 | AUX BOILER BUILDING HIGH BAY LIGHTS #1 208VAC | 02-LVD-PPL-12151, BR 3/5 AUX BOILER WEST WALL | 208/120VAC CIRCUIT BREAKER | OPEN
02LTGCNT12151 | AUX BOILER BUILDING HIGH BAY LIGHTS #2 208VAC | 02-LVD-PPL-12151, BR 4/6 AUX BOILER WEST WALL | 208/120VAC CIRCUIT BREAKER | OPEN
000601R1 | CONVENIENCE RECPT AUX BOILER BLDG | 02-LVD-PPL-12151, BR 7 AUX BOILER WEST WALL | 208/120VAC CIRCUIT BREAKER | OPEN
00HVCHTR01 | AUX BOILER BLDG GAS HEATER FAN 1 120 VAC | 02-LVD-PPL-12151, BR 9 AUX BOILER WEST WALL | 208/120VAC CIRCUIT BREAKER | OPEN
00HVCHTR02 | AUX BOILER BLDG GAS HEATER FAN 2 120 VAC | 02-LVD-PPL-12151, BR 10 AUX BOILER WEST WALL | 208/120VAC CIRCUIT BREAKER | OPEN
00HVCHTR03 | AUX BOILER BLDG GAS HEATER FAN 3 120 VAC | 02-LVD-PPL-12151, BR 11 AUX BOILER WEST WALL | 208/120VAC CIRCUIT BREAKER | OPEN
00HVCHTR04 | AUX BOILER BLDG GAS HEATER FAN 4 120 VAC | 02-LVD-PPL-12151, BR 12 AUX BOILER WEST WALL | 208/120VAC CIRCUIT BREAKER | OPEN
00HVCHTR05 | AUX BOILER BLDG GAS HEATER FAN 5 120 VAC | 02-LVD-PPL-12151, BR 13 AUX BOILER WEST WALL | 208/120VAC CIRCUIT BREAKER | OPEN
00HVCHTR06 | AUX BOILER BLDG GAS HEATER FAN 6 120 VAC | 02-LVD-PPL-12151, BR 14 AUX BOILER WEST WALL | 208/120VAC CIRCUIT BREAKER | OPEN
00HVCHTR07 | AUX BOILER BLDG GAS HEATER FAN 7 120 VAC | 02-LVD-PPL-12151, BR 15 AUX BOILER WEST WALL | 208/120VAC CIRCUIT BREAKER | OPEN
00HVCHTR08 | AUX BOILER BLDG GAS HEATER FAN 8 120 VAC | 02-LVD-PPL-12151, BR 16 AUX BOILER WEST WALL | 208/120VAC CIRCUIT BREAKER | OPEN
00HVCLVR03 | AUX BOILER WEST WALL INTAKE LOUVER 3 120 VAC | 02-LVD-PPL-12151, BR 17 AUX BOILER WEST WALL | 208/120VAC CIRCUIT BREAKER | OPEN
00HVCLVR02 | AUX BOILER SOUTH WALL INTAKE LOUVER 2 120 VAC | 02-LVD-PPL-12151, BR 18 AUX BOILER WEST WALL | 208/120VAC CIRCUIT BREAKER | OPEN
00HVCCPL01 | AUX BOILER BLDG HVAC CPL 120 VAC | 02-LVD-PPL-12151, BR 19 AUX BOILER WEST WALL | 208/120VAC CIRCUIT BREAKER | OPEN
004001E5 | AUX BOILER BLDG EMERGENCY LIGHTING | 02-LVD-PPL-12151, BR 20 AUX BOILER WEST WALL | 208/120VAC CIRCUIT BREAKER | OPEN
00DWTPNL01 | WTT BLDG MAIN CPL 120VAC | 02-LVD-PPL-12181, BR 5 EAST WALL RO BLDG | 208/120VAC CIRCUIT BREAKER | OPEN
00DWTJBX06 | WTT RO CFD SODIUM BISULFITE 120VAC | 02-LVD-PPL-12181, BR 6 EAST WALL RO BLDG | 208/120VAC CIRCUIT BREAKER | OPEN
00DWTJBX05 | WTT RO CFD ANTI SCALANT 120VAC | 02-LVD-PPL-12181, BR 8 EAST WALL RO BLDG | 208/120VAC CIRCUIT BREAKER | OPEN
00DWTJBX07 | WTT RO CFD CAUSTIC FEED 120VAC | 02-LVD-PPL-12181, BR 9 EAST WALL RO BLDG | 208/120VAC CIRCUIT BREAKER | OPEN
00DWTJBX08 | WTT SWS SODIUM HYPOCHLORITE FEED 120VAC | 02-LVD-PPL-12181, BR 10 EAST WALL RO BLDG | 208/120VAC CIRCUIT BREAKER | OPEN
00AITDWT820 | CHLORINE ANALYZER SYS 120VAC | 02-LVD-PPL-12181, BR 12 EAST WALL RO BLDG | 208/120VAC CIRCUIT BREAKER | OPEN
00DWTPNL10 | WTT BLDG SILICA ANALYZER 120 VAC | 02-LVD-PPL-12181, BR 13 EAST WALL RO BLDG | 208/120VAC CIRCUIT BREAKER | OPEN
00DWTPNL10 | WTT BLDG SODIUM ANALYZER 120 VAC | 02-LVD-PPL-12181, BR 15 EAST WALL RO BLDG | 208/120VAC CIRCUIT BREAKER | OPEN
02LTGCNT12181 | LIGHTING CONTACTOR COIL 120VAC | 02-LVD-PPL-12181, BR 29 EAST WALL RO BLDG | 208/120VAC CIRCUIT BREAKER | OPEN
000801R1 | CONVENIENCE RECPT AT DEMIN WATER TANK | 02-LVD-PPL-12181, BR 30 EAST WALL RO BLDG | 208/120VAC CIRCUIT BREAKER | OPEN
02LTGCNT12181 | EXTERIOR LIGHTS DEMIN WATER TANK AREA 208VAC | 02-LVD-PPL-12181, BR 31/33 EAST WALL RO BLDG | 208/120VAC CIRCUIT BREAKER | OPEN
02LTGCNT12181 | EXTERIOR LIGHTS DEMIN WATER TANK AREA 208VAC | 02-LVD-PPL-12181, BR 32/34 EAST WALL RO BLDG | 208/120VAC CIRCUIT BREAKER | OPEN
02LVBXFR22111 | UNIT 2 TUR BLDG 480V/208-120V AC DIST XFR 1 | 02-LVB-PPL-2211, BR 4 MAINTENANCE SHOP NW | 480 V CIRCUIT BREACKER | OPEN
02LVBPPL22112 | UNIT 2 TURBINE BUILDING 480V PANELBOARD SE | 02-LVB-PPL-2211, BR 5 MAINTENANCE SHOP NW | 480 V CIRCUIT BREACKER | OPEN
02LVBPPL22113 | UNIT 2 TURBINE BUILDING 480V PANELBOARD SW | 02-LVB-PPL-2211, BR 6 MAINTENANCE SHOP NW | 480 V CIRCUIT BREACKER | OPEN
null | 5 TON HVAC #4 | 02-LVB-PPL-2212, BR 1 INSIDE HRSG SWG ENCLOSURE | 480 V CIRCUIT BREACKER | OPEN
null | 5 TON HVAC #5 | 02-LVB-PPL-2212, BR 2 INSIDE HRSG SWG ENCLOSURE | 480 V CIRCUIT BREACKER | OPEN
null | 5 TON HVAC #6 | 02-LVB-PPL-2212, BR 3 INSIDE HRSG SWG ENCLOSURE | 480 V CIRCUIT BREACKER | OPEN
02MOVHBD941 | HRSG 2 HP BD MAINFOLD DRN MAIN PWR FEED | 02-LVB-PPL-2212, BR 8 INSIDE HRSG SWG ENCLOSURE | 480 V CIRCUIT BREACKER | OPEN
02MOVHBD942 | HRSG 2 IP BD MAINFOLD DRN MAIN PWR FEED | 02-LVB-PPL-2212, BR 9 INSIDE HRSG SWG ENCLOSURE | 480 V CIRCUIT BREACKER | OPEN
02CEMDSW02 | UNIT 2 CEMS DSW 02 480 VAC | 02-LVB-PPL-2212, BR 13 INSIDE HRSG SWG ENCLOSURE | 480 V CIRCUIT BREACKER | OPEN
02BFWPNL01A | UNIT 2 BFP A SOUND ENCLOSURE HEATER PWR FEED | 02-LVB-PPL-2213, BR 1 OUTSIDE HRSG SWG ENCLOSURE | 480 V CIRCUIT BREACKER | OPEN
02BFWPNL01B | UNIT 2 BFP B SOUND ENCLOSURE HEATER PWR FEED | 02-LVB-PPL-2213, BR 2 OUTSIDE HRSG SWG ENCLOSURE | 480 V CIRCUIT BREACKER | OPEN
02MOVHLS931 | HRSG 2 LP FEEDWATER INLET STOP MAIN PWR FEED | 02-LVB-PPL-2213, BR 4 OUTSIDE HRSG SWG ENCLOSURE | 480 V CIRCUIT BREACKER | OPEN
02LVBPPL22131 | HRSG 2 GRADE W 480VAC PANELBOARD 2 MAIN FEED | 02-LVB-PPL-2213, BR 10 OUTSIDE HRSG SWG ENCLOSURE | 480 V CIRCUIT BREACKER | OPEN
02LVBRCP02 | UNIT 2 ACHE AREA WELDING RECEPT | 02-LVB-PPL-2213, BR 11 OUTSIDE HRSG SWG ENCLOSURE | 480 V CIRCUIT BREACKER | OPEN
02MOVHIS946 | HRSG 2 IP SH MOV VENT VLV 480 VAC | 02-LVB-PPL-2213, BR 12 OUTSIDE HRSG SWG ENCLOSURE | 480 V CIRCUIT BREACKER | OPEN
02HRGHST01 | UNIT 2 HRSG STACK HOIST PWR FEED | 02-LVB-PPL-2213, BR 13 OUTSIDE HRSG SWG ENCLOSURE | 480 V CIRCUIT BREACKER | OPEN
02BFWHST01B | UNIT 2 BFW PUMP 01B HOIST 480VAC PWR FEED | 02-LVB-PPL-2213, BR 14 OUTSIDE HRSG SWG ENCLOSURE | 480 V CIRCUIT BREACKER | OPEN
02HPSHST01 | UNIT 2 HP STEAM BYPASS VALVE HOIST PWR FEED | 02-LVB-PPL-2213, BR 15 OUTSIDE HRSG SWG ENCLOSURE | 480 V CIRCUIT BREACKER | OPEN
02LVBRCP09 | PIPERACK 2 WELDING RECEPT 9 480VAC | 02-LVB-PPL-2213, BR 16 OUTSIDE HRSG SWG ENCLOSURE | 480 V CIRCUIT BREACKER | OPEN
02BFWHST01A | UNIT 2 BFW PUMP 01A HOIST 480VAC PWR FEED | 02-LVB-PPL-2213, BR 17 OUTSIDE HRSG SWG ENCLOSURE | 480 V CIRCUIT BREACKER | OPEN
02LVBRCP11 | PIPERACK 2 WELDING RECEPT 11 480VAC | 02-LVB-PPL-2213, BR 18 OUTSIDE HRSG SWG ENCLOSURE | 480 V CIRCUIT BREACKER | OPEN
02LVBRCP10 | PIPERACK 2 WELDING RECEPT 10 480VAC | 02-LVB-PPL-2213, BR 19 OUTSIDE HRSG SWG ENCLOSURE | 480 V CIRCUIT BREACKER | OPEN
02LVBRCP13 | PIPERACK 2 WELDING RECEPT 13 480VAC | 02-LVB-PPL-2213, BR 20 OUTSIDE HRSG SWG ENCLOSURE | 480 V CIRCUIT BREACKER | OPEN
02LVBRCP12 | PIPERACK 2 WELDING RECEPT 12 480VAC | 02-LVB-PPL-2213, BR 21 OUTSIDE HRSG SWG ENCLOSURE | 480 V CIRCUIT BREACKER | OPEN
00SDRCPL01 | SDR CPL LIFT STATION FEED B 480VAC | 02-LVB-PPL-2214, BR 1 NE CORNER OF RO BLDG | 480 V CIRCUIT BREACKER | OPEN
00DWTCPL01 | WT DRAINS SUMP PMP CPL FEED B 480VAC | 02-LVB-PPL-2214, BR 2 NE CORNER OF RO BLDG | 480 V CIRCUIT BREACKER | OPEN
00DWSCPL01 | DWS CPL PWR FEED | 02-LVB-PPL-2214, BR 3 NE CORNER OF RO BLDG | 480 V CIRCUIT BREACKER | OPEN
02LVBPPL22141 | ADMN BLDG 480-208/120VAC XFR | 02-LVB-PPL-2214, BR 5 NE CORNER OF RO BLDG | 480 V CIRCUIT BREACKER | OPEN
00LVBRCP01 | ADMIN BLDG WELDING RECEPT | 02-LVB-PPL-2214, BR 7 NE CORNER OF RO BLDG | 480 V CIRCUIT BREACKER | OPEN
02HVCDSW59 | UNIT 2 TURBINE BLDG ROOF EXH FAN DSW 59 480V | 02-LVB-PPL-2215, BR1 NE CORNER TURBINE BLDG | 480 V CIRCUIT BREACKER | OPEN
02HVCDSW60 | UNIT 2 TURBINE BLDG ROOF EXH FAN DSW 60 480V | 02-LVB-PPL-2215, BR2 NE CORNER TURBINE BLDG | 480 V CIRCUIT BREACKER | OPEN
02HVCDSW61 | UNIT 2 TURBINE BLDG ROOF EXH FAN DSW 61 480V | 02-LVB-PPL-2215, BR3 NE CORNER TURBINE BLDG | 480 V CIRCUIT BREACKER | OPEN
02HVCDSW62 | UNIT 2 TURBINE BLDG ROOF EXH FAN DSW 62 480V | 02-LVB-PPL-2215, BR4 NE CORNER TURBINE BLDG | 480 V CIRCUIT BREACKER | OPEN
02HVCDSW63 | UNIT 2 TURBINE BLDG ROOF EXH FAN DSW 63 480V | 02-LVB-PPL-2215, BR5 NE CORNER TURBINE BLDG | 480 V CIRCUIT BREACKER | OPEN
02HVCDSW64 | UNIT 2 TURBINE BLDG ROOF EXH FAN DSW 64 480V | 02-LVB-PPL-2215, BR6 NE CORNER TURBINE BLDG | 480 V CIRCUIT BREACKER | OPEN
02HVCDSW65 | UNIT 2 TURBINE BLDG ROOF EXH FAN DSW 65 480V | 02-LVB-PPL-2215, BR7 NE CORNER TURBINE BLDG | 480 V CIRCUIT BREACKER | OPEN
02HVCDSW66 | UNIT 2 TURBINE BLDG ROOF EXH FAN DSW 66 480V | 02-LVB-PPL-2215, BR8 NE CORNER TURBINE BLDG | 480 V CIRCUIT BREACKER | OPEN
02HVCDSW69 | UNIT 2 TURBINE BLDG AHU 53 DSW 480 VAC | 02-LVB-PPL-2215, BR9 NE CORNER TURBINE BLDG | 480 V CIRCUIT BREACKER | OPEN
02HVCDSW68 | UNIT 2 TURBINE BLDG AHU 68 DSW 480 VAC | 02-LVB-PPL-2215, BR10 NE CORNER TURBINE BLDG | 480 V CIRCUIT BREACKER | OPEN
02HVCDOR02 | UNIT 2 TURBINE BLDG ROLL UP DOOR 2 480 VAC | 02-LVB-PPL-2215, BR11 NE CORNER TURBINE BLDG | 480 V CIRCUIT BREACKER | OPEN
020401R1 | CONVENIENCE RECPTS UNIT 2 PIPE RACK | 02-LVD-PPL-2211, BR2OUTSIDE HRSG SWG ENCLOSURE | 208/120VAC CIRCUIT BREAKER | OPEN
02CTPCPL01 | UNIT 2 CT WASH WTR DRAINS TANK CPL PWR 120VAC | 02-LVD-PPL-2211, BR3 OUTSIDE HRSG SWG ENCLOSURE | 208/120VAC CIRCUIT BREAKER | OPEN
020201R1 | CONVENIENCE RECPT UNIT 2 HRSG GROUND LEVEL | 02-LVD-PPL-2211, BR4OUTSIDE HRSG SWG ENCLOSURE | 208/120VAC CIRCUIT BREAKER | OPEN
02BFWPNL01A | UNIT 2 BFP A SOUND ENCLOSURE EXHAUST FAN FEED | 02-LVD-PPL-2211, BR7 OUTSIDE HRSG SWG ENCLOSURE | 208/120VAC CIRCUIT BREAKER | OPEN
02BFWPNL01B | UNIT 2 BFP B SOUND ENCLOSURE EXHAUST FAN FEED | 02-LVD-PPL-2211, BR9 OUTSIDE HRSG SWG ENCLOSURE | 208/120VAC CIRCUIT BREAKER | OPEN
02MVAXFR22 | MVA XFR HRSG 2 B - SUS HEATERS | 02-LVD-PPL-2211, BR10OUTSIDE HRSG SWG ENCLOSURE | 208/120VAC CIRCUIT BREAKER | OPEN
00FPSPNL12 | FIRE WTR PMP BLD LOCAL FIRE ALM CPL NODE #4 | 02-LVD-PPL-2211, BR11OUTSIDE HRSG SWG ENCLOSURE | 208/120VAC CIRCUIT BREAKER | OPEN
02CTPCPL01 | UNIT 2 OIL/WATER SEPARATOR | 02-LVD-PPL-2211, BR16 OUTSIDE HRSG SWG ENCLOSURE | 208/120VAC CIRCUIT BREAKER | OPEN
02BURCPL01 | UNIT 2 DUCT BURNER CONTROL PANEL MAIN POWER | 02-LVD-PPL-2211, BR16 OUTSIDE HRSG SWG ENCLOSURE | 208/120VAC CIRCUIT BREAKER | OPEN
00PWSJBX03 | AQA TNK AREA EAST SAFETY SHWR 120 VAC MAIN | 02-LVD-PPL-2211, BR20OUTSIDE HRSG SWG ENCLOSURE | 208/120VAC CIRCUIT BREAKER | OPEN
02MVAXFR12 | MVA XFR HRSG 2 A - SUS HEATERS | 02-LVD-PPL-2211, BR21OUTSIDE HRSG SWG ENCLOSURE | 208/120VAC CIRCUIT BREAKER | OPEN
00PWSJBX02 | AQA TNK AREA WEST SAFETY SHWR 120 VAC MAIN | 02-LVD-PPL-2211, BR22OUTSIDE HRSG SWG ENCLOSURE | 208/120VAC CIRCUIT BREAKER | OPEN
02BFWJBX06A | UNIT 2 BFP A SOUND ENCLOSURE HEATER PWR FEED | 02-LVD-PPL-2211, BR23 OUTSIDE HRSG SWG ENCLOSURE | 208/120VAC CIRCUIT BREAKER | OPEN
00PWSJBX01 | UNIT 2 SCR SKID SAFETY SHWR 120 VAC MAIN | 02-LVD-PPL-2211, BR24OUTSIDE HRSG SWG ENCLOSURE | 208/120VAC CIRCUIT BREAKER | OPEN
02BFWJBX06B | UNIT 2 BFP B SOUND ENCLOSURE HEATER PWR FEED | 02-LVD-PPL-2211, BR25 OUTSIDE HRSG SWG ENCLOSURE | 208/120VAC CIRCUIT BREAKER | OPEN
020101R1 | CONV. RECPTS UNIT 2 PIPE RACK GROUND LEVEL | 02-LVD-PPL-2211, BR27OUTSIDE HRSG SWG ENCLOSURE | 208/120VAC CIRCUIT BREAKER | OPEN
021201R | CONVENIENCE RECPT AT UNIT 2 ACHE 120VAC | 02-LVD-PPL-2211, BR28OUTSIDE HRSG SWG ENCLOSURE | 208/120VAC CIRCUIT BREAKER | OPEN
000920R1 | CONVENIENCE RECPT AT FIRE PUMP ENCLOSURE | 02-LVD-PPL-2211, BR29OUTSIDE HRSG SWG ENCLOSURE | 208/120VAC CIRCUIT BREAKER | OPEN
02LTGCNT2211 | PIPE RACK PLATFORMS 208VAC | 02-LVD-PPL-2211, BR30/32OUTSIDE HRSG SWG ENCLOSURE | 208/120VAC CIRCUIT BREAKER | OPEN
02LTGCNT2211 | PIPE RACK PLATFORMS 208VAC | 02-LVD-PPL-2211, BR31/33OUTSIDE HRSG SWG ENCLOSURE | 208/120VAC CIRCUIT BREAKER | OPEN
02LTGCNT2211 | UNIT 2 ACHE UPPER DECK LIGHTING | 02-LVD-PPL-2211, BR34/36 OUTSIDE HRSG SWG ENCLOSURE | 208/120VAC CIRCUIT BREAKER | OPEN
02LTGCNT2211 | UNIT 2 ACHE UPPER DECK LIGHTING | 02-LVD-PPL-2211, BR35/37 OUTSIDE HRSG SWG ENCLOSURE | 208/120VAC CIRCUIT BREAKER | OPEN
02LTGCNT2211 | LIGHTING CONTACTOR COIL 120VAC | 02-LVD-PPL-2211, BR42OUTSIDE HRSG SWG ENCLOSURE | 208/120VAC CIRCUIT BREAKER | OPEN
02LTGCNT22111 | LIGHTING CONTACTOR COIL 120VAC | 02-LVD-PPL-22111, BR1NE CORNER TURNBINE BLDG | 208/120VAC CIRCUIT BREAKER | OPEN
02HVCLVR59 | UNIT 2 TURBINE BLDG EAST WALL INTAKE LOUVER 59 | 02-LVD-PPL-22111, BR3 NE CORNER TURNBINE BLDG | 208/120VAC CIRCUIT BREAKER | OPEN
02HVCLVR58 | UNIT 2 TURBINE BLDG EAST WALL INTAKE LOUVER 58 | 02-LVD-PPL-22111, BR4 NE CORNER TURNBINE BLDG | 208/120VAC CIRCUIT BREAKER | OPEN
02HVCHTR54 | UNIT 2 TURBINE BLDG GAS HEATER FAN 54 120 VAC | 02-LVD-PPL-22111, BR5 NE CORNER TURNBINE BLDG | 208/120VAC CIRCUIT BREAKER | OPEN
02HVCHTR57 | UNIT 2 TURBINE BLDG GAS HEATER FAN 57 120 VAC | 02-LVD-PPL-22111, BR6 NE CORNER TURNBINE BLDG | 208/120VAC CIRCUIT BREAKER | OPEN
02HVCHTR55 | UNIT 2 TURBINE BLDG GAS HEATER FAN 55 120 VAC | 02-LVD-PPL-22111, BR7 NE CORNER TURNBINE BLDG | 208/120VAC CIRCUIT BREAKER | OPEN
02HVCHTR58 | UNIT 2 TURBINE BLDG GAS HEATER FAN 58 120 VAC | 02-LVD-PPL-22111, BR8 NE CORNER TURNBINE BLDG | 208/120VAC CIRCUIT BREAKER | OPEN
02HVCHTR56 | UNIT 2 TURBINE BLDG GAS HEATER FAN 56 120 VAC | 02-LVD-PPL-22111, BR9 NE CORNER TURNBINE BLDG | 208/120VAC CIRCUIT BREAKER | OPEN
02HVCHTR59 | UNIT 2 TURBINE BLDG GAS HEATER FAN 59 120 VAC | 02-LVD-PPL-22111, BR10 NE CORNER TURNBINE BLDG | 208/120VAC CIRCUIT BREAKER | OPEN
02HVCCPL52 | UNIT 2 TURBINE BLDG HVAC CONTROL PANEL 52 | 02-LVD-PPL-22111, BR11 NE CORNER TURNBINE BLDG | 208/120VAC CIRCUIT BREAKER | OPEN
02HVCHTR60 | UNIT 2 TURBINE BLDG GAS HEATER FAN 60 120 VAC | 02-LVD-PPL-22111, BR12 NE CORNER TURNBINE BLDG | 208/120VAC CIRCUIT BREAKER | OPEN
02HVCCPL51 | UNIT 2 TURBINE BLDG HVAC CONTROL PANEL 51 | 02-LVD-PPL-22111, BR13 NE CORNER TURNBINE BLDG | 208/120VAC CIRCUIT BREAKER | OPEN
02PDRCPL01 | ST 2 DRNS SUMP PMP CTRL PNL REDUNDANT 2 | 02-LVD-PPL-22111, BR15NE CORNER TURNBINE BLDG | 208/120VAC CIRCUIT BREAKER | OPEN
023001W2 | UNIT 1 TURBINE BLDG VENT FAN PLATFORM LIGHTS | 02-LVD-PPL-22111, BR28NE CORNER TURNBINE BLDG | 208/120VAC CIRCUIT BREAKER | OPEN
021001R1 | CONVENIENCE RECPTS UNIT 2 TURBINE BLDG | 02-LVD-PPL-22111, BR29NE CORNER TURNBINE BLDG | 208/120VAC CIRCUIT BREAKER | OPEN
021101R1 | CONVENIENCE RECPTS UNIT 2 TURBINE BLDG | 02-LVD-PPL-22111, BR30NE CORNER TURNBINE BLDG | 208/120VAC CIRCUIT BREAKER | OPEN
02LTGCNT22111 | UNIT 2 TURBINE BLDG HIGH BAY 208VAC | 02-LVD-PPL-22111, BR31/33 NE CORNER TURNBINE BLDG | 208/120VAC CIRCUIT BREAKER | OPEN
02LTGCNT22111 | UNIT 2 TURBINE BLDG HIGH BAY 208VAC | 02-LVD-PPL-22111, BR32/34 NE CORNER TURNBINE BLDG | 208/120VAC CIRCUIT BREAKER | OPEN
02LTGCNT22111 | UNIT 2 TURBINE BLDG PIT LIGHT 208VAC | 02-LVD-PPL-22111, BR36/38 NE CORNER TURNBINE BLDG | 208/120VAC CIRCUIT BREAKER | OPEN
02LTGCNT22111 | UNIT 2 TURBINE BLDG PIT LIGHT 208VAC | 02-LVD-PPL-22111, BR39/41 NE CORNER TURNBINE BLDG | 208/120VAC CIRCUIT BREAKER | OPEN
02HVCDSW51 | UNIT 2 TURBINE BLDG ROOF EXH FAN DSW 51 480V | 02-LVB-PPL-22112, BR1 SE TURBINE DECK | 480 V CIRCUIT BREACKER | OPEN
02HVCDSW52 | UNIT 2 TURBINE BLDG ROOF EXH FAN DSW 52 480V | 02-LVB-PPL-22112, BR2 SE TURBINE DECK | 480 V CIRCUIT BREACKER | OPEN
02HVCDSW53 | UNIT 2 TURBINE BLDG ROOF EXH FAN DSW 53 480V | 02-LVB-PPL-22112, BR3 SE TURBINE DECK | 480 V CIRCUIT BREACKER | OPEN
02HVCDSW54 | UNIT 2 TURBINE BLDG ROOF EXH FAN DSW 54 480V | 02-LVB-PPL-22112, BR4 SE TURBINE DECK | 480 V CIRCUIT BREACKER | OPEN
02HVCDSW55 | UNIT 2 TURBINE BLDG ROOF EXH FAN DSW 55 480V | 02-LVB-PPL-22112, BR5 SE TURBINE DECK | 480 V CIRCUIT BREACKER | OPEN
02HVCDSW56 | UNIT 2 TURBINE BLDG ROOF EXH FAN DSW 56 480V | 02-LVB-PPL-22112, BR6 SE TURBINE DECK | 480 V CIRCUIT BREACKER | OPEN
02HVCDSW57 | UNIT 2 TURBINE BLDG ROOF EXH FAN DSW 57 480V | 02-LVB-PPL-22112, BR7 SE TURBINE DECK | 480 V CIRCUIT BREACKER | OPEN
02HVCDSW58 | UNIT 2 TURBINE BLDG ROOF EXH FAN DSW 58 480V | 02-LVB-PPL-22112, BR8 SE TURBINE DECK | 480 V CIRCUIT BREACKER | OPEN
02HVCDSW67 | UNIT 2 TURBINE BLDG AHU 67 DSW 480 VAC | 02-LVB-PPL-22112, BR9 SE TURBINE DECK | 480 V CIRCUIT BREACKER | OPEN
02HVCDSW70 | UNIT 2 TURBINE BLDG AHU 54 DSW 480 VAC | 02-LVB-PPL-22112, BR10 SE TURBINE DECK | 480 V CIRCUIT BREACKER | OPEN
02HVCDOR01 | UNIT 2 TURBINE BLDG ROLL UP DOOR 1 480 VAC | 02-LVB-PPL-22112, BR11 SE TURBINE DECK | 480 V CIRCUIT BREACKER | OPEN
00FPSPNL14 | TUR BLD 02 LOCAL FIRE ALARM CPL NODE #3 | 02-LVB-PPL-22113, BR5SW TURBINE DECK | 480 V CIRCUIT BREACKER | OPEN
02DWSCPL06 | UNIT 2 WTT CALCITE FILTER 120VAC RECEP | 02-LVB-PPL-22113, BR6SW TURBINE DECK | 480 V CIRCUIT BREACKER | OPEN
02PDRCPL01 | ST 2 DRNS SUMP PMP CTRL PNL REDUNDANT 1 120V | 02-LVB-PPL-22113, BR7SW TURBINE DECK | 480 V CIRCUIT BREACKER | OPEN
022701W2 | UNIT 2 DRAINS TANK AREA DECK LIGHTS 120VAC | 02-LVB-PPL-22113, BR8 SW TURBINE DECK | 480 V CIRCUIT BREACKER | OPEN
02MKE01GT101 | UNIT 2 SFC XFMR S.HTR 120 VAC MAIN | 02-LVB-PPL-22113, BR9 SW TURBINE DECK | 480 V CIRCUIT BREACKER | OPEN
021301R1 | UNIT 2 DRAINS TANK AREA CONVENIENCE RECP | 02-LVB-PPL-22113, BR10 SW TURBINE DECK | 480 V CIRCUIT BREACKER | OPEN
00PWSJBX06 | UNIT 2 TURB CTRL PKG SAFETY SHWR 120 VAC MAIN | 02-LVB-PPL-22113, BR11 SW TURBINE DECK | 480 V CIRCUIT BREACKER | OPEN
02IPBCPL03 | UNIT 2 IPBD VTSC MAIN PWR 208VAC | 02-LVB-PPL-22113, BR12/14/16SW TURBINE DECK | 480 V CIRCUIT BREACKER | OPEN
02DWSCPL07 | UNIT 2 CALCITE FILTER CO2 INJECT MODULE CTRL PNL | 02-LVB-PPL-22113, BR13SW TURBINE DECK | 480 V CIRCUIT BREACKER | OPEN
023301M1 | UNIT 1 GCB PLATFORM LIGHTS | 02-LVB-PPL-22113, BR15SW TURBINE DECK | 480 V CIRCUIT BREACKER | OPEN
02IPBCPL02 | UNIT 2 IPBD DCT/UAT DSW HTRS 208VAC | 02-LVB-PPL-22113, BR18/20/22SW TURBINE DECK | 480 V CIRCUIT BREACKER | OPEN
02HVCLVR77 | UNIT 2 TURBINE BLDG WEST WALL INTAKE LOUVER 77 | 02-LVB-PPL-22113, BR23 SW TURBINE DECK | 480 V CIRCUIT BREACKER | OPEN
02HVCLVR74 | UNIT 2 TURBINE BLDG WEST WALL INTAKE LOUVER 74 | 02-LVB-PPL-22113, BR24 SW TURBINE DECK | 480 V CIRCUIT BREACKER | OPEN
02HVCHTR51 | UNIT 2 TURBINE BLDG GAS HEATER FAN 51 120 VAC | 02-LVB-PPL-22113, BR25 SW TURBINE DECK | 480 V CIRCUIT BREACKER | OPEN
02HVCHTR61 | UNIT 2 TURBINE BLDG GAS HEATER FAN 61 120 VAC | 02-LVB-PPL-22113, BR26 SW TURBINE DECK | 480 V CIRCUIT BREACKER | OPEN
02HVCHTR52 | UNIT 2 TURBINE BLDG GAS HEATER FAN 52 120 VAC | 02-LVB-PPL-22113, BR27 SW TURBINE DECK | 480 V CIRCUIT BREACKER | OPEN
02HVCHTR62 | UNIT 2 TURBINE BLDG GAS HEATER FAN 62 120 VAC | 02-LVB-PPL-22113, BR28 SW TURBINE DECK | 480 V CIRCUIT BREACKER | OPEN
02HVCHTR53 | UNIT 2 TURBINE BLDG GAS HEATER FAN 53 120 VAC | 02-LVB-PPL-22113, BR29 SW TURBINE DECK | 480 V CIRCUIT BREACKER | OPEN
02HVCHTR63 | UNIT 2 TURBINE BLDG GAS HEATER FAN 63 120 VAC | 02-LVB-PPL-22113, BR30 SW TURBINE DECK | 480 V CIRCUIT BREACKER | OPEN
024001E2 | UNIT 2 TURBINE BLDG EMERGENCY LIGHTING | 02-LVB-PPL-22113, BR31 SW TURBINE DECK | 480 V CIRCUIT BREACKER | OPEN
024101E5 | UNIT 2 TURBINE BLDG EMERGENCY LIGHTING | 02-LVB-PPL-22113, BR32 SW TURBINE DECK | 480 V CIRCUIT BREACKER | OPEN
02BFWHTR02A | HRSG 2 BFW LOL HTR A 480VAC | 02-LVB-PPL-22131, BR4OUTSIDE HRSG SWG ENCLOSURE | 480 V CIRCUIT BREACKER | OPEN
02MOVHHS942 | HRSG 2 HP ECON VENT MAIN PWR FEED | 02-LVB-PPL-22131, BR9OUTSIDE HRSG SWG ENCLOSURE | 480 V CIRCUIT BREACKER | OPEN
02MOVHHS943 | HRSG 2 HP CASCADING BLOWDOWN ISOLATION FEED | 02-LVB-PPL-22131, BR10OUTSIDE HRSG SWG ENCLOSURE | 480 V CIRCUIT BREACKER | OPEN
02MOVHIS943 | HRSG 2 IP ECON VENT STOP MAIN PWR FEED | 02-LVB-PPL-22131, BR12OUTSIDE HRSG SWG ENCLOSURE | 480 V CIRCUIT BREACKER | OPEN
02BFWHTR02B | HRSG 2 BFW LOL HTR B 480VAC | 02-LVB-PPL-22131, BR14OUTSIDE HRSG SWG ENCLOSURE | 480 V CIRCUIT BREACKER | OPEN
00MKA01GH002 | GEN ON-LINE MNTRNG SYS MEDIA CONVERTER HUB | 02-LVD-PPL-22141, BR9SERVER ROOM EAST WALL | 208/120VAC CIRCUIT BREAKER | OPEN
00MKA01GH005 | GEN ON-LINE MONITORING SYS PC 120 VAC | 02-LVD-PPL-22141, BR10SERVER ROOM EAST WALL | 208/120VAC CIRCUIT BREAKER | OPEN
00MKA01GH004 | GEN ON-LINE MNTRNG SYS ETHERNET SWITCH HUB | 02-LVD-PPL-22141, BR11SERVER ROOM EAST WALL | 208/120VAC CIRCUIT BREAKER | OPEN
00MKA01GH006 | GEN ON-LINE MONITORING SYS MONITOR 120 VAC | 02-LVD-PPL-22141, BR12SERVER ROOM EAST WALL | 208/120VAC CIRCUIT BREAKER | OPEN
00SDRMPM02 | SDR SUMP MPM 2 120VAC | 02-LVD-PPL-22141, BR15SERVER ROOM EAST WALL | 208/120VAC CIRCUIT BREAKER | OPEN
00VMSCPL02 | DCS ADM BLG VMS CAB 02 UTILITY 120VAC | 02-LVD-PPL-22141, BR16SERVER ROOM EAST WALL | 208/120VAC CIRCUIT BREAKER | OPEN
01LVBXFR1311 | ACC 1 PDC XFMR | 01-ACC-MCC-131, CUBICLE 2FG(L) | 480 V MOLDED CASE BREAKER | OPEN
01CNDRCP983 | UNIT 1 ACC FINTUBE CLEANING SYS | 01-ACC-MCC-131, CUBICLE 2FJ(L) | 480 V MOLDED CASE BREAKER | OPEN
null | MAIN BREAKER 1 CONTROL POWER TRANSFORMER | 01-ACC-MCC-131, CUBICLE | 480 V MOLDED CASE BREAKER | OPEN
null | MAIN SUPPLY FEED FROM 01-MVA-XFR-13 | 01-ACC-MCC-131, CUBICLE 3FM | 480 V MOLDED CASE BREAKER | OPEN
01ACCMFN01A | UNIT 1 ACC FAN 01A | 01-ACC-MCC-131, CUBICLE 4FM | 480 V MOLDED CASE BREAKER | OPEN
01ACCMFN01C | UNIT 1 ACC FAN 01C | 01-ACC-MCC-131, CUBICLE 5FM | 480 V MOLDED CASE BREAKER | OPEN
01ACCMFN01E | UNIT 1 ACC FAN 01E | 01-ACC-MCC-131, CUBICLE 6FM | 480 V MOLDED CASE BREAKER | OPEN
01ACCMFN02B | UNIT 1 ACC FAN 02B | 01-ACC-MCC-131, CUBICLE 7FM | 480 V MOLDED CASE BREAKER | OPEN
01ACCMFN02D | UNIT 1 ACC FAN 02D | 01-ACC-MCC-131, CUBICLE 8FM | 480 V MOLDED CASE BREAKER | OPEN
01ACCMFN02F | UNIT 1 ACC FAN 02F | 01-ACC-MCC-131, CUBICLE 9FM | 480 V MOLDED CASE BREAKER | OPEN
01ARMMPM01A | ACC 1 LRVP 01A | 01-ACC-MCC-131, CUBICLE 10FM | 480 V MOLDED CASE BREAKER | OPEN
01ARMMPM03A | ACC 1 GLYCOL RECIRC PMP 03A | 01-ACC-MCC-131, CUBICLE 12FD | 480 V MOLDED CASE BREAKER | OPEN
01ARMMPM03C | ACC 1 GLYCOL RECIRC PMP 03C | 01-ACC-MCC-131, CUBICLE 12FF | 480 V MOLDED CASE BREAKER | OPEN
01LVBPPL1311 | ACC 1 PDC PANELBOARD 480VAC | 01-ACC-MCC-131, CUBICLE 16FM | 480 V MOLDED CASE BREAKER | OPEN
01ARMMFN01 | ACC 1 GLYCOL HX FAN 01 | 01-ACC-MCC-131, CUBICLE 13FD | 480 V MOLDED CASE BREAKER | OPEN
01ARMMFN02 | ACC 1 GLYCOL HX FAN 02 | 01-ACC-MCC-131, CUBICLE 13FF | 480 V MOLDED CASE BREAKER | OPEN
01ARMMFN03 | ACC 1 GLYCOL HX FAN 03 | 01-ACC-MCC-131, CUBICLE 13FH | 480 V MOLDED CASE BREAKER | OPEN
01ARMMPM02A | ACC 1 SEAL WTR PMP 02A | 01-ACC-MCC-131, CUBICLE 13FK | 480 V MOLDED CASE BREAKER | OPEN
null | MAIN BREAKER 2 CONTROL POWER TRANSFORMER | 01-ACC-MCC-131, CUBICLE | 480 V MOLDED CASE BREAKER | OPEN
null | SECONDARY SUPPLY FEED FROM 01-MVA-XFR-23 | 01-ACC-MCC-131, CUBICLE 15FM | 480 V MOLDED CASE BREAKER | OPEN
01ACCHEX01A | UNIT 1 ACC FAN GEARBOX OIL COOLER 01A | 01-ACC-MCC-131, CUBICLE 17FB | 480 V MOLDED CASE BREAKER | OPEN
01ACCHEX01C | UNIT 1 ACC FAN GEARBOX OIL COOLER 01C | 01-ACC-MCC-131, CUBICLE 17FD | 480 V MOLDED CASE BREAKER | OPEN
01ACCHEX01E | UNIT 1 ACC FAN GEARBOX OIL COOLER 01E | 01-ACC-MCC-131, CUBICLE 17FF | 480 V MOLDED CASE BREAKER | OPEN
01ACCHEX02B | UNIT 1 ACC FAN GEARBOX OIL COOLER 02B | 01-ACC-MCC-131, CUBICLE 17FH | 480 V MOLDED CASE BREAKER | OPEN
01ACCHEX02D | UNIT 1 ACC FAN GEARBOX OIL COOLER 02D | 01-ACC-MCC-131, CUBICLE 17FK | 480 V MOLDED CASE BREAKER | OPEN
01ACCHEX02F | UNIT 1 ACC FAN GEARBOX OIL COOLER 02F | 01-ACC-MCC-131, CUBICLE 17FM | 480 V MOLDED CASE BREAKER | OPEN
01ACCHEX02A | UNIT 1 ACC FAN GEARBOX OIL COOLER 02A | 01-ACC-MCC-231, CUBICLE2FB | 480 V MOLDED CASE BREAKER | OPEN
01ACCHEX02C | UNIT 1 ACC FAN GEARBOX OIL COOLER 02C | 01-ACC-MCC-231, CUBICLE2FD | 480 V MOLDED CASE BREAKER | OPEN
01ACCHEX02E | UNIT 1 ACC FAN GEARBOX OIL COOLER 02E | 01-ACC-MCC-231, CUBICLE2FF | 480 V MOLDED CASE BREAKER | OPEN
01ACCHEX01B | UNIT 1 ACC FAN GEARBOX OIL COOLER 01B | 01-ACC-MCC-231, CUBICLE2FH | 480 V MOLDED CASE BREAKER | OPEN
01ACCHEX01D | UNIT 1 ACC FAN GEARBOX OIL COOLER 01D | 01-ACC-MCC-231, CUBICLE2FK | 480 V MOLDED CASE BREAKER | OPEN
01ACCHEX01F | UNIT 1 ACC FAN GEARBOX OIL COOLER 01F | 01-ACC-MCC-231, CUBICLE2FM | 480 V MOLDED CASE BREAKER | OPEN
null | MAIN BREAKER 1 CONTROL POWER TRANSFORMER | 01-ACC-MCC-231, CUBICLE | 480 V MOLDED CASE BREAKER | OPEN
null | MAIN SUPPLY FEED FROM 01-MVA-XFR-23 | 01-ACC-MCC-231, CUBICLE5FM | 480 V MOLDED CASE BREAKER | OPEN
01ACCMFN02A | UNIT 1 ACC FAN 02A | 01-ACC-MCC-231, CUBICLE6FM | 480 V MOLDED CASE BREAKER | OPEN
01ACCMFN02C | UNIT 1 ACC FAN 02C | 01-ACC-MCC-231, CUBICLE7FM | 480 V MOLDED CASE BREAKER | OPEN
01ACCMFN02E | UNIT 1 ACC FAN 02E | 01-ACC-MCC-231, CUBICLE8FM | 480 V MOLDED CASE BREAKER | OPEN
01ACCMFN01B | UNIT 1 ACC FAN 01B | 01-ACC-MCC-231, CUBICLE9FM | 480 V MOLDED CASE BREAKER | OPEN
01ACCMFN01D | UNIT 1 ACC FAN 01D | 01-ACC-MCC-231, CUBICLE10FM | 480 V MOLDED CASE BREAKER | OPEN
01ACCMFN01F | UNIT 1 ACC FAN 01F | 01-ACC-MCC-231, CUBICLE11FM | 480 V MOLDED CASE BREAKER | OPEN
01ARMMFN04 | ACC 1 GLYCOL HX FAN 04 | 01-ACC-MCC-231, CUBICLE15FB | 480 V MOLDED CASE BREAKER | OPEN
01ARMMFN05 | ACC 1 GLYCOL HX FAN 05 | 01-ACC-MCC-231, CUBICLE15FD | 480 V MOLDED CASE BREAKER | OPEN
01ARMMPM03B | ACC 1 GLYCOL RECIRC PMP 03B | 01-ACC-MCC-231, CUBICLE15FF | 480 V MOLDED CASE BREAKER | OPEN
01ARMMPM02B | ACC 1 SEAL WTR PMP 02B | 01-ACC-MCC-231, CUBICLE15FH | 480 V MOLDED CASE BREAKER | OPEN
null | MAIN BREAKER 2 CONTROL POWER TRANSFORMER | 01-ACC-MCC-231, CUBICLE | 480 V MOLDED CASE BREAKER | OPEN
null | SECONDARY SUPPLY FEED FROM 01-MVA-XFR-13 | 01-ACC-MCC-231, CUBICLE17FM | 480 V MOLDED CASE BREAKER | OPEN
null | INTERIOR LIGHTING | 01-LVD-PPL-1311, BR1ACC MCC ENCLOSURE | 208/120VAC CIRCUIT BREAKER | OPEN
null | INTERIOR GFCI RECEPTACLES | 01-LVD-PPL-1311, BR3ACC MCC ENCLOSURE | 208/120VAC CIRCUIT BREAKER | OPEN
null | EXTERIOR GFCI RECEPTACLES | 01-LVD-PPL-1311, BR5ACC MCC ENCLOSURE | 208/120VAC CIRCUIT BREAKER | OPEN
01ACCMCC131 | MCC-131 SECTION HEATER SUPPLY #1 | 01-LVD-PPL-1311, BR7ACC MCC ENCLOSURE | 208/120VAC CIRCUIT BREAKER | OPEN
01ACCMCC131 | MCC-131 SECTION HEATER SUPPLY #2 | 01-LVD-PPL-1311, BR9ACC MCC ENCLOSURE | 208/120VAC CIRCUIT BREAKER | OPEN
01ACCMCC231 | MCC-231 MOTOR SPACE HEATER SUPPLY | 01-LVD-PPL-1311, BR11ACC MCC ENCLOSURE | 208/120VAC CIRCUIT BREAKER | OPEN
01ARMHTR888 | ACC 1 LRVP SEP TNK SEAL WTR HTR 888 120VAC | 01-LVD-PPL-1311, BR13ACC MCC ENCLOSURE | 208/120VAC CIRCUIT BREAKER | OPEN
01ACCHTR04B | UNIT 1 ACC FAN GRBX OIL HTR 04B | 01-LVD-PPL-1311, BR15ACC MCC ENCLOSURE | 208/120VAC CIRCUIT BREAKER | OPEN
00DCSCAB10 | UTILITY POWER-LIGHT/ 120VAC | 01-LVD-PPL-1311, BR17ACC MCC ENCLOSURE | 208/120VAC CIRCUIT BREAKER | OPEN
null | HVAC 3 PRESSURIZATION MODULE | 01-LVD-PPL-1311, BR21ACC MCC ENCLOSURE | 208/120VAC CIRCUIT BREAKER | OPEN
null | HVAC 5 PRESSURIZATION MODULE | 01-LVD-PPL-1311, BR23ACC MCC ENCLOSURE | 208/120VAC CIRCUIT BREAKER | OPEN
010501R1 | CONVENIENCE RECPTS UNIT 1 ACC GROUND LEVEL | 01-LVD-PPL-1311, BR29ACC MCC ENCLOSURE | 208/120VAC CIRCUIT BREAKER | OPEN
01LTGCNT1311 | ACC 1 LIGHTING - GROUND LEVEL 208VAC | 01-LVD-PPL-1311, BR31/33ACC MCC ENCLOSURE | 208/120VAC CIRCUIT BREAKER | OPEN
01LTGCNT1311 | ACC 1 LIGHTING - GROUND LEVEL 208VAC | 01-LVD-PPL-1311, BR35/37ACC MCC ENCLOSURE | 208/120VAC CIRCUIT BREAKER | OPEN
01LTGCNT1311 | EXTERIOR LIGHTS ACC ENCLOSURE 120VAC | 01-LVD-PPL-1311, BR2ACC MCC ENCLOSURE | 208/120VAC CIRCUIT BREAKER | OPEN
01LTGCNT1311 | ACC 1 LIGHTING CONTACTOR COIL | 01-LVD-PPL-1311, BR4ACC MCC ENCLOSURE | 208/120VAC CIRCUIT BREAKER | OPEN
01ARMHTR895 | ACC 1 LRVP SEP TNK SEAL WTR HTR 895 120VAC | 01-LVD-PPL-1311, BR6ACC MCC ENCLOSURE | 208/120VAC CIRCUIT BREAKER | OPEN
01ACCMCC131 | MCC-131 MOTOR SPACE HEATER SUPPLY | 01-LVD-PPL-1311, BR8ACC MCC ENCLOSURE | 208/120VAC CIRCUIT BREAKER | OPEN
01ACCMCC231 | MCC-231 HEATER BUS. | 01-LVD-PPL-1311, BR10ACC MCC ENCLOSURE | 208/120VAC CIRCUIT BREAKER | OPEN
01ACCMCC231 | MCC-231 HEATER BUS. | 01-LVD-PPL-1311, BR12ACC MCC ENCLOSURE | 208/120VAC CIRCUIT BREAKER | OPEN
01LVBNSB23 | NON-SEG SPACE HTR MCC-231, M1 | 01-LVD-PPL-1311, BR14ACC MCC ENCLOSURE | 208/120VAC CIRCUIT BREAKER | OPEN
01LVBNSB23 | NON-SEG SPACE HTR MCC-231, M2 | 01-LVD-PPL-1311, BR16ACC MCC ENCLOSURE | 208/120VAC CIRCUIT BREAKER | OPEN
null | HVAC 2 PRESSURIZATION MODULE | 01-LVD-PPL-1311, BR18ACC MCC ENCLOSURE | 208/120VAC CIRCUIT BREAKER | OPEN
01ACCHTR04C | UNIT 1 ACC FAN GRBX OIL HTR 04C | 01-LVD-PPL-1311, BR20ACC MCC ENCLOSURE | 208/120VAC CIRCUIT BREAKER | OPEN
01ARMHTR901 | ACC 1 LRVP SEP TNK SEAL WTR HTR 901 120VAC | 01-LVD-PPL-1311, BR22ACC MCC ENCLOSURE | 208/120VAC CIRCUIT BREAKER | OPEN
01ARMHTR911 | ACC 1 LRVP SEP TNK SEAL WTR HTR 911 120VAC | 01-LVD-PPL-1311, BR24ACC MCC ENCLOSURE | 208/120VAC CIRCUIT BREAKER | OPEN
01ARMHTR919 | ACC 1 LRVP SEP TNK SEAL WTR HTR 919 120VAC | 01-LVD-PPL-1311, BR26ACC MCC ENCLOSURE | 208/120VAC CIRCUIT BREAKER | OPEN
01LTGCNT1311 | ACC 1 LIGHTING - GROUND LEVEL 208VAC | 01-LVD-PPL-1311, BR30/32ACC MCC ENCLOSURE | 208/120VAC CIRCUIT BREAKER | OPEN
01LTGCNT1311 | ACC 1 LIGHTING - GROUND LEVEL 208VAC | 01-LVD-PPL-1311, BR34/36ACC MCC ENCLOSURE | 208/120VAC CIRCUIT BREAKER | OPEN
null | ACC PDC HVAC#3 | 01-LVB--PPL-1311, BR1ACC MCC ENCLOSURE | 480 V CIRCUIT BREACKER | OPEN
null | ACC PDC HVAC#5 | 01-LVB--PPL-1311, BR3ACC MCC ENCLOSURE | 480 V CIRCUIT BREACKER | OPEN
null | ACC PDC HVAC#2 | 01-LVB--PPL-1311, BR2ACC MCC ENCLOSURE | 480 V CIRCUIT BREACKER | OPEN
null | WELDING RECEPTACLE | 01-LVB--PPL-1311, BR4ACC MCC ENCLOSURE | 480 V CIRCUIT BREACKER | OPEN
01MOVCND814 | UNIT 1 ACC STM VLV ROW 1 PWR 480VAC | 01-LVB--PPL-1311, BR10ACC MCC ENCLOSURE | 480 V CIRCUIT BREACKER | OPEN
01MOVCND815 | UNIT 1 ACC STM VLV ROW 2 PWR 480VAC | 01-LVB--PPL-1311, BR12ACC MCC ENCLOSURE | 480 V CIRCUIT BREACKER | OPEN
01ACCHEX03A | UNIT 1 ACC FAN GEARBOX OIL COOLER 03A | 01-ACC-MCC-151, CUBICLE2FB | 480 V MOLDED CASE BREAKER | OPEN
01ACCHEX03C | UNIT 1 ACC FAN GEARBOX OIL COOLER 03C | 01-ACC-MCC-151, CUBICLE2FD | 480 V MOLDED CASE BREAKER | OPEN
01ACCHEX03E | UNIT 1 ACC FAN GEARBOX OIL COOLER 03E | 01-ACC-MCC-151, CUBICLE2FF | 480 V MOLDED CASE BREAKER | OPEN
01ACCHEX04B | UNIT 1 ACC FAN GEARBOX OIL COOLER 04B | 01-ACC-MCC-151, CUBICLE2FH | 480 V MOLDED CASE BREAKER | OPEN
01ACCHEX04D | UNIT 1 ACC FAN GEARBOX OIL COOLER 04D | 01-ACC-MCC-151, CUBICLE2FK | 480 V MOLDED CASE BREAKER | OPEN
01ACCHEX04F | UNIT 1 ACC FAN GEARBOX OIL COOLER 04F | 01-ACC-MCC-151, CUBICLE2FM | 480 V MOLDED CASE BREAKER | OPEN
null | MAIN BREAKER 1 CONTROL POWER TRANSFORMER | 01-ACC-MCC-151, CUBICLE4FM | 480 V MOLDED CASE BREAKER | OPEN
null | MAIN SUPPLY FEED FROM 01-MVA-XFR-15 | 01-ACC-MCC-151, CUBICLE4FM | 480 V MOLDED CASE BREAKER | OPEN
01ACCMFN03A | UNIT 1 ACC FAN 03A | 01-ACC-MCC-151, CUBICLE5FM | 480 V MOLDED CASE BREAKER | OPEN
01ACCMFN03C | UNIT 1 ACC FAN 03C | 01-ACC-MCC-151, CUBICLE6FM | 480 V MOLDED CASE BREAKER | OPEN
01ACCMFN03E | UNIT 1 ACC FAN 03E | 01-ACC-MCC-151, CUBICLE7FM | 480 V MOLDED CASE BREAKER | OPEN
01ACCMFN04B | UNIT 1 ACC FAN 04B | 01-ACC-MCC-151, CUBICLE8FM | 480 V MOLDED CASE BREAKER | OPEN
01ACCMFN04D | UNIT 1 ACC FAN 04D | 01-ACC-MCC-151, CUBICLE9FM | 480 V MOLDED CASE BREAKER | OPEN
01ACCMFN04F | UNIT 1 ACC FAN 04F | 01-ACC-MCC-151, CUBICLE10FM | 480 V MOLDED CASE BREAKER | OPEN
01LVBPPL1511 | ACC 1 PDC PANELBOARD 480VAC | 01-ACC-MCC-151, CUBICLE12FC | 480 V MOLDED CASE BREAKER | OPEN
01ARMMPM02C | ACC 1 SEAL WTR PMP 02C | 01-ACC-MCC-151, CUBICLE14FB | 480 V MOLDED CASE BREAKER | OPEN
null | MAIN BREAKER 2 CONTROL POWER TRANSFORMER | 01-ACC-MCC-151 | 480 V MOLDED CASE BREAKER | OPEN
null | SECONDARY SUPPLY FEED FROM 01-MVA-XFR-25 | 01-ACC-MCC-151 | 480 V MOLDED CASE BREAKER | OPEN
01ACCHEX04A | UNIT 1 ACC FAN GEARBOX OIL COOLER 04A | 01-ACC-MCC-251, CUBICLE2FB | 480 V MOLDED CASE BREAKER | OPEN
01ACCHEX04C | UNIT 1 ACC FAN GEARBOX OIL COOLER 04C | 01-ACC-MCC-251, CUBICLE2FD | 480 V MOLDED CASE BREAKER | OPEN
01ACCHEX04E | UNIT 1 ACC FAN GEARBOX OIL COOLER 04E | 01-ACC-MCC-251, CUBICLE2FF | 480 V MOLDED CASE BREAKER | OPEN
01ACCHEX03B | UNIT 1 ACC FAN GEARBOX OIL COOLER 03B | 01-ACC-MCC-251, CUBICLE2FH | 480 V MOLDED CASE BREAKER | OPEN
01ACCHEX03D | UNIT 1 ACC FAN GEARBOX OIL COOLER 03D | 01-ACC-MCC-251, CUBICLE2FK | 480 V MOLDED CASE BREAKER | OPEN
01ACCHEX03F | UNIT 1 ACC FAN GEARBOX OIL COOLER 03F | 01-ACC-MCC-251, CUBICLE2FM | 480 V MOLDED CASE BREAKER | OPEN
null | MAIN BREAKER 1 CONTROL POWER TRANSFORMER | 01-ACC-MCC-251, CUBICLE4FM | 480 V MOLDED CASE BREAKER | OPEN
null | MAIN SUPPLY FEED FROM 01-MVA-XFR-25 | 01-ACC-MCC-251, CUBICLE4FM | 480 V MOLDED CASE BREAKER | OPEN
01ACCMFN04A | UNIT 1 ACC FAN 04A | 01-ACC-MCC-251, CUBICLE6FM | 480 V MOLDED CASE BREAKER | OPEN
01ACCMFN04C | UNIT 1 ACC FAN 04C | 01-ACC-MCC-251, CUBICLE7FM | 480 V MOLDED CASE BREAKER | OPEN
01ACCMFN04E | UNIT 1 ACC FAN 04E | 01-ACC-MCC-251, CUBICLE8FM | 480 V MOLDED CASE BREAKER | OPEN
01ACCMFN03B | UNIT 1 ACC FAN 03B | 01-ACC-MCC-251, CUBICLE9FM | 480 V MOLDED CASE BREAKER | OPEN
01ACCMFN03D | UNIT 1 ACC FAN 03D | 01-ACC-MCC-251, CUBICLE10FM | 480 V MOLDED CASE BREAKER | OPEN
01ACCMFN03F | UNIT 1 ACC FAN 03F | 01-ACC-MCC-251, CUBICLE11FM | 480 V MOLDED CASE BREAKER | OPEN
01LVBXFR2511 | ACC 1 PDC XFMR 480-120/208VAC | 01-ACC-MCC-251, CUBICLE13FC(L) | 480 V MOLDED CASE BREAKER | OPEN
01ARMMPM02D | ACC 1 SEAL WTR PMP 02D | 01-ACC-MCC-251, CUBICLE15FB | 480 V MOLDED CASE BREAKER | OPEN
01ARMMPM02E | ACC 1 SEAL WTR PMP 02E | 01-ACC-MCC-251, CUBICLE15FD | 480 V MOLDED CASE BREAKER | OPEN
null | MAIN BREAKER 2 CONTROL POWER TRANSFORMER | 01-ACC-MCC-251, CUBICLE16FM | 480 V MOLDED CASE BREAKER | OPEN
null | SECONDARY SUPPLY FEED FROM 01-MVA-XFR-15 | 01-ACC-MCC-251, CUBICLE16FM | 480 V MOLDED CASE BREAKER | OPEN
01HTTXFR2511 | UNIT 1 ACC HEAT TRACE XFMR 480-120/208VAC | 01-ACC-MCC-251, CUBICLE17FJ(R) | 480 V MOLDED CASE BREAKER | OPEN
null | ACC PDC HVAC#1 | 01-LVB-PPL-1511, BR1ACC MCC ENCLOSURE | 480 V CIRCUIT BREACKER | OPEN
01LVBRCP04 | UNIT 1 ACC UPPER DECK WELDING RECEPT 4 | 01-LVB-PPL-1511, BR3ACC MCC ENCLOSURE | 480 V CIRCUIT BREACKER | OPEN
01LVBRCP05 | UNIT 1 ACC UPPER DECK WELDING RECEPT 5 | 01-LVB-PPL-1511, BR5ACC MCC ENCLOSURE | 480 V CIRCUIT BREACKER | OPEN
01LVBRCP06 | UNIT 1 ACC UPPER DECK WELDING RECEPT 6 | 01-LVB-PPL-1511, BR7ACC MCC ENCLOSURE | 480 V CIRCUIT BREACKER | OPEN
01LVBRCP07 | UNIT 1 ACC UPPER DECK WELDING RECEPT 7 | 01-LVB-PPL-1511, BR9ACC MCC ENCLOSURE | 480 V CIRCUIT BREACKER | OPEN
01LVBRCP08 | UNIT 1 ACC GRADE WELDING RECEPT 8 | 01-LVB-PPL-1511, BR11ACC MCC ENCLOSURE | 480 V CIRCUIT BREACKER | OPEN
null | ACC PDC HVAC#4 | 01-LVB-PPL-1511, BR2ACC MCC ENCLOSURE | 480 V CIRCUIT BREACKER | OPEN
01CNDHTR869 | UNIT 1 ACC CND TNK IMMERSION HTR | 01-LVB-PPL-1511, BR4ACC MCC ENCLOSURE | 480 V CIRCUIT BREACKER | OPEN
null | MCC-151 SECTION HEATER SUPPLY #1 | 01-LVD-PPL-2511, BR7ACC MCC ENCLOSURE | 208/120VAC CIRCUIT BREAKER | OPEN
null | MCC-151 SECTION HEATER SUPPLY #2 | 01-LVD-PPL-2511, BR9ACC MCC ENCLOSURE | 208/120VAC CIRCUIT BREAKER | OPEN
null | MCC-251 MOTOR SPACE HEATER SUPPLY #1 | 01-LVD-PPL-2511, BR11ACC MCC ENCLOSURE | 208/120VAC CIRCUIT BREAKER | OPEN
01LVBNSB15 | NON-SEG SPACE HTR MCC-151, M1 | 01-LVD-PPL-2511, BR13ACC MCC ENCLOSURE | 208/120VAC CIRCUIT BREAKER | OPEN
01LVBNSB15 | NON-SEG SPACE HTR MCC-151, M2 | 01-LVD-PPL-2511, BR15ACC MCC ENCLOSURE | 208/120VAC CIRCUIT BREAKER | OPEN
null | NTW DCS CAB 12 UTILITY | 01-LVD-PPL-2511, BR17ACC MCC ENCLOSURE | 208/120VAC CIRCUIT BREAKER | OPEN
null | HVAC 4 PRESSURIZATION MODULE | 01-LVD-PPL-2511, BR19ACC MCC ENCLOSURE | 208/120VAC CIRCUIT BREAKER | OPEN
01ACCHTR04D | UNIT 1 ACC FAN GRBX OIL HTR 04D | 01-LVD-PPL-2511, BR25ACC MCC ENCLOSURE | 208/120VAC CIRCUIT BREAKER | OPEN
010701R1 | CONVENIENCE RECPTS UNIT 1 ACC UPPER DECK | 01-LVD-PPL-2511, BR27ACC MCC ENCLOSURE | 208/120VAC CIRCUIT BREAKER | OPEN
010901R1 | CONVENIENCE RECPTS UNIT 1 ACC UPPER DECK | 01-LVD-PPL-2511, BR29ACC MCC ENCLOSURE | 208/120VAC CIRCUIT BREAKER | OPEN
01LTGCNT2511 | ACC 1 LIGHTING - UPPER DECK 208VAC | 01-LVD-PPL-2511, BR31/33ACC MCC ENCLOSURE | 208/120VAC CIRCUIT BREAKER | OPEN
01LTGCNT2511 | ACC 1 LIGHTING - UPPER DECK 208VAC | 01-LVD-PPL-2511, BR35/37ACC MCC ENCLOSURE | 208/120VAC CIRCUIT BREAKER | OPEN
01LTGCNT2511 | ACC 1 LIGHTING - SOUTH PLATFORM 208VAC | 01-LVD-PPL-2511, BR39/41ACC MCC ENCLOSURE | 208/120VAC CIRCUIT BREAKER | OPEN
null | SECURITY PANEL | 01-LVD-PPL-2511, BR2ACC MCC ENCLOSURE | 208/120VAC CIRCUIT BREAKER | OPEN
null | FIRE PANEL | 01-LVD-PPL-2511, BR4ACC MCC ENCLOSURE | 208/120VAC CIRCUIT BREAKER | OPEN
null | MCC-151 MOTOR SPACE HEATER SUPPLY #1 | 01-LVD-PPL-2511, BR8ACC MCC ENCLOSURE | 208/120VAC CIRCUIT BREAKER | OPEN
null | MCC-251 SECTION HEATER SUPPLY #1 | 01-LVD-PPL-2511, BR10ACC MCC ENCLOSURE | 208/120VAC CIRCUIT BREAKER | OPEN
null | MCC-251 SECTION HEATER SUPPLY #2 | 01-LVD-PPL-2511, BR12ACC MCC ENCLOSURE | 208/120VAC CIRCUIT BREAKER | OPEN
01ACCHTR04E | UNIT 1 ACC FAN GRBX OIL HTR 04E | 01-LVD-PPL-2511, BR16ACC MCC ENCLOSURE | 208/120VAC CIRCUIT BREAKER | OPEN
null | HVAC 1 PRESSURIZATION MODULE | 01-LVD-PPL-2511, BR18ACC MCC ENCLOSURE | 208/120VAC CIRCUIT BREAKER | OPEN
01ACCHTR04F | UNIT 1 ACC FAN GRBX OIL HTR 04F | 01-LVD-PPL-2511, BR20ACC MCC ENCLOSURE | 208/120VAC CIRCUIT BREAKER | OPEN
010601R1 | CONVENIENCE RECPTS UNIT 1 ACC UPPER DECK | 01-LVD-PPL-2511, BR26ACC MCC ENCLOSURE | 208/120VAC CIRCUIT BREAKER | OPEN
010801R1 | CONVENIENCE RECPTS UNIT 1 ACC UPPER DECK | 01-LVD-PPL-2511, BR28ACC MCC ENCLOSURE | 208/120VAC CIRCUIT BREAKER | OPEN
01LTGCNT2511 | ACC 1 LIGHTING - UPPER DECK 208VAC | 01-LVD-PPL-2511, BR30/32ACC MCC ENCLOSURE | 208/120VAC CIRCUIT BREAKER | OPEN
01LTGCNT2511 | ACC 1 LIGHTING - NORTH PLATFORM & STAIR TOWER | 01-LVD-PPL-2511, BR34/36ACC MCC ENCLOSURE | 208/120VAC CIRCUIT BREAKER | OPEN
01LTGCNT2511 | ACC 1 LIGHTING - UPPER DECK 208VAC | 01-LVD-PPL-2511, BR38/40ACC MCC ENCLOSURE | 208/120VAC CIRCUIT BREAKER | OPEN
null | ENCLOSURE PRESSURIZATION MODULE | 01-LVD-PPL-2511, BR42ACC MCC ENCLOSURE | 208/120VAC CIRCUIT BREAKER | OPEN
02CNDRCP983 | UNIT 2 ACC FINTUBE CLEANING SYS | 02-ACC-MCC-141, CUBICLE2FJ(L) | 480 V MOLDED CASE BREAKER | OPEN
02LVBPPL1411 | ACC 2 PDC PANELBOARD 480VAC | 02-ACC-MCC-141, CUBICLE2FM | 480 V MOLDED CASE BREAKER | OPEN
null | MAIN BREAKER 1 CONTROL POWER TRANSFORMER | 02-ACC-MCC-141, CUBICLE3FM | 480 V MOLDED CASE BREAKER | OPEN
null | MAIN SUPPLY FEED FROM 02-MVA-XFR-14 | 02-ACC-MCC-141, CUBICLE3FM | 480 V MOLDED CASE BREAKER | OPEN
02ACCMFN01A | UNIT 2 ACC FAN 01A | 02-ACC-MCC-141, CUBICLE4FM | 480 V MOLDED CASE BREAKER | OPEN
02ACCMFN01C | UNIT 2 ACC FAN 01C | 02-ACC-MCC-141, CUBICLE5FM | 480 V MOLDED CASE BREAKER | OPEN
02ACCMFN01E | UNIT 2 ACC FAN 01E | 02-ACC-MCC-141, CUBICLE6FM | 480 V MOLDED CASE BREAKER | OPEN
02ACCMFN02B | UNIT 2 ACC FAN 02B | 02-ACC-MCC-141, CUBICLE7FM | 480 V MOLDED CASE BREAKER | OPEN
02ACCMFN02D | UNIT 2 ACC FAN 02D | 02-ACC-MCC-141, CUBICLE8FM | 480 V MOLDED CASE BREAKER | OPEN
02ACCMFN02F | UNIT 2 ACC FAN 02F | 02-ACC-MCC-141, CUBICLE9FM | 480 V MOLDED CASE BREAKER | OPEN
02STPMPM01A | UNIT 2 LP DRAINS TANK PUMP MTR A | 02-ACC-MCC-141, CUBICLE12FB | 480 V MOLDED CASE BREAKER | OPEN
02ARMMPM03A | ACC 2 GLYCOL RECIRC PMP 03A | 02-ACC-MCC-141, CUBICLE12FM | 480 V MOLDED CASE BREAKER | OPEN
02ARMMPM03C | ACC 2 GLYCOL RECIRC PMP 03C | 02-ACC-MCC-141, CUBICLE13FB | 480 V MOLDED CASE BREAKER | OPEN
02ARMMFN01 | ACC 2 GLYCOL HX FAN 01 | 02-ACC-MCC-141, CUBICLE13FD | 480 V MOLDED CASE BREAKER | OPEN
02ARMMFN02 | ACC 2 GLYCOL HX FAN 02 | 02-ACC-MCC-141, CUBICLE13FF | 480 V MOLDED CASE BREAKER | OPEN
02ARMMFN03 | ACC 2 GLYCOL HX FAN 03 | 02-ACC-MCC-141, CUBICLE13FH | 480 V MOLDED CASE BREAKER | OPEN
null | MAIN BREAKER 2 CONTROL POWER TRANSFORMER | 02-ACC-MCC-141, CUBICLE15FM | 480 V MOLDED CASE BREAKER | OPEN
null | SECONDARY SUPPLY FEED FROM 02-LVB-NSB-24 | 02-ACC-MCC-141, CUBICLE15FM | 480 V MOLDED CASE BREAKER | OPEN
02LVBXFR1412 | ACC 2 PDC XFMR 480-120/208VAC | 02-ACC-MCC-141, CUBICLE16FJ | 480 V MOLDED CASE BREAKER | OPEN
02ACCHEX01A | UNIT 2 ACC FAN GEARBOX OIL COOLER 01A | 02-ACC-MCC-141, CUBICLE17FB | 480 V MOLDED CASE BREAKER | OPEN
02ACCHEX01C | UNIT 2 ACC FAN GEARBOX OIL COOLER 01C | 02-ACC-MCC-141, CUBICLE17FD | 480 V MOLDED CASE BREAKER | OPEN
02ACCHEX01E | UNIT 2 ACC FAN GEARBOX OIL COOLER 01E | 02-ACC-MCC-141, CUBICLE17FF | 480 V MOLDED CASE BREAKER | OPEN
02ACCHEX02B | UNIT 2 ACC FAN GEARBOX OIL COOLER 02B | 02-ACC-MCC-141, CUBICLE17FH | 480 V MOLDED CASE BREAKER | OPEN
02ACCHEX02D | UNIT 2 ACC FAN GEARBOX OIL COOLER 02D | 02-ACC-MCC-141 | 480 V MOLDED CASE BREAKER | OPEN
02ACCHEX02F | UNIT 2 ACC FAN GEARBOX OIL COOLER 02F | 02-ACC-MCC-141 | 480 V MOLDED CASE BREAKER | OPEN
02ACCHEX02A | UNIT 2 ACC FAN GEARBOX OIL COOLER 02A | 02-ACC-MCC-241, BR2FB | 480 V MOLDED CASE BREAKER | OPEN
02ACCHEX02C | UNIT 2 ACC FAN GEARBOX OIL COOLER 02C | 02-ACC-MCC-241, BR2FD | 480 V MOLDED CASE BREAKER | OPEN
02ACCHEX02E | UNIT 2 ACC FAN GEARBOX OIL COOLER 02E | 02-ACC-MCC-241, BR2FF | 480 V MOLDED CASE BREAKER | OPEN
02ACCHEX01B | UNIT 2 ACC FAN GEARBOX OIL COOLER 01B | 02-ACC-MCC-241, BR2FH | 480 V MOLDED CASE BREAKER | OPEN
02ACCHEX01D | UNIT 2 ACC FAN GEARBOX OIL COOLER 01D | 02-ACC-MCC-241, BR2FK | 480 V MOLDED CASE BREAKER | OPEN
02ACCHEX01F | UNIT 2 ACC FAN GEARBOX OIL COOLER 01F | 02-ACC-MCC-241, BR2FM | 480 V MOLDED CASE BREAKER | OPEN
null | MAIN BREAKER 1 CONTROL POWER TRANSFORMER | 02-ACC-MCC-241, BR5FM | 480 V MOLDED CASE BREAKER | OPEN
null | MAIN SUPPLY FEED FROM 02-MVA-XFR-24 | 02-ACC-MCC-241, BR5FM | 480 V MOLDED CASE BREAKER | OPEN
02ACCMFN02A | UNIT 2 ACC FAN 02A | 02-ACC-MCC-241, BR6FM | 480 V MOLDED CASE BREAKER | OPEN
02ACCMFN02C | UNIT 2 ACC FAN 02C | 02-ACC-MCC-241, BR7FM | 480 V MOLDED CASE BREAKER | OPEN
02ACCMFN02E | UNIT 2 ACC FAN 02E | 02-ACC-MCC-241, BR8FM | 480 V MOLDED CASE BREAKER | OPEN
02ACCMFN01B | UNIT 2 ACC FAN 01B | 02-ACC-MCC-241, BR9FM | 480 V MOLDED CASE BREAKER | OPEN
02ACCMFN01D | UNIT 2 ACC FAN 01D | 02-ACC-MCC-241, BR10FM | 480 V MOLDED CASE BREAKER | OPEN
02ACCMFN01F | UNIT 2 ACC FAN 01F | 02-ACC-MCC-241, BR11FM | 480 V MOLDED CASE BREAKER | OPEN
02STPMPM01B | UNIT 2 LP DRAINS TANK PUMP MTR B | 02-ACC-MCC-241, BR14FB | 480 V MOLDED CASE BREAKER | OPEN
02ARMMFN04 | ACC 2 GLYCOL HX FAN 04 | 02-ACC-MCC-241 | 480 V MOLDED CASE BREAKER | OPEN
02ARMMFN05 | ACC 2 GLYCOL HX FAN 05 | 02-ACC-MCC-241 | 480 V MOLDED CASE BREAKER | OPEN
02ARMMPM03B | ACC 2 GLYCOL RECIRC PMP 03B | 02-ACC-MCC-241 | 480 V MOLDED CASE BREAKER | OPEN
02ARMMPM02B | ACC 2 SEAL WTR PMP 02B | 02-ACC-MCC-241 | 480 V MOLDED CASE BREAKER | OPEN
null | MAIN BREAKER 2 CONTROL POWER TRANSFORMER | 02-ACC-MCC-241 | 480 V MOLDED CASE BREAKER | OPEN
null | SECONDARY SUPPLY FEED FROM 02-LVB-NSB-14 | 02-ACC-MCC-241 | 480 V MOLDED CASE BREAKER | OPEN
null | 5 TON HVAC #3 | 02-LVB-PPL-1411, BR1ACC MCC ENCLOSURE | 480 V CIRCUIT BREACKER | OPEN
null | 5 TON HVAC #5 | 02-LVB-PPL-1411, BR3ACC MCC ENCLOSURE | 480 V CIRCUIT BREACKER | OPEN
null | 5 TON HVAC #2 | 02-LVB-PPL-1411, BR2ACC MCC ENCLOSURE | 480 V CIRCUIT BREACKER | OPEN
null | WELDING RECEPTACLE | 02-LVB-PPL-1411, BR4ACC MCC ENCLOSURE | 480 V CIRCUIT BREACKER | OPEN
02MOVCND814 | UNIT 2 ACC STM VLV ROW 1 PWR 480VAC | 02-LVB-PPL-1411, BR10ACC MCC ENCLOSURE | 480 V CIRCUIT BREACKER | OPEN
02MOVCND815 | UNIT 2 ACC STM VLV ROW 2 PWR 480VAC | 02-LVB-PPL-1411, BR12ACC MCC ENCLOSURE | 480 V CIRCUIT BREACKER | OPEN
null | INTERIOR LIGHTING | 02-LVD-PPL-1412, BR1ACC MCC ENCLOSURE | 208/120VAC CIRCUIT BREAKER | OPEN
null | INTERIOR GFCI RECEPTACLES | 02-LVD-PPL-1412, BR3ACC MCC ENCLOSURE | 208/120VAC CIRCUIT BREAKER | OPEN
null | EXTERIOR GFCI RECEPTACLES | 02-LVD-PPL-1412, BR5ACC MCC ENCLOSURE | 208/120VAC CIRCUIT BREAKER | OPEN
null | MCC-141 SECTION HEATER SUPPLY #1 | 02-LVD-PPL-1412, BR7ACC MCC ENCLOSURE | 208/120VAC CIRCUIT BREAKER | OPEN
null | MCC-141 SECTION HEATER SUPPLY #2 | 02-LVD-PPL-1412, BR9ACC MCC ENCLOSURE | 208/120VAC CIRCUIT BREAKER | OPEN
null | MCC-241 MOTOR SPACE HEATER SUPPLY #1 | 02-LVD-PPL-1412, BR11ACC MCC ENCLOSURE | 208/120VAC CIRCUIT BREAKER | OPEN
02ARMHTR919 | ACC 2 LRVP SEP TNK SEAL WTR HTR 919 120VAC | 02-LVD-PPL-1412, BR13ACC MCC ENCLOSURE | 208/120VAC CIRCUIT BREAKER | OPEN
02ACCHTR04B | UNIT 2 ACC FAN GRBX OIL HTR 04B | 02-LVD-PPL-1412, BR15ACC MCC ENCLOSURE | 208/120VAC CIRCUIT BREAKER | OPEN
null | NTW DCS CAB 20 UTILITY | 02-LVD-PPL-1412, BR17ACC MCC ENCLOSURE | 208/120VAC CIRCUIT BREAKER | OPEN
null | HVAC 3 PRESSURIZATION MODULE | 02-LVD-PPL-1412, BR21ACC MCC ENCLOSURE | 208/120VAC CIRCUIT BREAKER | OPEN
null | HVAC 5 PRESSURIZATION MODULE | 02-LVD-PPL-1412, BR23ACC MCC ENCLOSURE | 208/120VAC CIRCUIT BREAKER | OPEN
02ARMHTR901 | ACC 2 LRVP SEP TNK SEAL WTR HTR 901 120VAC | 02-LVD-PPL-1412, BR25ACC MCC ENCLOSURE | 208/120VAC CIRCUIT BREAKER | OPEN
02ARMHTR888 | ACC 2 LRVP SEP TNK SEAL WTR HTR 888 120VAC | 02-LVD-PPL-1412, BR27ACC MCC ENCLOSURE | 208/120VAC CIRCUIT BREAKER | OPEN
02LTGCNT1412 | ACC 2 LIGHTING - GROUND LEVEL 208VAC | 02-LVD-PPL-1412, BR31/33ACC MCC ENCLOSURE | 208/120VAC CIRCUIT BREAKER | OPEN
02LTGCNT1412 | ACC 2 LIGHTING - GROUND LEVEL 208VAC | 02-LVD-PPL-1412, BR35/37ACC MCC ENCLOSURE | 208/120VAC CIRCUIT BREAKER | OPEN
02LTGCNT1412 | EXTERIOR LIGHTS ACC ENCLOSURE 120VAC | 02-LVD-PPL-1412, BR2ACC MCC ENCLOSURE | 208/120VAC CIRCUIT BREAKER | OPEN
02LTGCNT1412 | ACC 2 LIGHTING CONTACTOR COIL120VAC | 02-LVD-PPL-1412, BR4ACC MCC ENCLOSURE | 208/120VAC CIRCUIT BREAKER | OPEN
null | MCC-141 MOTOR SPACE HEATER SUPPLY #1 | 02-LVD-PPL-1412, BR8ACC MCC ENCLOSURE | 208/120VAC CIRCUIT BREAKER | OPEN
null | MCC-241 SECTION HEATER SUPPLY #1 | 02-LVD-PPL-1412, BR10ACC MCC ENCLOSURE | 208/120VAC CIRCUIT BREAKER | OPEN
null | MCC-241 SECTION HEATER SUPPLY #2 | 02-LVD-PPL-1412, BR12ACC MCC ENCLOSURE | 208/120VAC CIRCUIT BREAKER | OPEN
02LVBNSB24 | NON-SEG SPACE HTR MCC-241, M1 | 02-LVD-PPL-1412, BR14ACC MCC ENCLOSURE | 208/120VAC CIRCUIT BREAKER | OPEN
02LVBNSB24 | NON-SEG SPACE HTR MCC-241, M2 | 02-LVD-PPL-1412, BR16ACC MCC ENCLOSURE | 208/120VAC CIRCUIT BREAKER | OPEN
null | HVAC 2 PRESSURIZATION MODULE | 02-LVD-PPL-1412, BR18ACC MCC ENCLOSURE | 208/120VAC CIRCUIT BREAKER | OPEN
02ACCHTR04C | UNIT 2 ACC FAN GRBX OIL HTR 04C | 02-LVD-PPL-1412, BR20ACC MCC ENCLOSURE | 208/120VAC CIRCUIT BREAKER | OPEN
null | ENCLOSURE PRESSURIZATION MODULE | 02-LVD-PPL-1412, BR22ACC MCC ENCLOSURE | 208/120VAC CIRCUIT BREAKER | OPEN
02ARMHTR895 | ACC 2 LRVP SEP TNK SEAL WTR HTR 895 120VAC | 02-LVD-PPL-1412, BR24ACC MCC ENCLOSURE | 208/120VAC CIRCUIT BREAKER | OPEN
02ARMHTR911 | ACC 2 LRVP SEP TNK SEAL WTR HTR 911 120VAC | 02-LVD-PPL-1412, BR26ACC MCC ENCLOSURE | 208/120VAC CIRCUIT BREAKER | OPEN
02LTGCNT1412 | ACC 2 LIGHTING - GROUND LEVEL | 02-LVD-PPL-1412, BR30/32ACC MCC ENCLOSURE | 208/120VAC CIRCUIT BREAKER | OPEN
02LTGCNT1412 | ACC 2 LIGHTING - GROUND LEVEL 208VAC | 02-LVD-PPL-1412, BR34/36ACC MCC ENCLOSURE | 208/120VAC CIRCUIT BREAKER | OPEN
02ACCHEX03A | UNIT 2 ACC FAN GEARBOX OIL COOLER 03A | 02-ACC-MCC-161, CUBICLE2FB | 480 V MOLDED CASE BREAKER | OPEN
02ACCHEX03C | UNIT 2 ACC FAN GEARBOX OIL COOLER 03C | 02-ACC-MCC-161, CUBICLE2FD | 480 V MOLDED CASE BREAKER | OPEN
02ACCHEX03E | UNIT 2 ACC FAN GEARBOX OIL COOLER 03E | 02-ACC-MCC-161, CUBICLE2FF | 480 V MOLDED CASE BREAKER | OPEN
02ACCHEX04B | UNIT 2 ACC FAN GEARBOX OIL COOLER 04B | 02-ACC-MCC-161, CUBICLE2FH | 480 V MOLDED CASE BREAKER | OPEN
02ACCHEX04D | UNIT 2 ACC FAN GEARBOX OIL COOLER 04D | 02-ACC-MCC-161, CUBICLE2FK | 480 V MOLDED CASE BREAKER | OPEN
02ACCHEX04F | UNIT 2 ACC FAN GEARBOX OIL COOLER 04F | 02-ACC-MCC-161, CUBICLE2FM | 480 V MOLDED CASE BREAKER | OPEN
02LVBPPL1611 | ACC 2 PDC PANELBOARD 480VAC | 02-ACC-MCC-161, CUBICLE3FM | 480 V MOLDED CASE BREAKER | OPEN
null | MAIN BREAKER 1 CONTROL POWER TRANSFORMER | 02-ACC-MCC-161, CUBICLE4FM | 480 V MOLDED CASE BREAKER | OPEN
null | MAIN SUPPLY FEED FROM 02-MVA-XFR-14 | 02-ACC-MCC-161, CUBICLE4FM | 480 V MOLDED CASE BREAKER | OPEN
02ACCMFN03A | UNIT 2 ACC FAN 3A | 02-ACC-MCC-161, CUBICLE5FM | 480 V MOLDED CASE BREAKER | OPEN
02ACCMFN03C | UNIT 2 ACC FAN 3C | 02-ACC-MCC-161, CUBICLE6FM | 480 V MOLDED CASE BREAKER | OPEN
02ACCMFN03E | UNIT 2 ACC FAN 3E | 02-ACC-MCC-161, CUBICLE7FM | 480 V MOLDED CASE BREAKER | OPEN
02ACCMFN04B | UNIT 2 ACC FAN 4B | 02-ACC-MCC-161, CUBICLE8FM | 480 V MOLDED CASE BREAKER | OPEN
02ACCMFN04D | UNIT 2 ACC FAN 4D | 02-ACC-MCC-161, CUBICLE9FM | 480 V MOLDED CASE BREAKER | OPEN
02ACCMFN04F | UNIT 2 ACC FAN 4F | 02-ACC-MCC-161, CUBICLE10FM | 480 V MOLDED CASE BREAKER | OPEN
02ARMMPM01C | ACC 2 LRVP 01C | 02-ACC-MCC-161, CUBICLE11FM | 480 V MOLDED CASE BREAKER | OPEN
02ARMMPM02C | ACC 2 SEAL WTR PMP 02C | 02-ACC-MCC-161, CUBICLE14FB | 480 V MOLDED CASE BREAKER | OPEN
null | MAIN BREAKER 2 CONTROL POWER TRANSFORMER | 02-ACC-MCC-161, CUBICLE16FM | 480 V MOLDED CASE BREAKER | OPEN
null | SECONDARY SUPPLY FEED FROM 02-LVB-NSB-26 | 02-ACC-MCC-161, CUBICLE16FM | 480 V MOLDED CASE BREAKER | OPEN
02ACCHEX04A | UNIT 2 ACC FAN GEARBOX OIL COOLER 04A | 02-ACC-MCC-261, CUBICLE2FB | 480 V MOLDED CASE BREAKER | OPEN
02ACCHEX04C | UNIT 2 ACC FAN GEARBOX OIL COOLER 04C | 02-ACC-MCC-261, CUBICLE2FD | 480 V MOLDED CASE BREAKER | OPEN
02ACCHEX04E | UNIT 2 ACC FAN GEARBOX OIL COOLER 04E | 02-ACC-MCC-261, CUBICLE2FF | 480 V MOLDED CASE BREAKER | OPEN
02ACCHEX03B | UNIT 2 ACC FAN GEARBOX OIL COOLER 03B | 02-ACC-MCC-261, CUBICLE2FH | 480 V MOLDED CASE BREAKER | OPEN
02ACCHEX03D | UNIT 2 ACC FAN GEARBOX OIL COOLER 03D | 02-ACC-MCC-261, CUBICLE2FK | 480 V MOLDED CASE BREAKER | OPEN
02ACCHEX03F | UNIT 2 ACC FAN GEARBOX OIL COOLER 03F | 02-ACC-MCC-261, CUBICLE2FM | 480 V MOLDED CASE BREAKER | OPEN
null | MAIN BREAKER 1 CONTROL POWER TRANSFORMER | 02-ACC-MCC-261, CUBICLE4FM | 480 V MOLDED CASE BREAKER | OPEN
null | MAIN SUPPLY FEED FROM 02-MVA-XFR-26 | 02-ACC-MCC-261, CUBICLE4FM | 480 V MOLDED CASE BREAKER | OPEN
02LVBXFR2611 | ACC 2 PDC XFMR 480-120/208VAC | 02-ACC-MCC-261, CUBICLE5FJ(L) | 480 V MOLDED CASE BREAKER | OPEN
02HTTXFR2611 | UNIT 2 ACC HEAT TRACE XFMR 480-120/208VAC | 02-ACC-MCC-261, CUBICLE5FJ(R) | 480 V MOLDED CASE BREAKER | OPEN
02ACCMFN04A | UNIT 2 ACC FAN 4A | 02-ACC-MCC-261, CUBICLE6FM | 480 V MOLDED CASE BREAKER | OPEN
02ACCMFN04C | UNIT 2 ACC FAN 4C | 02-ACC-MCC-261, CUBICLE7FM | 480 V MOLDED CASE BREAKER | OPEN
02ACCMFN04E | UNIT 2 ACC FAN 4E | 02-ACC-MCC-261, CUBICLE8FM | 480 V MOLDED CASE BREAKER | OPEN
02ACCMFN03B | UNIT 2 ACC FAN 3B | 02-ACC-MCC-261, CUBICLE9FM | 480 V MOLDED CASE BREAKER | OPEN
02ACCMFN03D | UNIT 2 ACC FAN 3D | 02-ACC-MCC-261, CUBICLE10FM | 480 V MOLDED CASE BREAKER | OPEN
02ACCMFN03F | UNIT 2 ACC FAN 3F | 02-ACC-MCC-261, CUBICLE11FM | 480 V MOLDED CASE BREAKER | OPEN
02ARMMPM02E | ACC 2 SEAL WTR PMP 02E | 02-ACC-MCC-261, CUBICLE15FD | 480 V MOLDED CASE BREAKER | OPEN
null | MAIN BREAKER 2 CONTROL POWER TRANSFORMER | 02-ACC-MCC-261, CUBICLE16FM | 480 V MOLDED CASE BREAKER | OPEN
null | SECONDARY SUPPLY FEED FROM 02-LVB-NSB-16 | 02-ACC-MCC-261, CUBICLE16FM | 480 V MOLDED CASE BREAKER | OPEN
null | 5 TON HVAC #1 | 02-LVB-PPL-1611, BR1ACC MCC ENCLOSURE | 480 V CIRCUIT BREACKER | OPEN
02CNDHTR869 | UNIT 2 CND TNK IMMERSION HTR | 02-LVB-PPL-1611, BR5 ACC MCC ENCLOSURE | 480 V CIRCUIT BREACKER | OPEN
02LVBRCP04 | UNIT 2 ACC UPPER DECK WELDING RECEPT 4 | 02-LVB-PPL-1611, BR7ACC MCC ENCLOSURE | 480 V CIRCUIT BREACKER | OPEN
02LVBRCP05 | UNIT 2 ACC UPPER DECK WELDING RECEPT 5 | 02-LVB-PPL-1611, BR9ACC MCC ENCLOSURE | 480 V CIRCUIT BREACKER | OPEN
02LVBRCP06 | UNIT 2 ACC UPPER DECK WELDING RECEPT 6 | 02-LVB-PPL-1611, BR11ACC MCC ENCLOSURE | 480 V CIRCUIT BREACKER | OPEN
null | 5 TON HVAC #4 | 02-LVB-PPL-1611, BR2ACC MCC ENCLOSURE | 480 V CIRCUIT BREACKER | OPEN
02LVBRCP07 | UNIT 2 ACC UPPER DECK WELDING RECEPT 7 | 02-LVB-PPL-1611, BR10ACC MCC ENCLOSURE | 480 V CIRCUIT BREACKER | OPEN
02LVBRCP08 | UNIT 2 ACC GRADE WELDING RECEPT 8 | 02-LVB-PPL-1611, BR12ACC MCC ENCLOSURE | 480 V CIRCUIT BREACKER | OPEN
null | MCC-161 SECTION HEATER SUPPLY #1 | 02-LVD-PPL-261, BR7ACC MCC ENCLOSURE | 208/120VAC CIRCUIT BREAKER | OPEN
null | MCC-161 SECTION HEATER SUPPLY #2 | 02-LVD-PPL-261, BR9ACC MCC ENCLOSURE | 208/120VAC CIRCUIT BREAKER | OPEN
null | MCC-261 MOTOR SPACE HEATER SUPPLY #1 | 02-LVD-PPL-261, BR11ACC MCC ENCLOSURE | 208/120VAC CIRCUIT BREAKER | OPEN
null | MCC-161 NSBD SPACE HEATER SUPPLY #1 | 02-LVD-PPL-261, BR13ACC MCC ENCLOSURE | 208/120VAC CIRCUIT BREAKER | OPEN
null | MCC-161 NSBD SPACE HEATER SUPPLY #2 | 02-LVD-PPL-261, BR15ACC MCC ENCLOSURE | 208/120VAC CIRCUIT BREAKER | OPEN
null | NTW DCS CAB 22 UTILITY | 02-LVD-PPL-261, BR17ACC MCC ENCLOSURE | 208/120VAC CIRCUIT BREAKER | OPEN
null | HVAC 1 PRESSURIZATION MODULE | 02-LVD-PPL-261, BR19ACC MCC ENCLOSURE | 208/120VAC CIRCUIT BREAKER | OPEN
02ACCHTR04D | UNIT 2 ACC FAN GRBX OIL HTR 04D | 02-LVD-PPL-261, BR25ACC MCC ENCLOSURE | 208/120VAC CIRCUIT BREAKER | OPEN
020701R1 | CONVENIENCE RECPTS UNIT 2 ACC UPPER DECK | 02-LVD-PPL-261, BR27ACC MCC ENCLOSURE | 208/120VAC CIRCUIT BREAKER | OPEN
020901R1 | CONVENIENCE RECPTS UNIT 2 ACC UPPER DECK | 02-LVD-PPL-261, BR29ACC MCC ENCLOSURE | 208/120VAC CIRCUIT BREAKER | OPEN
02LTGCNT2611 | ACC 2 LIGHTING - UPPER DECK 208VAC | 02-LVD-PPL-261, BR31/33ACC MCC ENCLOSURE | 208/120VAC CIRCUIT BREAKER | OPEN
02LTGCNT2611 | ACC 2 LIGHTING - UPPER DECK 208VAC | 02-LVD-PPL-261, BR35/37ACC MCC ENCLOSURE | 208/120VAC CIRCUIT BREAKER | OPEN
02LTGCNT2611 | ACC 2 LIGHTING - SOUTH PLATFORM 208VAC | 02-LVD-PPL-261, BR39/41ACC MCC ENCLOSURE | 208/120VAC CIRCUIT BREAKER | OPEN
null | SECURITY PANEL | 02-LVD-PPL-261, BR2ACC MCC ENCLOSURE | 208/120VAC CIRCUIT BREAKER | OPEN
null | FIRE PANEL | 02-LVD-PPL-261, BR4ACC MCC ENCLOSURE | 208/120VAC CIRCUIT BREAKER | OPEN
null | MCC-161 MOTOR SPACE HEATER SUPPLY #1 | 02-LVD-PPL-261, BR8ACC MCC ENCLOSURE | 208/120VAC CIRCUIT BREAKER | OPEN
null | MCC-261 SECTION HEATER SUPPLY #1 | 02-LVD-PPL-261, BR10ACC MCC ENCLOSURE | 208/120VAC CIRCUIT BREAKER | OPEN
null | MCC-261 SECTION HEATER SUPPLY #2 | 02-LVD-PPL-261, BR12ACC MCC ENCLOSURE | 208/120VAC CIRCUIT BREAKER | OPEN
02ACCHTR04E | UNIT 2 ACC FAN GRBX OIL HTR 04E | 02-LVD-PPL-261, BR16ACC MCC ENCLOSURE | 208/120VAC CIRCUIT BREAKER | OPEN
null | HVAC 4 PRESSURIZATION MODULE | 02-LVD-PPL-261, BR18ACC MCC ENCLOSURE | 208/120VAC CIRCUIT BREAKER | OPEN
02ACCHTR04F | UNIT 2 ACC FAN GRBX OIL HTR 04F | 02-LVD-PPL-261, BR20ACC MCC ENCLOSURE | 208/120VAC CIRCUIT BREAKER | OPEN
020601R1 | CONVENIENCE RECPTS UNIT 2 ACC UPPER DECK | 02-LVD-PPL-261, BR26ACC MCC ENCLOSURE | 208/120VAC CIRCUIT BREAKER | OPEN
020801R1 | CONVENIENCE RECPTS UNIT 2 ACC UPPER DECK | 02-LVD-PPL-261, BR28ACC MCC ENCLOSURE | 208/120VAC CIRCUIT BREAKER | OPEN
02LTGCNT2611 | ACC 2 LIGHTING - UPPER DECK 208VAC | 02-LVD-PPL-261, BR30/32ACC MCC ENCLOSURE | 208/120VAC CIRCUIT BREAKER | OPEN
02LTGCNT2611 | ACC 2 LIGHTING- NORTH PLATFORM & STAIR TOWER | 02-LVD-PPL-261, BR34/36ACC MCC ENCLOSURE | 208/120VAC CIRCUIT BREAKER | OPEN
02LTGCNT2611 | ACC 2 LIGHTING - UPPER DECK 208VAC | 02-LVD-PPL-261, BR38/40ACC MCC ENCLOSURE | 208/120VAC CIRCUIT BREAKER | OPEN
020501R1 | CONVENIENCE RECPTS UNIT 1 ACC GROUND LEVEL | 02-LVD-PPL-261, BR42ACC MCC ENCLOSURE | 208/120VAC CIRCUIT BREAKER | OPEN
01LVBSWB171 | U1 BOP ESS SWITCHBOARD | MV BLDG, 01-LVB-SWG-17, CUBICLE02A | 480 V RACK OUT BREAKER | OPEN
01BFJ01 | U1 MHI MCC | MV BLDG, 01-LVB-SWG-17, CUBICLE02D | 480 V RACK OUT BREAKER | OPEN
01BMC01 | U1 MHI ESS MCC | MV BLDG, 01-LVB-SWG-17, CUBICLE02B | 480 V RACK OUT BREAKER | OPEN
02BMC01 | U2 MHI ESS MCC | MV BLDG, 01-LVB-SWG-17, CUBICLE03A | 480 V RACK OUT BREAKER | OPEN
00GENNSB01 | EDG TO SWG-17 | MV BLDG, 01-LVB-SWG-17, CUBICLE04A | 480 V RACK OUT BREAKER | OPEN
null | TIE BREAKER SWG 17 AND 27 | MV BLDG, 01-LVB-SWG-17 | 480 V RACK OUT BREAKER | OPEN
02LVBSWB271 | U2 BOP ESS SWITCHBOARD | MV BLDG, 02-LVB-SWG-27, CUBICLE07A | 480 V RACK OUT BREAKER | OPEN
02BFJ01 | U2 MHI MCC | MV BLDG, 02-LVB-SWG-27, CUBICLE08D | 480 V RACK OUT BREAKER | OPEN
01BMC01 | U1 MHI ESS MCC | MV BLDG, 02-LVB-SWG-27, CUBICLE07B | 480 V RACK OUT BREAKER | OPEN
02BMC01 | U2 MHI ESS MCC | MV BLDG, 02-LVB-SWG-27, CUBICLE08A | 480 V RACK OUT BREAKER | OPEN
00GENNSB01 | EDG TO SWG-27 | MV BLDG, 02-LVB-SWG-27, CUBICLE06A | 480 V RACK OUT BREAKER | OPEN
null | MCC FEEDER BREAKER | TCP | 480 V MOLDED CASE BREAKER | OPEN
01MAK11AE101M01 | TURNING GEAR MOTOR | TCP | 480 V MOLDED CASE BREAKER | OPEN
01MBA11AN101M01 | GT PACKAGE VENTILATION FAN A | TCP | 480 V MOLDED CASE BREAKER | OPEN
01MBA11AN102M01 | GT PACKAGE VENTILATION FAN B | TCP | 480 V MOLDED CASE BREAKER | OPEN
01MKW01AP101M01 | MAIN SEAL OIL PUMP | TCP | 480 V MOLDED CASE BREAKER | OPEN
01MPV01AN101M01 | LUBE OIL VAPOR EXTRACTOR A | TCP | 480 V MOLDED CASE BREAKER | OPEN
01MPV01AN102M01 | LUBE OIL VAPOR EXTRACTOR B | TCP | 480 V MOLDED CASE BREAKER | OPEN
01MKV05AP201M01 | JACKING OIL PUMP A | TCP | 480 V MOLDED CASE BREAKER | OPEN
01MKV05AP202M01 | JACKING OIL PUMP B | TCP | 480 V MOLDED CASE BREAKER | OPEN
01QEF13AN101M01 | GT CASING COOLING AIR FAN | TCP | 480 V MOLDED CASE BREAKER | OPEN
01MBH06AP401M01 | GT ECA COMPRESSOR A AUX OIL | TCP | 480 V MOLDED CASE BREAKER | OPEN
01MBH06AP402M01 | GT ECA COMPRESSOR B AUX OIL | TCP | 480 V MOLDED CASE BREAKER | OPEN
01MBH06AN104M01 | GT ECA COMPRESSOR A VAPOR | TCP | 480 V MOLDED CASE BREAKER | OPEN
01MBH06AN106M01 | GT ECA COMPRESSOR B VAPOR | TCP | 480 V MOLDED CASE BREAKER | OPEN
01BTM03 | 125VDC BATTERY CHARGER B | TCP | 480 V MOLDED CASE BREAKER | OPEN
01BME01 | 208-120VAC ESSENTIAL DISTRIBUTION PANEL | TCP | 480 V MOLDED CASE BREAKER | OPEN
01SGJ02BB101 | CO2 TANK CONTROL PANEL | TCP | 480 V MOLDED CASE BREAKER | OPEN
01SGJ02AH001 | CO2 TANK HEATER | TCP | 480 V MOLDED CASE BREAKER | OPEN
01BTL01 | 220V DC RECTIFIER PANEL | TCP | 480 V MOLDED CASE BREAKER | OPEN
01UCA51AH101 | CONTROL PACKAGE AIR CONDITIONER-1 | TCP | 480 V MOLDED CASE BREAKER | OPEN
01UCA51AH201 | CONTROL PACKAGE AIR CONDITIONER-3 | TCP | 480 V MOLDED CASE BREAKER | OPEN
01UCA51AH103 | CONTROL PACKAGE AIR CONDITIONER-5 | TCP | 480 V MOLDED CASE BREAKER | OPEN
01UCA51AH401 | CONTROL PACKAGE PRESSURIZATION UNIT | TCP | 480 V MOLDED CASE BREAKER | OPEN
01UCA51AH301 | CONTROL PACKAGE BATTERY ROOM AC-1 | TCP | 480 V MOLDED CASE BREAKER | OPEN
01BMT01 | MAIN FEED TO ESSENTIAL DISTRIBUTION PANEL | TCP |  | OPEN
01MBY01GH00110 | TURBINE CONTROL PANEL | TCP |  | OPEN
01MBY01GH01610 | TURBINE SUPERVISORY INSTRUMENT PANEL | TCP |  | OPEN
01SGY03GH001 | LOCAL FIRE ALARM CONTROL PANEL | TCP |  | OPEN
01MBY01GH01010 | TURBINE PROTECTION PANEL | TCP |  | OPEN
01MBY93GH00110 | TURBINE REMOTE I/O PANEL A | TCP |  | OPEN
01MBY93GH00210 | TURBINE REMOTE I/O PANEL B | TCP |  | OPEN
01UCA51GP101 | CONTROL PACKAGE INTERIOR LIGHTING - 1 | TCP |  | OPEN
01UCA51GP201 | CONTROL PACKAGE INTERIOR LIGHTING - 2 | TCP |  | OPEN
01UCA51GP102 | CONTROL PACKAGE EXTERIOR LIGHTING - 1 | TCP |  | OPEN
01UCA51GP202 | CONTROL PACKAGE EXTERIOR LIGHTING - 2 | TCP |  | OPEN
01UCA51AN301 | BATTERY ROOM EXHAUST FAN | TCP |  | OPEN
01SGY01GH001 | CONTROL PACKAGE LOCAL FIRE ALARM PANEL | TCP |  | OPEN
01UCA51AH101N01 | CONTROL PACKAGE HVAC CONTROLLER | TCP |  | OPEN
02MAK11AE101M01 | TURNING GEAR MOTOR | TCP | 480 V MOLDED CASE BREAKER | OPEN
02MBA11AN101M01 | GT PACKAGE VENTILATION FAN A | TCP | 480 V MOLDED CASE BREAKER | OPEN
02MBA11AN102M01 | GT PACKAGE VENTILATION FAN B | TCP | 480 V MOLDED CASE BREAKER | OPEN
02MKW01AP101M01 | MAIN SEAL OIL PUMP | TCP | 480 V MOLDED CASE BREAKER | OPEN
02MPV01AN101M01 | LUBE OIL VAPOR EXTRACTOR A | TCP | 480 V MOLDED CASE BREAKER | OPEN
02MPV01AN102M01 | LUBE OIL VAPOR EXTRACTOR B | TCP | 480 V MOLDED CASE BREAKER | OPEN
02MKV05AP201M01 | JACKING OIL PUMP A | TCP | 480 V MOLDED CASE BREAKER | OPEN
02MKV05AP202M01 | JACKING OIL PUMP B | TCP | 480 V MOLDED CASE BREAKER | OPEN
02QEF13AN101M01 | GT CASING COOLING AIR FAN | TCP | 480 V MOLDED CASE BREAKER | OPEN
02MBH06AP402M01 | GT ECA COMPRESSOR B AUX OIL | TCP | 480 V MOLDED CASE BREAKER | OPEN
02MBH06AN104M01 | GT ECA COMPRESSOR A VAPOR | TCP | 480 V MOLDED CASE BREAKER | OPEN
02MBH06AN106M01 | GT ECA COMPRESSOR B VAPOR | TCP | 480 V MOLDED CASE BREAKER | OPEN
02BTM03 | 125VDC BATTERY CHARGER B | TCP | 480 V MOLDED CASE BREAKER | OPEN
02BME01 | 208-120VAC ESSENTIAL DISTRIBUTION PANEL | TCP | 480 V MOLDED CASE BREAKER | OPEN
02SGJ02BB101 | CO2 TANK CONTROL PANEL | TCP | 480 V MOLDED CASE BREAKER | OPEN
02SGJ02AH001 | CO2 TANK HEATER | TCP | 480 V MOLDED CASE BREAKER | OPEN
02BTL01 | 220V DC RECTIFIER PANEL | TCP | 480 V MOLDED CASE BREAKER | OPEN
02UCA51AH101 | CONTROL PACKAGE AIR CONDITIONER-1 | TCP | 480 V MOLDED CASE BREAKER | OPEN
02UCA51AH201 | CONTROL PACKAGE AIR CONDITIONER-3 | TCP | 480 V MOLDED CASE BREAKER | OPEN
02UCA51AH103 | CONTROL PACKAGE AIR CONDITIONER-5 | TCP | 480 V MOLDED CASE BREAKER | OPEN
02UCA51AH401 | CONTROL PACKAGE PRESSURIZATION UNIT | TCP | 480 V MOLDED CASE BREAKER | OPEN
02UCA51AH301 | CONTROL PACKAGE BATTERY ROOM AC-1 | TCP | 480 V MOLDED CASE BREAKER | OPEN
02MAL02AA901 | STHP TURBINE STEAM INLET PIPE DRAIN MOV | TCP | 480 V MOLDED CASE BREAKER | OPEN
02MAL06AA901 | ST IP TURBINE STEAM INLET PIPE DRAIN MOV | TCP | 480 V MOLDED CASE BREAKER | OPEN
02BMT01 | MAIN FEED TO ESSENTIAL DISTRIBUTION PANEL | TCP |  | OPEN
02MBY01GH00110 | TURBINE CONTROL PANEL | TCP |  | OPEN
02MBY01GH01610 | TURBINE SUPERVISORY INSTRUMENT PANEL | TCP |  | OPEN
02SGY03GH001 | LOCAL FIRE ALARM CONTROL PANEL | TCP |  | OPEN
02MBY01GH01010 | TURBINE PROTECTION PANEL | TCP |  | OPEN
02MBY93GH00110 | TURBINE REMOTE I/O PANEL A | TCP |  | OPEN
02MBY93GH00210 | TURBINE REMOTE I/O PANEL B | TCP |  | OPEN
02UCA51GP101 | CONTROL PACKAGE INTERIOR LIGHTING - 1 | TCP |  | OPEN
02UCA51GP201 | CONTROL PACKAGE INTERIOR LIGHTING - 2 | TCP |  | OPEN
02UCA51GP102 | CONTROL PACKAGE EXTERIOR LIGHTING - 1 | TCP |  | OPEN
02UCA51GP202 | CONTROL PACKAGE EXTERIOR LIGHTING - 2 | TCP |  | OPEN
02UCA51AN301 | BATTERY ROOM EXHAUST FAN | TCP |  | OPEN
02SGY01GH001 | CONTROL PACKAGE LOCAL FIRE ALARM PANEL | TCP |  | OPEN
02UCA51AH101N01 | CONTROL PACKAGE HVAC CONTROLLER | TCP |  | OPEN
01BFJ01 | MAIN FEEDER BREAKER TO MHI MCC | TCP | 480 V MOLDED CASE BREAKER | OPEN
01MBH01AN101M01 | GT 4S COOLER FAN MOTOR (A | TCP | 480 V MOLDED CASE BREAKER | OPEN
01MBH01AN102M01 | GT 4S COOLER FAN MOTOR (B) | TCP | 480 V MOLDED CASE BREAKER | OPEN
01MBH01AN103M01 | GT 4S COOLER FAN MOTOR (C) | TCP | 480 V MOLDED CASE BREAKER | OPEN
01MPX01AP101M01 | CONTROL OIL PUMP MOTOR (A) | TCP | 480 V MOLDED CASE BREAKER | OPEN
01MPX01AP102M01 | CONTROL OIL PUMP MOTOR (B) | TCP | 480 V MOLDED CASE BREAKER | OPEN
01MPX11AP101M01 | CONTROL OIL POLISHING PUMP | TCP | 480 V MOLDED CASE BREAKER | OPEN
01MAW01AN101M01 | GLAND STEAM CONDENSER EXHAUST FAN (A) | TCP | 480 V MOLDED CASE BREAKER | OPEN
01MAW01AN102M01 | GLAND STEAM CONDENSER EXHAUST FAN (B) | TCP | 480 V MOLDED CASE BREAKER | OPEN
01MPV21AP101M01 | LUBE OIL PURIFIER PUMP MOTOR | TCP | 480 V MOLDED CASE BREAKER | OPEN
01MKW05AP201M01 | SEAL OIL VACUUM PUMP MOTOR(A) | TCP | 480 V MOLDED CASE BREAKER | OPEN
01MKW05AP202M01 | SEAL OIL VACUUM PUMP MOTOR(B) | TCP | 480 V MOLDED CASE BREAKER | OPEN
01MBH06AN107M01 | GT ECA COMPRESSOR A ENCLOSURE | TCP | 480 V MOLDED CASE BREAKER | OPEN
01MBH06AN110M01 | GT ECA COMPRESSOR B ENCLOSURE | TCP | 480 V MOLDED CASE BREAKER | OPEN
01MBH06AN108M01 | GT ECA COMPRESSOR A ENCLOSURE | TCP | 480 V MOLDED CASE BREAKER | OPEN
01MBH06AN109M01 | GT ECA COMPRESSOR B ENCLOSURE | TCP | 480 V MOLDED CASE BREAKER | OPEN
01LCA14AP101M02 | ECA RECIRC PUP (A) SEAL COOLER | TCP | 480 V MOLDED CASE BREAKER | OPEN
01LCA14AP102M02 | ECA RECIRC PUP (B) SEAL COOLER | TCP | 480 V MOLDED CASE BREAKER | OPEN
01MBH06AN105M01 | GT ECA COMPRESSOR B VAPOR EXTRACTOR (A) | TCP | 480 V MOLDED CASE BREAKER | OPEN
01MBH06AN103M01 | GT ECA COMPRESSOR A VAPOR EXTRACTOR (A) | TCP | 480 V MOLDED CASE BREAKER | OPEN
01MKV04AN101M01 | GENERATOR VAPOR EXTRACTOR MOTOR | TCP | 480 V MOLDED CASE BREAKER | OPEN
01MPV01AH101 | LUBE OIL HEATER (A) | TCP | 480 V MOLDED CASE BREAKER | OPEN
01MPV01AH102 | LUBE OIL HEATER (B) | TCP | 480 V MOLDED CASE BREAKER | OPEN
01MPV01AH103 | LUBE OIL HEATER (C) | TCP | 480 V MOLDED CASE BREAKER | OPEN
01MPV01AH104 | LUBE OIL HEATER (D) | TCP | 480 V MOLDED CASE BREAKER | OPEN
01MBH06AH101 | GT ECA COMPRESSOR A OIL HEATER | TCP | 480 V MOLDED CASE BREAKER | OPEN
01MBH06AH102 | GT ECA COMPRESSOR B OIL HEATER | TCP | 480 V MOLDED CASE BREAKER | OPEN
01MPX01AH101 | CONTROL OIL HEATER | TCP | 480 V MOLDED CASE BREAKER | OPEN
01MBM01GU001 | GT IGNITION EXCITER | TCP | 480 V MOLDED CASE BREAKER | OPEN
01MKA01AH001 | GENERATOR COLLECTOR HOUSING SPACE HEATER | TCP | 480 V MOLDED CASE BREAKER | OPEN
01BTM01 | 125V DC BATTERY CHARGER A | TCP | 480 V MOLDED CASE BREAKER | OPEN
01BJA01 | 208-120V AC DISTRIBUTION PANEL | TCP | 480 V MOLDED CASE BREAKER | OPEN
01MBL30GH001 | GT AIR INTAKE SYSTEM | TCP | 480 V MOLDED CASE BREAKER | OPEN
01MAA31AH101 | ST BOLT HEATER DB (A) | TCP | 480 V MOLDED CASE BREAKER | OPEN
01MAA31AH102 | ST BOLT HEATER DB (B) | TCP | 480 V MOLDED CASE BREAKER | OPEN
01CZA00GH001 | GT FUEL GAS MANIFOLD HEAT TRACE | TCP | 480 V MOLDED CASE BREAKER | OPEN
01BTL01 | 220V DC RECTIFIER PANE | TCP | 480 V MOLDED CASE BREAKER | OPEN
01UCA51AH202 | CONTROL PACKAGE AIR CONDITIONER-4 | TCP | 480 V MOLDED CASE BREAKER | OPEN
01UCA51AH102 | CONTROL PACKAGE AIR CONDITIONER-2 | TCP | 480 V MOLDED CASE BREAKER | OPEN
01UCA51AH302 | CONTROL PACKAGE BATTERY ROOM AC-2 | TCP | 480 V MOLDED CASE BREAKER | OPEN
01MKG03AT001 | HYDROGEN GAS DRYER | TCP | 480 V MOLDED CASE BREAKER | OPEN
02BFJ01 | MAIN FEEDER BREAKER TO MHI MCC | TCP | 480 V MOLDED CASE BREAKER | OPEN
02MBH01AN101M01 | GT 4S COOLER FAN MOTOR (A | TCP | 480 V MOLDED CASE BREAKER | OPEN
02MBH01AN102M01 | GT 4S COOLER FAN MOTOR (B) | TCP | 480 V MOLDED CASE BREAKER | OPEN
02MBH01AN103M01 | GT 4S COOLER FAN MOTOR (C) | TCP | 480 V MOLDED CASE BREAKER | OPEN
02MPX01AP101M01 | CONTROL OIL PUMP MOTOR (A) | TCP | 480 V MOLDED CASE BREAKER | OPEN
02MPX01AP102M01 | CONTROL OIL PUMP MOTOR (B) | TCP | 480 V MOLDED CASE BREAKER | OPEN
02LCA14AP102 | GT 2C/ECA RECIRCULATION PUMP (B) | TCP | 480 V MOLDED CASE BREAKER | OPEN
02LCA14AP101 | GT 2C/ECA RECIRCULATION PUMP (A) | TCP | 480 V MOLDED CASE BREAKER | OPEN
02MPX11AP101M01 | CONTROL OIL POLISHING PUMP | TCP | 480 V MOLDED CASE BREAKER | OPEN
02MAW01AN101M01 | GLAND STEAM CONDENSER EXHAUST FAN (A) | TCP | 480 V MOLDED CASE BREAKER | OPEN
02MAW01AN102M01 | GLAND STEAM CONDENSER EXHAUST FAN (B) | TCP | 480 V MOLDED CASE BREAKER | OPEN
02MPV21AP101M01 | LUBE OIL PURIFIER PUMP MOTOR | TCP | 480 V MOLDED CASE BREAKER | OPEN
02MKW05AP201M01 | SEAL OIL VACUUM PUMP MOTOR(A) | TCP | 480 V MOLDED CASE BREAKER | OPEN
02MKW05AP202M01 | SEAL OIL VACUUM PUMP MOTOR(B) | TCP | 480 V MOLDED CASE BREAKER | OPEN
02MBH06AN107M01 | GT ECA COMPRESSOR A ENCLOSURE | TCP | 480 V MOLDED CASE BREAKER | OPEN
02MBH06AN110M01 | GT ECA COMPRESSOR B ENCLOSURE | TCP | 480 V MOLDED CASE BREAKER | OPEN
02MBH06AN108M01 | GT ECA COMPRESSOR A ENCLOSURE | TCP | 480 V MOLDED CASE BREAKER | OPEN
02MBH06AN109M01 | GT ECA COMPRESSOR B ENCLOSURE | TCP | 480 V MOLDED CASE BREAKER | OPEN
02LCA14AP101M02 | ECA RECIRC PUP (A) SEAL COOLER | TCP | 480 V MOLDED CASE BREAKER | OPEN
02LCA14AP102M02 | ECA RECIRC PUP (B) SEAL COOLER | TCP | 480 V MOLDED CASE BREAKER | OPEN
02MBH06AN105M01 | GT ECA COMPRESSOR B VAPOR EXTRACTOR (A) | TCP | 480 V MOLDED CASE BREAKER | OPEN
02MBH06AN103M01 | GT ECA COMPRESSOR A VAPOR EXTRACTOR (A) | TCP | 480 V MOLDED CASE BREAKER | OPEN
02MKV04AN101M01 | GENERATOR VAPOR EXTRACTOR MOTOR | TCP | 480 V MOLDED CASE BREAKER | OPEN
02MPV01AH101 | LUBE OIL HEATER (A) | TCP | 480 V MOLDED CASE BREAKER | OPEN
02MPV01AH102 | LUBE OIL HEATER (B) | TCP | 480 V MOLDED CASE BREAKER | OPEN
02MPV01AH103 | LUBE OIL HEATER (C) | TCP | 480 V MOLDED CASE BREAKER | OPEN
02MPV01AH104 | LUBE OIL HEATER (D) | TCP | 480 V MOLDED CASE BREAKER | OPEN
02MBH06AH101 | GT ECA COMPRESSOR A OIL HEATER | TCP | 480 V MOLDED CASE BREAKER | OPEN
02MBH06AH102 | GT ECA COMPRESSOR B OIL HEATER | TCP | 480 V MOLDED CASE BREAKER | OPEN
02MPX01AH101 | CONTROL OIL HEATER | TCP | 480 V MOLDED CASE BREAKER | OPEN
02MBM01GU001 | GT IGNITION EXCITER | TCP | 480 V MOLDED CASE BREAKER | OPEN
02MKA01AH001 | GENERATOR COLLECTOR HOUSING SPACE HEATER | TCP | 480 V MOLDED CASE BREAKER | OPEN
02BTM01 | 125V DC BATTERY CHARGER A | TCP | 480 V MOLDED CASE BREAKER | OPEN
02BJA01 | 208-120V AC DISTRIBUTION PANEL | TCP | 480 V MOLDED CASE BREAKER | OPEN
02MBL30GH001 | GT AIR INTAKE SYSTEM | TCP | 480 V MOLDED CASE BREAKER | OPEN
02MAA31AH101 | ST BOLT HEATER DB (A) | TCP | 480 V MOLDED CASE BREAKER | OPEN
02MAA31AH102 | ST BOLT HEATER DB (B) | TCP | 480 V MOLDED CASE BREAKER | OPEN
02CZA00GH001 | GT FUEL GAS MANIFOLD HEAT TRACE | TCP | 480 V MOLDED CASE BREAKER | OPEN
02BTL01 | 220V DC RECTIFIER PANE | TCP | 480 V MOLDED CASE BREAKER | OPEN
02UCA51AH202 | CONTROL PACKAGE AIR CONDITIONER-4 | TCP | 480 V MOLDED CASE BREAKER | OPEN
02UCA51AH102 | CONTROL PACKAGE AIR CONDITIONER-2 | TCP | 480 V MOLDED CASE BREAKER | OPEN
02UCA51AH302 | CONTROL PACKAGE BATTERY ROOM AC-2 | TCP | 480 V MOLDED CASE BREAKER | OPEN
02MAM30AA102 | CMV STEAM LEAK DRAIN VALVE | TCP | 480 V MOLDED CASE BREAKER | OPEN
02MAL01AA901 | CMV SEAT DRAIN MOTOR VALVE | TCP | 480 V MOLDED CASE BREAKER | OPEN
02MAL04AA901 | CRV SEAT DRAIN MOTOR VALVE | TCP | 480 V MOLDED CASE BREAKER | OPEN
02MAM30AA101 | CMV STEM LEAK RECOVERY MOTOR VALVE | TCP | 480 V MOLDED CASE BREAKER | OPEN
02MKG03AT001 | HYDROGEN GAS DRYER | TCP | 480 V MOLDED CASE BREAKER | OPEN
01MKC01GT10100 | EXCITATION TRANSFORMER (SPACE HEATER) | TCP |  | OPEN
01BAW11GH00100 | NEUTRAL GROUND CUBICLE FOR GEN | TCP |  | OPEN
01MKC01GT10101 | EXCITATION TRANSFORMER (UTILITY CIRCUIT) | TCP |  | OPEN
01MKC01GA401 | EXCITATION DC BUSDUCT (SPACE HEATER) | TCP |  | OPEN
01MBA11GP101 | GT PACKAGE LIGHTING 1 | TCP |  | OPEN
01MBA11GP102 | GT PACKAGE LIGHTING 2 | TCP |  | OPEN
01BFJ01 | 120V FEED TO 480V AC MCC | TCP |  | OPEN
01BMC01 | 120V FEED TO 480V AC ESSENTIAL MCC | TCP |  | OPEN
01MBY93GH00200 | TURBINE REMOTE I/O PANEL B | TCP |  | OPEN
01MBY93GH00100 | TURBINE REMOTE I/O PANEL A | TCP |  | OPEN
01MBY01GH01000 | TURBINE PROTECTION PANEL | TCP |  | OPEN
01MBY01GH01600 | TURBINE SUPERVISORY INSTRUMENT PANEL | TCP |  | OPEN
01MKC01GA301 | EXCITATION AC BUSDUCT (SPACE HEATER) | TCP |  | OPEN
01UCA51GQ102 | CONTROL PACKAGE EXTERIOR RECEPTACLES - 1 | TCP |  | OPEN
01UCA51GQ202 | CONTROL PACKAGE EXTERIOR RECEPTACLES - 2 | TCP |  | OPEN
01MBY01GH00100 | TURBINE CONTROL PANEL | TCP |  | OPEN
01UCA51GQ101 | CONTROL PACKAGE INTERIOR RECEPTACLES - 1 | TCP |  | OPEN
01UCA51GQ201 | CONTROL PACKAGE INTERIOR RECEPTACLES - 2 | TCP |  | OPEN
01CHC00GH00100 | GCRP (MAINTENANCE) | TCP |  | OPEN
01BTM0100 | 125V DC BATTERY CHARGER (A) (SPACE HEATER) | TCP |  | OPEN
01BTM0200 | 125V DC BATTERY CHARGER (B) (SPACE HEATER) | TCP |  | OPEN
01BTL01 | 220V DC RECTIFIER PANEL | TCP |  | OPEN
01BVR01 | 25V DC STARTER PANEL | TCP |  | OPEN
01MBP02GH00100 | GT FUEL GAS SYSTEM DVP PANEL (SPACE HEATER) | TCP |  | OPEN
01MKA01GP001 | GENERATOR COLLECTOR HOUSING LIGHTING | TCP |  | OPEN
01MKA01GH001 | GENERATOR ON-LINE MONITORING SYSTEM | TCP |  | OPEN
01MBH06GP102 | GT ECA COMPRESSOR B ENCLOSURE LIGHTING | TCP |  | OPEN
01MBH06GP101 | GT ECA COMPRESSOR A ENCLOSURE LIGHTING | TCP |  | OPEN
01MAL02AA901H01 | ST HP STEAM INLET PIPE DRAIN MOV (SPACE HEATER) | TCP |  | OPEN
01MAM30AA102H01 | CMV STEAM LEAK DRAIN VALVE (SPACE HEATER) | TCP |  | OPEN
01MAM30AA101H01 | CMV STEM LEAK RECOVERY MOV (SPACE HEATER) | TCP |  | OPEN
01MAL06AA901H01 | ST IP STEAM INLET PIPE DRAIN MOV (SPACE HEATER) | TCP |  | OPEN
01MAL04AA901H01 | CRV SEAT DRAIN MOTOR VALVE (SPACE HEATER) | TCP |  | OPEN
01MAL01AA901H01 | CMV SEAT DRAIN MOTOR VALVE (SPACE HEATER) | TCP |  | OPEN
01LBC01AA103H01 | ST VENTILATOR VALVE (SPACE HEATER) | TCP |  | OPEN
01MAC11AA902H01 | ST VACUUM BREAKER NO.2 (SPACE HEATER | TCP |  | OPEN
01MAC11AA901H01 | ST VACUUM BREAKER NO.1 (SPACE HEATER) | TCP |  | OPEN
01MBY91GZ100 | HEATER (GT PACKAGE GAS DETECTORS) | TCP |  | OPEN
01LCA14AH101 | ECA RECIRCULATION PUMP (A) (BEARING HEATER) | TCP |  | OPEN
01LCA14AH102 | ECA RECIRCULATION PUMP (B) (BEARING HEATER) | TCP |  | OPEN
02MKC01GT10100 | EXCITATION TRANSFORMER (SPACE HEATER) | TCP |  | OPEN
02BAW11GH00100 | NEUTRAL GROUND CUBICLE FOR GEN | TCP |  | OPEN
02MKC01GT10101 | EXCITATION TRANSFORMER (UTILITY CIRCUIT) | TCP |  | OPEN
02MKC01GA401 | EXCITATION DC BUSDUCT (SPACE HEATER) | TCP |  | OPEN
02MBA11GP101 | GT PACKAGE LIGHTING 1 | TCP |  | OPEN
02MBA11GP102 | GT PACKAGE LIGHTING 2 | TCP |  | OPEN
02BFJ01 | 120V FEED TO 480V AC MCC | TCP |  | OPEN
02BMC01 | 120V FEED TO 480V AC ESSENTIAL MCC | TCP |  | OPEN
02MBY93GH00200 | TURBINE REMOTE I/O PANEL B | TCP |  | OPEN
02MBY93GH00100 | TURBINE REMOTE I/O PANEL A | TCP |  | OPEN
02MBY01GH01000 | TURBINE PROTECTION PANEL | TCP |  | OPEN
02MBY01GH01600 | TURBINE SUPERVISORY INSTRUMENT PANEL | TCP |  | OPEN
02MKC01GA301 | EXCITATION AC BUSDUCT (SPACE HEATER) | TCP |  | OPEN
02UCA51GQ102 | CONTROL PACKAGE EXTERIOR RECEPTACLES - 1 | TCP |  | OPEN
02UCA51GQ202 | CONTROL PACKAGE EXTERIOR RECEPTACLES - 2 | TCP |  | OPEN
02MBY01GH00100 | TURBINE CONTROL PANEL | TCP |  | OPEN
02UCA51GQ101 | CONTROL PACKAGE INTERIOR RECEPTACLES - 1 | TCP |  | OPEN
02UCA51GQ201 | CONTROL PACKAGE INTERIOR RECEPTACLES - 2 | TCP |  | OPEN
02CHC00GH00100 | GCRP (MAINTENANCE) | TCP |  | OPEN
02BTM0100 | 125V DC BATTERY CHARGER (A) (SPACE HEATER) | TCP |  | OPEN
02BTM0200 | 125V DC BATTERY CHARGER (B) (SPACE HEATER) | TCP |  | OPEN
02BTL01 | 220V DC RECTIFIER PANEL | TCP |  | OPEN
02BVR01 | 25V DC STARTER PANEL | TCP |  | OPEN
02MBP02GH00100 | GT FUEL GAS SYSTEM DVP PANEL (SPACE HEATER) | TCP |  | OPEN
02MKA01GP001 | GENERATOR COLLECTOR HOUSING LIGHTING | TCP |  | OPEN
02MKA01GH001 | GENERATOR ON-LINE MONITORING SYSTEM | TCP |  | OPEN
02MBH06GP102 | GT ECA COMPRESSOR B ENCLOSURE LIGHTING | TCP |  | OPEN
02MBH06GP101 | GT ECA COMPRESSOR A ENCLOSURE LIGHTING | TCP |  | OPEN
02MAL02AA901H01 | ST HP STEAM INLET PIPE DRAIN MOV (SPACE HEATER) | TCP |  | OPEN
02MAM30AA102H01 | CMV STEAM LEAK DRAIN VALVE (SPACE HEATER) | TCP |  | OPEN
02MAM30AA101H01 | CMV STEM LEAK RECOVERY MOV (SPACE HEATER) | TCP |  | OPEN
02MAL06AA901H01 | ST IP STEAM INLET PIPE DRAIN MOV (SPACE HEATER) | TCP |  | OPEN
02MAL04AA901H01 | CRV SEAT DRAIN MOTOR VALVE (SPACE HEATER) | TCP |  | OPEN
02MAL01AA901H01 | CMV SEAT DRAIN MOTOR VALVE (SPACE HEATER) | TCP |  | OPEN
02LBC01AA103H01 | ST VENTILATOR VALVE (SPACE HEATER) | TCP |  | OPEN
02MAC11AA902H01 | ST VACUUM BREAKER NO.2 (SPACE HEATER | TCP |  | OPEN
02MAC11AA901H01 | ST VACUUM BREAKER NO.1 (SPACE HEATER) | TCP |  | OPEN
02MBY91GZ100 | HEATER (GT PACKAGE GAS DETECTORS) | TCP |  | OPEN
02LCA14AH101 | ECA RECIRCULATION PUMP (A) (BEARING HEATER) | TCP |  | OPEN
02LCA14AH102 | ECA RECIRCULATION PUMP (B) (BEARING HEATER) | TCP |  | OPEN
01MBY01GH00180 | TURBINE CONTROL PANEL | TCP |  | OPEN
01MKC01GU10180 | DC POWER SUPPLY FOR EXCITATION SYSTEM | TCP |  | OPEN
01MKC01GU10181 | DC POWER SUPPLY FOR EXCITATION SYSTEM | TCP |  | OPEN
01MBY01GH01680 | TURBINE SUPERVISORY INSTRUMENT PANEL | TCP |  | OPEN
01MBY01GH01080 | TURBINE PROTECTION PANEL | TCP |  | OPEN
01CKC00GH001 | LOCAL OPS AND EMS DESK AND TURBINE CONTROL | TCP |  | OPEN
01MBY93GH00180 | TURBINE REMOTE I/O PANEL A | TCP |  | OPEN
01MBY93GH00280 | TURBINE REMOTE I/O PANEL B | TCP |  | OPEN
01CHC00GH00180 | GCRP (GEN. CONTROL AND PROTEC. RELAY PANEL) | TCP |  | OPEN
01CHC00GH00181 | GCRP | TCP |  | OPEN
01BAW11GH00180 | NEUTRAL GROUND CUBICLE FOR GEN | TCP |  | OPEN
01MPV01AP401M01 | LUBE OIL PUMP DISCONNECT | TCP |  | OPEN
01MKW04AP101M01 | SEAL OIL PUMP DISCONNECT | TCP |  | OPEN
02MBY01GH00180 | TURBINE CONTROL PANEL | TCP |  | OPEN
02MKC01GU10180 | DC POWER SUPPLY FOR EXCITATION SYSTEM | TCP |  | OPEN
02MKC01GU10181 | DC POWER SUPPLY FOR EXCITATION SYSTEM | TCP |  | OPEN
02MBY01GH01680 | TURBINE SUPERVISORY INSTRUMENT PANEL | TCP |  | OPEN
02MBY01GH01080 | TURBINE PROTECTION PANEL | TCP |  | OPEN
02CKC00GH001 | LOCAL OPS AND EMS DESK AND TURBINE CONTROL | TCP |  | OPEN
02MBY93GH00180 | TURBINE REMOTE I/O PANEL A | TCP |  | OPEN
02MBY93GH00280 | TURBINE REMOTE I/O PANEL B | TCP |  | OPEN
02CHC00GH00180 | GCRP (GEN. CONTROL AND PROTEC. RELAY PANEL) | TCP |  | OPEN
02CHC00GH00181 | GCRP | TCP |  | OPEN
02BAW11GH00180 | NEUTRAL GROUND CUBICLE FOR GEN | TCP |  | OPEN
02MPV01AP401M01 | LUBE OIL PUMP DISCONNECT | TCP |  | OPEN
02MKW04AP101M01 | SEAL OIL PUMP DISCONNECT | TCP |  | OPEN
01LVBPPL1711 | SWYD PPL 1 480VAC MAIN | MVB, 01-LVB-SWB-171, BR 2 | 480 V CIRCUIT BREACKER | OPEN
01LVFUPS01 | UPS SYSTEM UNIT 01 | MVB, 01-LVB-SWB-171, BR 4 | 480 V CIRCUIT BREACKER | OPEN
01GSUCPL01 | UNIT 1 GSU CTRL PNL 480 VAC PWR MAIN 1 | MVB, 01-LVB-SWB-171, BR 6 | 480 V CIRCUIT BREACKER | OPEN
null | 10 TON HVAC UNIT - MAIN ROOM HVAC #5 | MVB, 01-LVB-SWB-171, BR 8 | 480 V CIRCUIT BREACKER | OPEN
null | WELDING RECEPTACLE #1 | MVB, 01-LVB-SWB-171, BR 10 | 480 V CIRCUIT BREACKER | OPEN
null | WELDING RECEPTACLE #2 | MVB, 01-LVB-SWB-171, BR 12 | 480 V CIRCUIT BREACKER | OPEN
01LVECHG01A | UNIT 1 125VDC BATTERY CHARGER A (MVB) | MVB, 01-LVB-SWB-171, BR 14 | 480 V CIRCUIT BREACKER | OPEN
00DSLDSW01 | EDG AUX POWER XFMR 45KVA | MVB, 01-LVB-SWB-171, BR 22 | 480 V CIRCUIT BREACKER | OPEN
00LVFXFR01 | UPS BYPASS TRANSFORMER | MVB, 01-LVB-SWB-171, BR 3 | 480 V CIRCUIT BREACKER | OPEN
02GSUCPL01 | UNIT 2 GSU CTRL PNL 480 VAC PWR MAIN 2 | MVB, 01-LVB-SWB-171, BR 7 | 480 V CIRCUIT BREACKER | OPEN
null | 10 TON HVAC UNIT - MAIN ROOM HVAC #7 | MVB, 01-LVB-SWB-171, BR 9 | 480 V CIRCUIT BREACKER | OPEN
01LVBXFR1712 | MV PDC XFMR 1 480-120/208VAC | MVB, 01-LVB-SWB-171, BR 17 | 480 V CIRCUIT BREACKER | OPEN
02LVECHG01B | UNIT 2 125VDC BATTERY CHARGER B | MVB, 01-LVB-SWB-171, BR 15 | 480 V CIRCUIT BREACKER | OPEN
null | 10 TON HVAC UNIT - MAIN ROOM HVAC #9 | MVB, 01-LVB-SWB-171, BR 11 | 480 V CIRCUIT BREACKER | OPEN
01MKC01GP101 | UNIT 1 GEN EXCIT PKG AUX PWR SPLY 480 VAC | MVB, 01-LVB-SWB-171, BR 26 | 480 V CIRCUIT BREACKER | OPEN
01LVBRCP03 | UNIT 1 UAT AREA WELDING RECEPT | MVB, 01-LVB-SWB-171, BR 31 | 480 V CIRCUIT BREACKER | OPEN
01LVBRCP01 | UNIT 1 TURBINE BLDG WELDING RECEPT | MVB, 01-LVB-SWB-171, BR 33 | 480 V CIRCUIT BREACKER | OPEN
00LVBRCP03 | AQUEOUS AMMONIA TNK AREA WELDING RECEPT | MVB, 01-LVB-SWB-171, BR 35 | 480 V CIRCUIT BREACKER | OPEN
01MKE01GP101 | UNIT 1 GT SFC PKG AUX PWR SPLY 480 VAC | MVB, 01-LVB-SWB-171, BR 37 | 480 V CIRCUIT BREACKER | OPEN
00SDD01GH001 | GT CMP BLADE WASHING DEVICE CTRL PNL MAIN | MVB, 01-LVB-SWB-171, BR 43 | 480 V CIRCUIT BREACKER | OPEN
null | 10KW ROOM HEATER #1 | MVB, 01-LVB-SWB-171, BR 47 | 480 V CIRCUIT BREACKER | OPEN
null | 10KW ROOM HEATER #3 | MVB, 01-LVB-SWB-171, BR 49 | 480 V CIRCUIT BREACKER | OPEN
null | 5 TON HVAC - BATTERY ROOM UNIT #1 | MVB, 01-LVB-SWB-171, BR 51 | 480 V CIRCUIT BREACKER | OPEN
00UATCPL02 | UAT 2 CTRL PNL 480 VAC PWR MAIN 2 | MVB, 01-LVB-SWB-171, BR 53 | 480 V CIRCUIT BREACKER | OPEN
00UATCPL01 | UAT 1 CTRL PNL 480 VAC PWR MAIN 1 | MVB, 01-LVB-SWB-171, BR 55 | 480 V CIRCUIT BREACKER | OPEN
01GENCPL01 | UNIT 1 GCB CPL MAIN 480 VAC | MVB, 01-LVB-SWB-171, BR 57 | 480 V CIRCUIT BREACKER | OPEN
null | *MVB, 01-LVB-SWB-171, BR | MVB, 01-LVB-SWB-171, BR | 480 V CIRCUIT BREACKER | OPEN
01LVBDSW1713 | WAREHOUSE BUILDING LOAD BKR | MVB, 01-LVB-SWB-171, BR 26 | 480 V CIRCUIT BREACKER | OPEN
00INACPL03B | INA AIR COOLER B MAIN POWER FEED | MVB, 01-LVB-SWB-171, BR 42 | 480 V CIRCUIT BREACKER | OPEN
00INACPL03A | INA AIR COOLER A MAIN POWER FEED | MVB, 01-LVB-SWB-171, BR 44 | 480 V CIRCUIT BREACKER | OPEN
null | 10KW ROOM HEATER #2 | MVB, 01-LVB-SWB-171, BR 48 | 480 V CIRCUIT BREACKER | OPEN
null | 5 TON HVAC - BATTERY ROOM UNIT #3 | MVB, 01-LVB-SWB-171, BR 52 | 480 V CIRCUIT BREACKER | OPEN
00SATCPL21 | SAT 21 CTRL PNL 480 VAC PWR MAIN 2 | MVB, 01-LVB-SWB-171, BR 54 | 480 V CIRCUIT BREACKER | OPEN
00SATCPL11 | SAT 11 CTRL PNL 480 VAC PWR MAIN 1 | MVB, 01-LVB-SWB-171, BR 56 | 480 V CIRCUIT BREACKER | OPEN
02LVBPPL2711 | SWYD PPL 2 480VAC MAIN | MVB, 02-LVB-SWB-271, BR 2 | 480 V CIRCUIT BREACKER | OPEN
02LVFUPS01 | UPS SYSTEM UNIT 02 | MVB, 02-LVB-SWB-271, BR 4 | 480 V CIRCUIT BREACKER | OPEN
02GSUCPL01 | UNIT 2 GSU CTRL PNL 480 VAC PWR MAIN 1 | MVB, 02-LVB-SWB-271, BR 6 | 480 V CIRCUIT BREACKER | OPEN
null | 10 TON HVAC UNIT - MAIN ROOM HVAC #6 | MVB, 02-LVB-SWB-271, BR 8 | 480 V CIRCUIT BREACKER | OPEN
null | WELDING RECEPTACLE #3 | MVB, 02-LVB-SWB-271, BR 10 | 480 V CIRCUIT BREACKER | OPEN
null | WELDING RECEPTACLE #4 | MVB, 02-LVB-SWB-271, BR 12 | 480 V CIRCUIT BREACKER | OPEN
02LVECHG01A | UNIT 2 125VDC BATTERY CHARGER A | MVB, 02-LVB-SWB-271, BR 16 | 480 V CIRCUIT BREACKER | OPEN
null | *MVB, 02-LVB-SWB-271, BR | MVB, 02-LVB-SWB-271, BR | 480 V CIRCUIT BREACKER | OPEN
00LVFXFR01 | UPS BYPASS TRANSFORMER | MVB, 02-LVB-SWB-271, BR 3 | 480 V CIRCUIT BREACKER | OPEN
01GSUCPL01 | UNIT 1 GSU CTRL PNL 480 VAC PWR MAIN 2 | MVB, 02-LVB-SWB-271, BR 7 | 480 V CIRCUIT BREACKER | OPEN
null | 10 TON HVAC UNIT - MAIN ROOM HVAC #8 | MVB, 02-LVB-SWB-271, BR 9 | 480 V CIRCUIT BREACKER | OPEN
null | 10 TON HVAC UNIT - MAIN ROOM HVAC #10 | MVB, 02-LVB-SWB-271, BR 11 | 480 V CIRCUIT BREACKER | OPEN
01LVECHG01B | UNIT 1 125VDC BATTERY CHARGER B (MVB) | MVB, 02-LVB-SWB-271, BR 15 | 480 V CIRCUIT BREACKER | OPEN
02LVBXFR2712 | MV PDC XFMR 2 480-120/208VAC | MVB, 02-LVB-SWB-271, BR 17 | 480 V CIRCUIT BREACKER | OPEN
02MKC01GP101 | UNIT 2 GEN EXCIT PKG AUX PWR SPLY 480 VAC | MVB, 02-LVB-SWB-271, BR 25 | 480 V CIRCUIT BREACKER | OPEN
00INACPL02A | INA ADY A PWR FEED | MVB, 02-LVB-SWB-271, BR 29 | 480 V CIRCUIT BREACKER | OPEN
02LTGCNT2711 | ROADWAY LIGHTS SOUTHEAST SECTION 480VAC | MVB, 02-LVB-SWB-271, BR 33 | 480 V CIRCUIT BREACKER | OPEN
02LTGCNT2711 | ROADWAY LIGHTS NORTH SECTION 480VAC | MVB, 02-LVB-SWB-271, BR 35 | 480 V CIRCUIT BREACKER | OPEN
02MKE01GP101 | UNIT 2 GT SFC PKG AUX PWR SPLY 480 VAC | MVB, 02-LVB-SWB-271, BR 37 | 480 V CIRCUIT BREACKER | OPEN
02LVBRCP03 | UNIT 2 UAT AREA WELDING RECEPT | MVB, 02-LVB-SWB-271, BR 43 | 480 V CIRCUIT BREACKER | OPEN
02LVBRCP01 | UNIT 2 TURBINE BLDG WELDING RECEPT | MVB, 02-LVB-SWB-271, BR 45 | 480 V CIRCUIT BREACKER | OPEN
null | 10KW ROOM HEATER #4 | MVB, 02-LVB-SWB-271, BR 47 | 480 V CIRCUIT BREACKER | OPEN
null | 10KW ROOM HEATER #6 | MVB, 02-LVB-SWB-271, BR 49 | 480 V CIRCUIT BREACKER | OPEN
null | 5 TON HVAC - BATTERY ROOM UNIT #2 | MVB, 02-LVB-SWB-271, BR 51 | 480 V CIRCUIT BREACKER | OPEN
00UATCPL01 | UAT 1 CTRL PNL 480 VAC PWR MAIN 2 | MVB, 02-LVB-SWB-271, BR 53 | 480 V CIRCUIT BREACKER | OPEN
00UATCPL02 | UAT 2 CTRL PNL 480 VAC PWR MAIN 1 | MVB, 02-LVB-SWB-271, BR 55 | 480 V CIRCUIT BREACKER | OPEN
02GENCPL01 | UNIT 2 GCB CPL MAIN 480 VAC | MVB, 02-LVB-SWB-271, BR 57 | 480 V CIRCUIT BREACKER | OPEN
02LVBDSW2713 | WAREHOUSE BUILDING LOAD BKR | MVB, 02-LVB-SWB-271, BR 26 | 480 V CIRCUIT BREACKER | OPEN
00INACPL02B | AIR DRYER B PWR FEED | MVB, 02-LVB-SWB-271, BR 30 | 480 V CIRCUIT BREACKER | OPEN
02LTGCNT2711 | ROADWAY LIGHTS SOUTHWEST SECTION 480VAC | MVB, 02-LVB-SWB-271, BR 36 | 480 V CIRCUIT BREACKER | OPEN
null | 10KW ROOM HEATER #5 | MVB, 02-LVB-SWB-271, BR 48 | 480 V CIRCUIT BREACKER | OPEN
null | 5 TON HVAC - BATTERY ROOM UNIT #4 | MVB, 02-LVB-SWB-271, BR 52 | 480 V CIRCUIT BREACKER | OPEN
00SATCPL11 | SAT 11 CTRL PNL 480 VAC PWR MAIN 2 | MVB, 02-LVB-SWB-271, BR 54 | 480 V CIRCUIT BREACKER | OPEN
00SATCPL21 | SAT 21 CTRL PNL 480 VAC PWR MAIN 1 | MVB, 02-LVB-SWB-271, BR 56 | 480 V CIRCUIT BREACKER | OPEN
01LVEPPL01 | BATTERY INPUT TO SECONDARY DC BUS | MVB, DC DISTRIBUTION PANEL 01-LVE-PPL-01, F1 |  | OPEN
01LVEPPL01 | CHARGER A INPUT TO SECONDARY DC BUS | MVB, DC DISTRIBUTION PANEL 01-LVE-PPL-01, F2 |  | OPEN
null | CH. A INP. TO PRIM. DC BUS (JUMPER TO FUSE F2) | MVB, DC DISTRIBUTION PANEL 01-LVE-PPL-01, F3 |  | OPEN
01LVEPPL01 | CHARGER B INPUT TO SECONDARY DC BUS | MVB, DC DISTRIBUTION PANEL 01-LVE-PPL-01, F4 |  | OPEN
null | CH. B INP. TO PRIM. DC BUS (JUMPER TO FUSE F2) | MVB, DC DISTRIBUTION PANEL 01-LVE-PPL-01, F5 |  | OPEN
01LVFUPS01 | UPS SYSTEM UNIT 01 | MVB, DC DISTRIBUTION PANEL 01-LVE-PPL-01, F6 |  | OPEN
01LVEDSW012 | HRSG 1 PDC 125VDC PANELBOARD 01 DSW | MVB, DC DISTRIBUTION PANEL 01-LVE-PPL-01, F7 |  | OPEN
01LVERBX013 | ADMIN BUILDING 125VDC PANELBOARD 01 RBX | MVB, DC DISTRIBUTION PANEL 01-LVE-PPL-01, F8 |  | OPEN
01IPBCPL01 | IPBD 1 UAT DSW MAIN 125 VDC | MVB, DC DISTRIBUTION PANEL 01-LVE-PPL-01, F10.1 |  | OPEN
00MVBSWG11 | SWGR 11/MCC 11 BREAKER CONTROL | MVB, DC DISTRIBUTION PANEL 01-LVE-PPL-01, F10.3 |  | OPEN
01RPSPNL07 | RELAY PANEL 01-RPS-PNL-07 SEL-487E | MVB, DC DISTRIBUTION PANEL 01-LVE-PPL-01, F10.5 |  | OPEN
01RPSPNL07 | RELAY PANEL 01-RPS-PNL-07 GE T60U & MET-UAT | MVB, DC DISTRIBUTION PANEL 01-LVE-PPL-01, F10.7 |  | OPEN
01GSUCPL01 | UNIT 1 GSU CONTROL PANEL 125 VDC PWR MAIN | MVB, DC DISTRIBUTION PANEL 01-LVE-PPL-01, F10.9 |  | OPEN
02MKE01GU10100 | UNIT 2 SFC CUBICLE (REDUNDANT CTRL PWR-1) | MVB, DC DISTRIBUTION PANEL 01-LVE-PPL-01, F10.13 |  | OPEN
01MKE01GU10101 | UNIT 1 SFC CUBICLE (REDUNDANT CTRL PWR-2) | MVB, DC DISTRIBUTION PANEL 01-LVE-PPL-01, F10.15 |  | OPEN
01GENCPL01 | UNIT 1 GCB MAIN 125 VDC | MVB, DC DISTRIBUTION PANEL 01-LVE-PPL-01, F10.17 |  | OPEN
02GENCPL01 | UNIT 2 GCB TRIP COIL 2 125 VDC | MVB, DC DISTRIBUTION PANEL 01-LVE-PPL-01, F10.19 |  | OPEN
00SATCPL11 | SAT 11 CONTROL PANEL 125 VDC PWR MAIN | MVB, DC DISTRIBUTION PANEL 01-LVE-PPL-01, F10.2 |  | OPEN
00UATCPL01 | UAT 01 CONTROL PANEL 125 VDC PWR MAIN | MVB, DC DISTRIBUTION PANEL 01-LVE-PPL-01, F10.4 |  | OPEN
00MVASWG1 | SWGR 1 BREAKER CONTROL | MVB, DC DISTRIBUTION PANEL 01-LVE-PPL-01, F10.6 |  | OPEN
01LVBSWG17 | SWGR 17 BREAKER CONTROL | MVB, DC DISTRIBUTION PANEL 01-LVE-PPL-01, F10.8 |  | OPEN
null | LV SWGR BREAKER TEST CABINET | MVB, DC DISTRIBUTION PANEL 01-LVE-PPL-01, F10.10 |  | OPEN
00DSLCPL01 | EDG SYNC PANEL | MVB, DC DISTRIBUTION PANEL 01-LVE-PPL-01, F10.12 |  | OPEN
null | LV SWGR 11 BREAKER CONTROL | HRSG1 PDC 125VDC BUS, BR1 |  | OPEN
null | LV SWGR BREAKER TEST CABINET | HRSG1 PDC 125VDC BUS, BR3 |  | OPEN
null | LV SWGR 21 BREAKER CONTROL | HRSG1 PDC 125VDC BUS, BR2 |  | OPEN
02LVEPPL01 | BATTERY INPUT TO SECONDARY DC BUS | MVB, DC DISTRIBUTION PANEL 02-LVE-PPL-01, F1 |  | OPEN
02LVEPPL01 | CHARGER A INPUT TO SECONDARY DC BUS | MVB, DC DISTRIBUTION PANEL 02-LVE-PPL-01, F2 |  | OPEN
null | CH. A INP. TO PRIM. DC BUS (JUMPER TO FUSE F2) | MVB, DC DISTRIBUTION PANEL 02-LVE-PPL-01, F3 |  | OPEN
02LVEPPL01 | CHARGER B INPUT TO SECONDARY DC BUS | MVB, DC DISTRIBUTION PANEL 02-LVE-PPL-01, F4 |  | OPEN
null | CH. B INP. TO PRIM. DC BUS (JUMPER TO FUSE F2) | MVB, DC DISTRIBUTION PANEL 02-LVE-PPL-01, F5 |  | OPEN
02LVFUPS01 | UPS SYSTEM UNIT 02 | MVB, DC DISTRIBUTION PANEL 02-LVE-PPL-01, F6 |  | OPEN
02LVEDSW012 | HRSG 2 PDC 125VDC PANELBOARD 01 DSW | MVB, DC DISTRIBUTION PANEL 02-LVE-PPL-01, F7 |  | OPEN
02LVERBX013 | ADMIN BUILDING 125VDC PANELBOARD 02 RBX | MVB, DC DISTRIBUTION PANEL 02-LVE-PPL-01, F8 |  | OPEN
02IPBCPL01 | IPBD 2 UAT DSW MAIN 125 VDC | MVB, DC DISTRIBUTION PANEL 02-LVE-PPL-01, F10.1 |  | OPEN
00MVBSWG21 | SWGR 21/MCC 21 BREAKER CONTROL | MVB, DC DISTRIBUTION PANEL 02-LVE-PPL-01, F10.3 |  | OPEN
02RPSPNL08 | RELAY PANEL 02-RPS-PNL-08 SEL-487E | MVB, DC DISTRIBUTION PANEL 02-LVE-PPL-01, F10.5 |  | OPEN
02RPSPNL08 | RELAY PANEL 02-RPS-PNL-08 GE T60U & MET-UAT | MVB, DC DISTRIBUTION PANEL 02-LVE-PPL-01, F10.7 |  | OPEN
02GSUCPL01 | UNIT 2 GSU CONTROL PANEL 125 VDC PWR MAIN | MVB, DC DISTRIBUTION PANEL 02-LVE-PPL-01, F10.9 |  | OPEN
01MKE01GU10100 | UNIT 1 SFC CUBICLE (REDUNDANT CTRL PWR-1) | MVB, DC DISTRIBUTION PANEL 02-LVE-PPL-01, F10.13 |  | OPEN
02MKE01GU10101 | UNIT 2 SFC CUBICLE (REDUNDANT CTRL PWR-2) | MVB, DC DISTRIBUTION PANEL 02-LVE-PPL-01, F10.15 |  | OPEN
02GENCPL01 | UNIT 2 GCB MAIN 125 VDC | MVB, DC DISTRIBUTION PANEL 02-LVE-PPL-01, F10.17 |  | OPEN
01GENCPL01 | UNIT 1 GCB TRIP COIL 2 125 VDC | MVB, DC DISTRIBUTION PANEL 02-LVE-PPL-01, F10.19 |  | OPEN
00SATCPL21 | SAT 21 CONTROL PANEL 125 VDC PWR MAIN | MVB, DC DISTRIBUTION PANEL 02-LVE-PPL-01, F10.2 |  | OPEN
00UATCPL02 | UAT 02 CONTROL PANEL 125 VDC PWR MAIN | MVB, DC DISTRIBUTION PANEL 02-LVE-PPL-01, F10.4 |  | OPEN
00MVASWG2 | SWGR 2 BREAKER CONTROL | MVB, DC DISTRIBUTION PANEL 02-LVE-PPL-01, F10.6 |  | OPEN
01LVBSWG27 | SWGR 27 BREAKER CONTROL | MVB, DC DISTRIBUTION PANEL 02-LVE-PPL-01, F10.8 |  | OPEN
null | MV SWGR BREAKER TEST CABINET | MVB, DC DISTRIBUTION PANEL 02-LVE-PPL-01, F10.10 |  | OPEN
01LVFPPL01 | FEED TO UPS MAIN PANEL BOARD U1 | MVB, 01-LVF-PPL-01 |  | OPEN
01LVFPPL011 | HRSG 1 U1 UPS PANEL | MVB, 01-LVF-PPL-01 |  | OPEN
01LVFPPL012 | HRSG 2 U1 UPS PANEL | MVB, 01-LVF-PPL-01 |  | OPEN
01LVFPPL013 | ADMIN BLDG U1 UPS PNL | MVB, 01-LVF-PPL-01 |  | OPEN
01LVFPPL014 | ACC 1 U1 UPS PANEL | MVB, 01-LVF-PPL-01 |  | OPEN
01LVFPPL015 | ACC 2 U1 UPS PANEL | MVB, 01-LVF-PPL-01 |  | OPEN
02LVFPPL01 | FEED TO UPS MAIN PANEL BOARD U1 | MVB, 02-LVF-PPL-01 |  | OPEN
02LVFPPL011 | HRSG1 U2 UPS PANEL | MVB, 02-LVF-PPL-01 |  | OPEN
02LVFPPL012 | HRSG2 U2 UPS PANEL | MVB, 02-LVF-PPL-01 |  | OPEN
02LVFPPL013 | ADMIN BLDG U1 UPS PNL | MVB, 02-LVF-PPL-01 |  | OPEN
02LVFPPL014 | ACC1 U2 UPS PANEL | MVB, 02-LVF-PPL-01 |  | OPEN
02LVFPPL015 | ACC2 U2 UPS PANEL | MVB, 02-LVF-PPL-01 |  | OPEN
00DCSCAB60 | 00-DCS-CAB-60 POWER 1 | HRSG 1 U1 UPS PANEL, BR1 |  | OPEN
00DCSCAB06 | 00-DCS-CAB-06 POWER 1 | HRSG 1 U1 UPS PANEL, BR3 |  | OPEN
00DCSCAB62 | 00-DCS-CAB-62 POWER 1 | HRSG 1 U1 UPS PANEL, BR5 |  | OPEN
00DCSCAB61 | 00-DCS-CAB-61 POWER 1 | HRSG 1 U1 UPS PANEL, BR7 |  | OPEN
00FGSCPL01A | FGS COMP A CONTROL PANEL 1 UPS FEED 1 | HRSG 1 U1 UPS PANEL, BR9 |  | OPEN
00FGSCPL01C | FGS COMP C CONTROL PANEL 1 UPS FEED 1 | HRSG 1 U1 UPS PANEL, BR11 |  | OPEN
01LIHHS905 | HRSG 1 HP DRM LVL GAUGE ILLUM 120VAC FEED 1 | HRSG 1 U1 UPS PANEL, BR13 |  | OPEN
01LIHIS903 | HRSG 1 IP DRM LVL GAUGE ILLUM 120VAC FEED 1 | HRSG 1 U1 UPS PANEL, BR15 |  | OPEN
01LIHLS930 | HRSG 1 LP DRM LVL GAUGE ILLUM 120VAC FEED 1 | HRSG 1 U1 UPS PANEL, BR17 |  | OPEN
01FAACPL01 | HRSG 1 FAA CPL 120VAC PWR FEED | HRSG 1 U1 UPS PANEL, BR19 |  | OPEN
01BURATS01 | UNIT 1 HRSG DUCT BURNER UPS ATS FEED 1 | HRSG 1 U1 UPS PANEL, BR21 |  | OPEN
00DCSCAB70 | 00-DCS-CAB-70 POWER 1 | HRSG 1 U1 UPS PANEL, BR2 |  | OPEN
01VMSCPL01 | VIBRATION MONITOR CAB POWER 1 | HRSG 1 U1 UPS PANEL, BR4 |  | OPEN
00DCSCAB72 | 00-DCS-CAB-72 POWER 1 | HRSG 1 U1 UPS PANEL, BR6 |  | OPEN
01CEMPNL01 | UNIT 1 CEMS ELECTRICAL PNL 120 V UPS | HRSG 1 U1 UPS PANEL, BR8 |  | OPEN
00FGSCPL01B | FGS COMP B CONTROL PANEL 1 UPS FEED 1 | HRSG 1 U1 UPS PANEL, BR10 |  | OPEN
00FGSATS01 | FGS CND PLC/CHROMATOGRAPH PWR FEED 1 | HRSG 1 U1 UPS PANEL, BR12 |  | OPEN
00MBP01GH012 | FUEL GAS CAL. METER PNL AC PWR 120 VAC UPS | HRSG 1 U1 UPS PANEL, BR14 |  | OPEN
01SCRJBX103 | UNIT 1 HRSG SCR HTR JBX 103 UPS PWR 120 VAC | HRSG 1 U1 UPS PANEL, BR16 |  | OPEN
01DWSCPL06 | UNIT 1 WTT CALCITE FILTER UPS FEED 1 | HRSG 1 U1 UPS PANEL, BR18 |  | OPEN
00DCSCAB60 | 00-DCS-CAB-60 POWER 2 | HRSG 1 U2 UPS PANEL, BR1 |  | OPEN
00DCSCAB06 | 00-DCS-CAB-06 POWER 2 | HRSG 1 U2 UPS PANEL, BR3 |  | OPEN
00DCSCAB62 | 00-DCS-CAB-62 POWER 2 | HRSG 1 U2 UPS PANEL, BR5 |  | OPEN
00DCSCAB71 | 00-DCS-CAB-71 POWER 2 | HRSG 1 U2 UPS PANEL, BR7 |  | OPEN
00FGSCPL01A | FGS COMP A CONTROL PANEL 1 UPS FEED 2 | HRSG 1 U2 UPS PANEL, BR9 |  | OPEN
00FGSCPL01C | FGS COMP C CONTROL PANEL 1 UPS FEED 2 | HRSG 1 U2 UPS PANEL, BR11 |  | OPEN
01DWSCPL06 | UNIT 1 WTT CALCITE FILTER UPS FEED 2 | HRSG 1 U2 UPS PANEL, BR13 |  | OPEN
01LIHHS905 | HRSG 1 HP DRM LVL GAUGE ILLUM 120VAC PWR FEED 2 | HRSG 1 U2 UPS PANEL, BR15 |  | OPEN
01LIHIS903 | HRSG 1 IP DRM LVL GAUGE ILLUM 120VAC PWR FEED 2 | HRSG 1 U2 UPS PANEL, BR17 |  | OPEN
01LIHLS930 | HRSG 1 LP DRM LVL GAUGE ILLUM 120VAC PWR FEED 2 | HRSG 1 U2 UPS PANEL, BR19 |  | OPEN
01BURATS01 | UNIT 1 HRSG DUCT BURNER UPS ATS FEED 2 | HRSG 1 U2 UPS PANEL, BR21 |  | OPEN
00DCSCAB70 | 00-DCS-CAB-70 POWER 2 | HRSG 1 U2 UPS PANEL, BR2 |  | OPEN
01VMSCPL01 | VIBRATION MONITOR CAB POWER 2 | HRSG 1 U2 UPS PANEL, BR4 |  | OPEN
00DCSCAB72 | 00-DCS-CAB-72 POWER 2 | HRSG 1 U2 UPS PANEL, BR6 |  | OPEN
01CEMPNL01 | UNIT 1 CEMS ELECTRICAL PNL 120 V UPS REDUNDANT | HRSG 1 U2 UPS PANEL, BR8 |  | OPEN
00FGSCPL01B | FGS COMP B CONTROL PANEL 1 UPS FEED 2 | HRSG 1 U2 UPS PANEL, BR10 |  | OPEN
00FGSATS01 | FGS COND PLC/CHROMATOGRAPH PWR FEED 2 | HRSG 1 U2 UPS PANEL, BR12 |  | OPEN
00DCSCAB80 | 00-DCS-CAB-80 POWER 1 | HRSG 2 U1 UPS PANEL, BR1 |  | OPEN
00DCSCAB08 | 00-DCS-CAB-08 POWER 2 | HRSG 2 U1 UPS PANEL, BR3 |  | OPEN
00DCSCAB82 | 00-DCS-CAB-82 POWER 3 | HRSG 2 U1 UPS PANEL, BR5 |  | OPEN
00DCSCAB81 | 00-DCS-CAB-81 POWER 4 | HRSG 2 U1 UPS PANEL, BR7 |  | OPEN
00AXSCPL01 | AUX BLR 120 VAC UPS PWR 1 | HRSG 2 U1 UPS PANEL, BR9 |  | OPEN
02LIHHS905 | HRSG 2 HP DRM LVL GAUGE ILLUM 120VAC FEED 1 | HRSG 2 U1 UPS PANEL, BR11 |  | OPEN
02LIHIS903 | HRSG 2 IP DRM LVL GAUGE ILLUM 120VAC FEED 1 | HRSG 2 U1 UPS PANEL, BR13 |  | OPEN
02LIHLS930 | HRSG 2 LP DRM LVL GAUGE ILLUM 120VAC FEED 1 | HRSG 2 U1 UPS PANEL, BR15 |  | OPEN
null | *HRSG 2 U1 UPS PANEL, BR | HRSG 2 U1 UPS PANEL, BR |  | OPEN
00DCSCAB90 | 00-DCS-CAB-90 POWER 1 | HRSG 2 U1 UPS PANEL, BR2 |  | OPEN
02VMSCPL01 | VIBRATION MONITOR CAB POWER 1 | HRSG 2 U1 UPS PANEL, BR4 |  | OPEN
00DCSCAB92 | 00-DCS-CAB-92 POWER 1 | HRSG 2 U1 UPS PANEL, BR6 |  | OPEN
02CEMPNL01 | UNIT 2 CEMS ELECTRICAL PNL 120 V UPS | HRSG 2 U1 UPS PANEL, BR8 |  | OPEN
02SCRJBX103 | UNIT 2 HRSG SCR HTR JBX 103 UPS PWR 120 VAC | HRSG 2 U1 UPS PANEL, BR10 |  | OPEN
02DWSCPL06 | UNIT 2 WTT CALCITE FILTER UPS FEED 1 | HRSG 2 U1 UPS PANEL, BR12 |  | OPEN
02BURATS01 | HRSG 2 DCT BNR UPS ATS FEED 1 | HRSG 2 U1 UPS PANEL, BR14 |  | OPEN
00DCSCAB80 | 00-DCS-CAB-80 POWER 2 | HRSG 2 U2 UPS PANEL, BR1 |  | OPEN
00DCSCAB08 | 00-DCS-CAB-08 POWER 2 | HRSG 2 U2 UPS PANEL, BR3 |  | OPEN
00DCSCAB82 | 00-DCS-CAB-82 POWER 2 | HRSG 2 U2 UPS PANEL, BR5 |  | OPEN
00DCSCAB91 | 00-DCS-CAB-91 POWER 2 | HRSG 2 U2 UPS PANEL, BR7 |  | OPEN
02DWSCPL06 | UNIT 2 WTT CALCITE FILTER UPS FEED 2 | HRSG 2 U2 UPS PANEL, BR9 |  | OPEN
00AXSCPL01 | AUX BLR 120 VAC UPS PWR 2 | HRSG 2 U2 UPS PANEL, BR11 |  | OPEN
02LIHHS905 | HRSG 2 HP DRM LVL GAUGE ILLUM 120VAC PWR FEED 2 | HRSG 2 U2 UPS PANEL, BR13 |  | OPEN
02LIHIS903 | HRSG 2 IP DRM LVL GAUGE ILLUM 120VAC PWR FEED 2 | HRSG 2 U2 UPS PANEL, BR15 |  | OPEN
02LIHLS930 | HRSG 2 LP DRM LVL GAUGE ILLUM 120VAC PWR FEED 2 | HRSG 2 U2 UPS PANEL, BR17 |  | OPEN
02FAACPL01 | HRSG 2 FAA CPL 120VAC PWR FEED | HRSG 2 U2 UPS PANEL, BR19 |  | OPEN
null | *HRSG 2 U2 UPS PANEL, BR | HRSG 2 U2 UPS PANEL, BR |  | OPEN
00DCSCAB90 | 00-DCS-CAB-90 POWER 2 | HRSG 2 U2 UPS PANEL, BR2 |  | OPEN
02VMSCPL01 | VIBRATION MONITOR CAB POWER 2 | HRSG 2 U2 UPS PANEL, BR4 |  | OPEN
00DCSCAB92 | 00-DCS-CAB-92 POWER 2 | HRSG 2 U2 UPS PANEL, BR6 |  | OPEN
02CEMPNL01 | UNIT 2 CEMS ELECTRICAL PNL 120 V UPS REDUNDANT | HRSG 2 U2 UPS PANEL, BR8 |  | OPEN
02BURATS01 | HRSG 2 DCT BNR UPS ATS FEED 2 | HRSG 2 U2 UPS PANEL, BR10 |  | OPEN
00BOPWST01 | SITE WEATHER STATION | ADMIN BLDG U1 UPS PNL, BR1 |  | OPEN
00LTWST966 | SITE WEATHER STATION RAIN GAUGE | ADMIN BLDG U1 UPS PNL, BR3 |  | OPEN
00DWTPNL01 | WTT BLDG MAIN CPL | ADMIN BLDG U1 UPS PNL, BR5 |  | OPEN
01CKC00GH00220 | U1 VIRT HMI SERV/NTWRK CAB PWR DIST PRIMARY | ADMIN BLDG U1 UPS PNL, BR15 |  | OPEN
01CKC00GH00221 | U1 VIRT HMI SERV/NTWRK CAB PWR DIST PRIMARY | ADMIN BLDG U1 UPS PNL, BR17 |  | OPEN
00DCSCAB00 | DCS NTWRK CAB 0 PRI PWR FEED 120VAC UPS | ADMIN BLDG U1 UPS PNL, BR19 |  | OPEN
00DCSCAB02 | DCS NTWRK CAB 2 PRI PWR FEED 120VAC UPS | ADMIN BLDG U1 UPS PNL, BR21 |  | OPEN
01LVFPPL01325 | ADMN BLDG DCS RM N WALL UNIT 1 DSK RCPTS | ADMIN BLDG U1 UPS PNL, BR25 |  | OPEN
01LVFPPL01327 | ADMN BLDG CTRL RM UNIT 1 FLR RCPTS | ADMIN BLDG U1 UPS PNL, BR27 |  | OPEN
01LVFPPL01329 | ADMN BLDG CTRL RM UNIT 1 S WALL TV RCPT | ADMIN BLDG U1 UPS PNL, BR29 |  | OPEN
01LVFPPL01331 | ADMN BLDG CTRL RM UNIT 1 MAIN DSK W RCPTS | ADMIN BLDG U1 UPS PNL, BR31 |  | OPEN
01LVFPPL01333 | ADMN BLDG CTRL RM UNIT 1 MAIN DSK E RCPTS | ADMIN BLDG U1 UPS PNL, BR33 |  | OPEN
null | *ADMIN BLDG U1 UPS PNL, BR | ADMIN BLDG U1 UPS PNL, BR |  | OPEN
00DWTCPL05B | WTT RO CIP CPL PRI PWR FEED | ADMIN BLDG U1 UPS PNL, BR6 |  | OPEN
00VMSCPL02 | VMS CTRL RM SRVR CAB FEED 1 120VAC UPS | ADMIN BLDG U1 UPS PNL, BR18 |  | OPEN
00DCSCAB01 | DCS NTWRK CAB 1 PRI PWR FEED 120VAC UPS | ADMIN BLDG U1 UPS PNL, BR20 |  | OPEN
00DCSCAB95 | DCS SRVR CAB 1 PRI PWR FEED PDU1 120VAC UPS | ADMIN BLDG U1 UPS PNL, BR22 |  | OPEN
00DCSCAB95 | DCS SRVR CAB 1 PRI PWR FEED PDU3 120VAC UPS | ADMIN BLDG U1 UPS PNL, BR24 |  | OPEN
01LVFPPL01326 | ADMN BLDG DCS RM E WALL UNIT 1 DSK RCPTS | ADMIN BLDG U1 UPS PNL, BR26 |  | OPEN
01LVFPPL01328 | ADMN BLDG CTRL RM E WALL UNIT 1 DSK RCPTS | ADMIN BLDG U1 UPS PNL, BR28 |  | OPEN
00DCSCAB96 | DCS SRVR CAB 2 PRI PWR FEED PDU1 | ADMIN BLDG U1 UPS PNL, BR30 |  | OPEN
00DCSCAB96 | DCS SRVR CAB 2 PRI PWR FEED PDU3 | ADMIN BLDG U1 UPS PNL, BR32 |  | OPEN
01LVFPPL01336 | ELE RM RCP (ADMIN VENDOR CABLING) | ADMIN BLDG U1 UPS PNL, BR34 |  | OPEN
01LVFPPL01336 | ELE RM RCP (ADMIN VENDOR CABLING) | ADMIN BLDG U1 UPS PNL, BR36 |  | OPEN
01LVFPPL01338 | COMM RM RCP (MHPS-JPOW. -ADM. VEND. CABL) | ADMIN BLDG U1 UPS PNL, BR38 |  | OPEN
02CKC00GH00220 | UNIT 2 VIRTUAL HMI SERV. / NTWRK CAB PWR DIST | ADMIN BLDG U2 UPS PNL, BR15 |  | OPEN
02CKC00GH00221 | UNIT 2 VIRTUAL HMI SERV. / NTWRK CAB PWR DIST | ADMIN BLDG U2 UPS PNL, BR17 |  | OPEN
00DCSCAB00 | DCS NTWRK CAB 0 SEC PWR FEED 120VAC UPS | ADMIN BLDG U2 UPS PNL, BR19 |  | OPEN
00DCSCAB02 | DCS NTWRK CAB 2 SEC PWR FEED 120VAC UPS | ADMIN BLDG U2 UPS PNL, BR21 |  | OPEN
02LVFPPL01325 | ADMN BLDG DCS RM N WALL UNIT 2 DSK RCPTS | ADMIN BLDG U2 UPS PNL, BR25 |  | OPEN
02LVFPPL01327 | ADMN BLDG CTRL RM UNIT 2 FLR RCPTS | ADMIN BLDG U2 UPS PNL, BR27 |  | OPEN
02LVFPPL01329 | ADMN BLDG CTRL RM UNIT 2 S WALL TV RCPTS | ADMIN BLDG U2 UPS PNL, BR29 |  | OPEN
02LVFPPL01331 | ADMN BLDG CTRL RM UNIT 2 MAIN DSK W RCPTS | ADMIN BLDG U2 UPS PNL, BR31 |  | OPEN
02LVFPPL01333 | ADMN BLDG CTRL RM UNIT 2 MAIN DSK E RCPTS | ADMIN BLDG U2 UPS PNL, BR33 |  | OPEN
null | *ADMIN BLDG U2 UPS PNL, BR | ADMIN BLDG U2 UPS PNL, BR |  | OPEN
00DWTPNL01 | WTT BLDG MAIN CPL 120VAC UPS REDUNDANT | ADMIN BLDG U2 UPS PNL, BR6 |  | OPEN
00DWTCPL05B | WTT RO CIP CPL 120V UPS REDUNDANT | ADMIN BLDG U2 UPS PNL, BR8 |  | OPEN
00VMSCPL02 | VMS CTRL RM SRVR CAB FEED 2 120VAC UPS | ADMIN BLDG U2 UPS PNL, BR18 |  | OPEN
00DCSCAB01 | DCS NTWRK CAB 1 SEC PWR FEED 120VAC UPS | ADMIN BLDG U2 UPS PNL, BR20 |  | OPEN
00DCSCAB95 | DCS SRVR CAB 1 SEC PWR FEED PDU2 120VAC UPS | ADMIN BLDG U2 UPS PNL, BR22 |  | OPEN
00DCSCAB95 | DCS SRVR CAB 1 SEC PWR FEED PDU4 120VAC UPS | ADMIN BLDG U2 UPS PNL, BR24 |  | OPEN
02LVFPPL01326 | ADMN BLDG DCS RM E WALL UNIT 2 DSK RCPTS | ADMIN BLDG U2 UPS PNL, BR26 |  | OPEN
02LVFPPL01328 | ADMN BLDG CTRL RM E WALL UNIT 2 DSK RCPTS | ADMIN BLDG U2 UPS PNL, BR28 |  | OPEN
02LVFPPL01330 | ADMN BLDG CTRL RM W DSK PRINTER RCPTS | ADMIN BLDG U2 UPS PNL, BR30 |  | OPEN
00DCSCAB96 | DCS SRVR CAB 2 SEC PWR FEED PDU2 120VAC UPS | ADMIN BLDG U2 UPS PNL, BR32 |  | OPEN
00DCSCAB96 | DCS SRVR CAB 2 SEC PWR FEED PDU4 120VAC UPS | ADMIN BLDG U2 UPS PNL, BR34 |  | OPEN
02LVFPPL01338 | COMM RM RCP (MHPS-JPOW-ADM. VENDOR CABLING) | ADMIN BLDG U2 UPS PNL, BR38 |  | OPEN
00DCSCAB10 | 00-DCS-CAB-10 POWER 1 | ACC 1 U1 UPS PANEL 01-LVF-PPL-014 , BR1 |  | OPEN
00DCSCAB12 | 00-DCS-CAB-12 POWER 1 | ACC 1 U1 UPS PANEL 01-LVF-PPL-014 , BR2 |  | OPEN
01ACCMCC151 | MCC 151 SHUNT TRIP POWER | ACC 1 U1 UPS PANEL 01-LVF-PPL-014 , BR5 |  | OPEN
00DCSCAB12 | 00-DCS-CAB-12 SOLENOID POWER | ACC 1 U1 UPS PANEL 01-LVF-PPL-014 , BR7 |  | OPEN
01ACCMCC131 | MCC 131 SHUNT TRIP POWER | ACC 1 U1 UPS PANEL 01-LVF-PPL-014 , BR2 |  | OPEN
01ACCMCC231 | MCC 231 SHUNT TRIP POWER | ACC 1 U1 UPS PANEL 01-LVF-PPL-014 , BR4 |  | OPEN
01ACCMCC251 | MCC 251 SHUNT TRIP POWER | ACC 1 U1 UPS PANEL 01-LVF-PPL-014 , BR6 |  | OPEN
00DCSCAB10 | 00-DCS-CAB-10 POWER 2 | ACC 1 U2 UPS PANEL 02-LVF-PPL-014, BR1 |  | OPEN
00DCSCAB12 | 00-DCS-CAB-12 POWER 2 | ACC 1 U2 UPS PANEL 02-LVF-PPL-014, BR3 |  | OPEN
01ACCMCC151 | MCC 151 SHUNT TRIP POWER | ACC 1 U2 UPS PANEL 02-LVF-PPL-014, BR5 |  | OPEN
01ACCMCC131 | MCC 131 SHUNT TRIP POWER | ACC 1 U2 UPS PANEL 02-LVF-PPL-014, BR2 |  | OPEN
01ACCMCC231 | MCC 231 SHUNT TRIP POWER | ACC 1 U2 UPS PANEL 02-LVF-PPL-014, BR4 |  | OPEN
01ACCMCC251 | MCC 251 SHUNT TRIP POWER | ACC 1 U2 UPS PANEL 02-LVF-PPL-014, BR6 |  | OPEN
00DCSCAB20 | 00-DCS-CAB-20 POWER 1 | ACC 2 U1 UPS PANEL 01-LVF-PPL-015, BR1 |  | OPEN
00DCSCAB22 | 00-DCS-CAB-22 POWER 1 | ACC 2 U1 UPS PANEL 01-LVF-PPL-015, BR3 |  | OPEN
02ACCMCC161 | MCC 161 SHUNT TRIP POWER | ACC 2 U1 UPS PANEL 01-LVF-PPL-015, BR5 |  | OPEN
00DCSCAB22 | 00-DCS-CAB-22 SOLENOID POWER | ACC 2 U1 UPS PANEL 01-LVF-PPL-015, BR7 |  | OPEN
02ACCMCC141 | MCC 141 SHUNT TRIP POWER | ACC 2 U1 UPS PANEL 01-LVF-PPL-015, BR2 |  | OPEN
02ACCMCC241 | MCC 241 SHUNT TRIP POWER | ACC 2 U1 UPS PANEL 01-LVF-PPL-015, BR4 |  | OPEN
02ACCMCC261 | MCC 261 SHUNT TRIP POWER | ACC 2 U1 UPS PANEL 01-LVF-PPL-015, BR6 |  | OPEN
00DCSCAB20 | 00-DCS-CAB-20 POWER 2 | ACC 2 U1 UPS PANEL 02-LVF-PPL-015, BR1 |  | OPEN
00DCSCAB22 | 00-DCS-CAB-22 POWER 2 | ACC 2 U1 UPS PANEL 02-LVF-PPL-015, BR3 |  | OPEN
02ACCMCC161 | MCC 161 SHUNT TRIP POWER | ACC 2 U1 UPS PANEL 02-LVF-PPL-015, BR5 |  | OPEN
02ACCMCC141 | MCC 141 SHUNT TRIP POWER | ACC 2 U1 UPS PANEL 02-LVF-PPL-015, BR2 |  | OPEN
02ACCMCC241 | MCC 241 SHUNT TRIP POWER | ACC 2 U1 UPS PANEL 02-LVF-PPL-015, BR4 |  | OPEN
02ACCMCC261 | MCC 261 SHUNT TRIP POWER | ACC 2 U1 UPS PANEL 02-LVF-PPL-015, BR6 |  | OPEN
01MOVBFW146 | 1A BFP HP discharge bypass MOV handweel | PIPE RACK |  | CLOSED
01MOVBFW140 | 1A BFP IP discharge bypass MOV handweel | PIPE RACK | Valve | CLOSED
01VBFW265A | 1A BFP suction bypass | PIPE RACK |  | CLOSED
01VBFW265B | 1A BFP SUCTION BYPASS | PIPE RACK |  | CLOSED
01VBFW269A | 1A BFP IP FEEDWATER MANUAL DISCHARGE BYPASS | PIPE RACK | Valve | CLOSED
01VBFW215A | 1A BFP RECIRC BYPASS 1 | CONDENSATE RECEIVER TANK AREA |  | CLOSED
01VBFW215B | 1A BFP RECIRC BYPASS 2 | CONDENSATE RECEIVER TANK AREA |  | CLOSED
01VBFW266A | 1B BFP suction bypass | PIPE RACK |  | CLOSED
01VBFW266B | 1B BFP SUCTION BYPASS | PIPE RACK |  | CLOSED
01VBFW270A | 1B BFP IP FEEDWATER MANUAL DISCHARGE BYPASS | PIPE RACK | Valve | CLOSED
01MOVBFW180 | 1B BFP IP discharge bypass MOV handwheel | PIPE RACK | Valve | CLOSED
01vbfw272a | 1B BFP manual discharge bypass | PIPE RACK | Valve | CLOSED
01MPVBFW186 | U1 BFP B HP DISCHARGE BYPASS MOV HANDWHEEL | East of HRSG stack | Valve | CLOSED
01VBFW232A | 1B BFP RECIRC ISOLATION BYPASS 1 | CONDENSATE RECEIVER TANK AREA | Valve | CLOSED
01VBFW232B | 1B BFP RECIRC ISOLATION BYPASS 2 | CONDENSATE RECEIVER TANK AREA | Valve | CLOSED
01vbfw271a | 1A BFP manual discharge bypass | PIPE RACK | Valve | CLOSED
01BFWMPM02A | UNIT 1 BFW LUBE OIL PUMP MOTOR A | HRSG-1 ENCLOSURE MCC 111 CUBICLE 12FD | 480 V MOLDED CASE BREAKER | OPEN
01BFWHTR02A | HRSG 1 BFW LOL HTR A 480VAC | 01-LVB-PPL-1115 BR 7 INSIDE HRSG SWG ENCLOSURE | 480 V CIRCUIT BREACKER | OPEN
01MOVBFW140 | UNIT 1 BFW PMP 01A IP DISCH BYP VLV PWR | 01-LVB-PPL-1113 BR 6 PIPE RACK 1 BY STARTUP HTR | 480 V CIRCUIT BREACKER | OPEN
01MOVBFW146 | UNIT 1 BFW PMP 01A HP DISCH BYP VLV PWR | 01-LVB-PPL-1113 BR 2 PIPE RACK 1 BY STARTUP HTR | 480 V CIRCUIT BREACKER | OPEN
01VBFW265A | 1A BFP suction bypass | PIPE RACK | Valve | CLOSED
01VBFW265B | 1A BFP SUCTION BYPASS | PIPE RACK | Valve | CLOSED
01vbfw271a | 1A BFP manual discharge bypass | PIPE RACK | Valve | CLOSED
01MOVBFW146 | 1A BFP HP discharge bypass MOV handweel | PIPE RACK | Valve | CLOSED
01VBFW215A | 1A BFP RECIRC BYPASS 1 | CONDENSATE RECEIVER TANK AREA | Valve | CLOSED
01VBFW215B | 1A BFP RECIRC BYPASS 2 | CONDENSATE RECEIVER TANK AREA | Valve | CLOSED
01BFWMPM01B | U1 BOILER FEED WATER PUMP B | MVB SWITHCGEAR 2, CUBICLE 16A | 13.8 KV RACK-OUT BREAKER | OPEN
01BFWMPM02B | UNIT 1 BFW LUBE OIL PUMP MOTOR B | HRSG-1 ENCLOSURE MCC 211 CUBICLE 11FB | 480 V MOLDED CASE BREAKER | OPEN
01BFWHTR02B | HRSG 1 BFW LOL HTR B 480VAC | 01-LVB-PPL-1115 BR 8 INSIDE HRSG SWG ENCLOSURE | 480 V CIRCUIT BREACKER | OPEN
01MOVBFW180 | UNIT 1 BFW PMP 01B IP DISCH BYP VLV PWR | 01-LVB-PPL-1113 BR 7 PIPE RACK 1 BY STARTUP HTR | 480 V CIRCUIT BREACKER | OPEN
01MOVBFW186 | UNIT 1 BFW PMP 01B HP DISCH BYP VLV PWR | 01-LVB-PPL-1113 BR 4 PIPE RACK 1 BY STARTUP HTR | 480 V CIRCUIT BREACKER | OPEN
01VBFW266A | 1B BFP suction bypass | PIPE RACK | Valve | CLOSED
01VBFW266B | 1B BFP SUCTION BYPASS | PIPE RACK | Valve | CLOSED
01VBFW270A | 1B BFP IP FEEDWATER MANUAL DISCHARGE BYPASS | PIPE RACK | Valve | CLOSED
01MOVBFW180 | 1B BFP IP discharge bypass MOV handwheel | PIPE RACK | Valve | CLOSED
null | CRT drain | CONDENSATE RECEIVER TANK AREA | Valve | OPEN
01VCND216 | CND recirc downstream iso | CONDENSATE RECEIVER TANK AREA | Valve | CLOSED
00AXSMFN01 | AUX BOILER COMBUSTION AIR FAN | HRSG-2 ENCLSURE 480V MCC 121, CUBICLE 02FM | 480 V MOLDED CASE BREAKER | OPEN
null | CCF AUX BLR Ammonia feed pmp CPL 480V VAC Brk 1 | 02-LVB-PPL-1215-Brker1 | Breaker | OPEN
Valve | Demin Supply drain After Regulator | AUX BOILER AREA | Valve | OPEN
00AXSCPL01 | AUX BLR 120 VAC PWR (PLC Panel) | 02-LVD-PPL-12151, BR 1 AUX BOILER WEST WALL | 208/120VAC CIRCUIT BREAKER | OPEN
01MOVHIS904a | HRSG 1 IP FEEDWATER FGH STOP MOV bypass | Ole level below LP drum | Valve | CLOSED
01VBFW330a | HP FEEDWATER FROM TCA COOLER TO ACC bypass | UNIT 1 NORTH OF CONDENSATE PUMPS |  | CLOSED
01VBFW922a | HP FEEDWATER FROM TCA COOLER TO ACC bypass | UNIT 1 NORTH OF CONDENSATE PUMPS |  | CLOSED
01VBFW361a | PERFORMANCE HEATER TO ACC IP FEEDWATER bypass | UNIT 1 NORTH OF CONDENSATE PUMPS |  | CLOSED
01VBFW290a | PERFORMANCE HEATER TO ACC IP FEEDWATER bypass | UNIT 1 NORTH OF CONDENSATE PUMPS |  | CLOSED
01BFWMPM01A | U1 BOILER FEED WATER PUMP A | MVB SWITHCGEAR 1, CUBICLE 02B | 13.8 KV RACK-OUT BREAKER | OPEN
01BFWMPM02A | UNIT 1 BFW LUBE OIL PUMP MOTOR A | HRSG-1 ENCLOSURE MCC 111 CUBICLE 12FD | 480 V MOLDED CASE BREAKER | OPEN
01BFWHTR02A | HRSG 1 BFW LOL HTR A 480VAC | 01-LVB-PPL-1115 BR 7 INSIDE HRSG SWG ENCLOSURE | 480 V CIRCUIT BREACKER | OPEN
01MOVBFW140 | UNIT 1 BFW PMP 01A IP DISCH BYP VLV PWR | 01-LVB-PPL-1113 BR 6 PIPE RACK 1 BY STARTUP HTR | 480 V CIRCUIT BREACKER | OPEN
01MOVBFW146 | UNIT 1 BFW PMP 01A HP DISCH BYP VLV PWR | 01-LVB-PPL-1113 BR 2 PIPE RACK 1 BY STARTUP HTR | 480 V CIRCUIT BREACKER | OPEN
01MOVBFW146 | 1A BFP HP discharge bypass MOV handwheel | PIPE RACK | Valve | CLOSED
01MOVAXS322 | UNIT 1 AUX STEAM ISOLATION BYP MOV handwheel | Second Pipe Rack | Valve | CLOSED
01VAXS630 | Aux steam to U1 main iso | Aux boiler room | Valve | CLOSED
01VAXS631 | Aux steam to U1 main block iso | Aux boiler room | Valve | CLOSED
01VAXS632 | Aux steam to U1 main block bypass | Aux boiler room | Valve | CLOSED
01MBP0131B | Control air to CT Purge credit valve | South East side of HRSG | Valve | CLOSED
01MBP01AA721 | Control air to CT Purge credit valve "A" | South East side of HRSG | Valve | CLOSED
01MBP01AA722 | Control air to CT Purge credit valve "B" | South East side of HRSG | Valve | CLOSED
MBP01AA724KA01 | Control air to CT Purge credit vent valve | South East side of HRSG | Valve | OPEN
01LCA14AP102 | GT 2C/ECA RECIRCULATION PUMP (B) | TCP | 480 V MOLDED CASE BREAKER | OPEN
01LCA14AP101 | GT 2C/ECA RECIRCULATION PUMP (A) | TCP | 480 V MOLDED CASE BREAKER | OPEN
01MBH06AN101 | U1 GT ENHANCED AIR COMPRESSOR A | MVB SWITCHGEAR 11, CUBICLE 05A | FUES | OPEN
01MBH06AN102 | U1 GT ENHANCED AIR COMPRESSOR B | MVB SWITCHGEAR 21, CUBICLE 01B | FUES | OPEN
01SCRMFN100A | HRSG 1 AMMONIA INJECTION BLOWER A | HRSG-1 ENCLOSURE MCC 111 CUBICLE 3FM | 480 V MOLDED CASE BREAKER | OPEN
01SCRMFN100B | HRSG 1 AMMONIA INJECTION BLOWER B | HRSG-1 ENCLOSURE MCC 211 CUBICLE 4FM | 480 V MOLDED CASE BREAKER | OPEN
01MBP01AA701 | Fuel Gas Emergency Shut Off Valve Upstream of FGPH | FUEL GAS PERFORMANCE HEATER | Valve | CLOSED
00AXSMPM01A | AUX BOILER FEED PUMP MTR 1 | HRSG-2 ENCLSURE 480V MCC 121, CUBICLE 13FF | 480 V MOLDED CASE BREAKER | OPEN
00AXSVFD01B | AUX BOILER FEED PUMP MTR 2 | HRSG-2 ENCLSURE 480V MCC 221, CUBICLE 13FC | 480 V MOLDED CASE BREAKER | OPEN
00CCFCPL01 | CCF AUX BLR Ammonia feed pmp CPL 480V VAC Brk 1/3/5 | 02-LVB-PPL-1215-Brker1,3,5 | Breaker | OPEN
VFSP806 | DIESEL PUMP RECERC VALVE TO TRANSMITTER | FIRE PUMP HOUSE AREA | GATE VALVE | CLOSED
VFSP808 | BLOCK VALVE AFTER FLOW TRANSMITTER | FIRE PUMP HOUSE AREA | BUTTERFLY VALVE | CLOSED
VFPS805 | ELECTRIC PUMP RECERC VALVE TO TRANSMITTER | FIRE PUMP HOUSE AREA | Valve | CLOSED
VFPS680 | ELECTRIC FIRE PUMP SUCTION VALVE | FIRE PUMP ECLOSURE | GATE VALVE | CLOSED
VFPS801 | ELECTRIC FIRE PUMP INLET BLOCK VALVE | FIRE PUMP ECLOSURE | GATE VALVE | CLOSED
VFPS802 | ELECTRIC FIRE PUMP DISCHARGE VALVE | FIRE PUMP ECLOSURE |  | CLOSED
VFPS810 | JOCKEY PUMP OUTLET BLOCK VALVE | FIRE PUMP ECLOSURE | GATE VALVE | CLOSED
null | ELECTRIC FIRE PUMP LOCAL DISCONNECT SWITCH | FIRE PUMP ECLOSURE | SWITCH | OPEN
null | JOCKEY FIRE PUMP LOCAL DISCONNECT SWITCH | FIRE PUMP ECLOSURE | SWITCH | OPEN
VFPS805 | ELECTRIC FIRE PUMP RECERC VALVE | FIRE PUMP ECLOSURE | BUTTERFLY VALVE | CLOSED
VFPS635 | DIESEL FIRE PUMP TANK SUCTION | FIRE PUMP ECLOSURE | GATE VALVE | CLOSED
VFPS803 | DIESEL FIRE PUMP INLET SUCTION VALVE | FIRE PUMP ECLOSURE | GATE VALVE | CLOSED
VFPS804 | DIESEL FIRE PUMP OUTLET BLOCK VALVE | FIRE PUMP ECLOSURE | GATE VALVE | CLOSED
VFPS656 | DIESEL FIRE PUMP RECERC BLOCK VALVE | FIRE PUMP ECLOSURE | GATE VALVE | CLOSED
LOCALSWITCH | DIESEL FIRE PUMP DISCONNECT SWITCH | FIRE PUMP ECLOSURE | SWITCH | OPEN
VFPS809 | ELECTRIC JOCKEY PUMP INLET VALVE | FIRE PUMP ECLOSURE | Valve | CLOSED
VFPS810 | ELECTRIC JOCKEY PUMP OUTLET BLOCK VALVE | FIRE PUMP ECLOSURE | Valve | CLOSED
null | ELECTRIC JOCKEY PUMP DISCONNECT SWITCH | FIRE PUMP ECLOSURE | Breaker | OPEN
01MOVHIS908B | HRSG 1 IP STEAM STOP BYPASS |  | Valve | CLOSED
01MOVHHS906B | HRSG 1 HP STEAM OUTLET STOP MOV BYPASS | TOP OF THE HRSG | Valve | CLOSED
01MOVHHS907B | HRSG 1 HP STEAM OUTLET STOP VLV BYP MOV BYPASS | TOP OF HRSG HP DRUM | Valve | CLOSED
01CNDMPM01B | U1 CONDENSATE PUMP B | MVB SWITCHGEAR 21, CUBICLE 03A | FUES | OPEN
01CNDMPM01A | U1 CONDENSATE PUMP A | MVB SWITCHGEAR 11, CUBICLE 02A | FUES | OPEN
01CNDMPM01C | U1 CONDENSATE PUMP C | MVB SWITCHGEAR 11, CUBICLE 03B | FUES | OPEN
01YVLPS100A | LP bypass warm up valve | TURBINE BUILDING | Valve | CLOSED
VHIS858 | Drain IP steam | HRSG ground level |  | OPEN
01MAK11AE101M01 | TURNING GEAR MOTOR VFD#1 | TCP panel 01BMC01, BR11F | 480 V MOLDED CASE BREAKER | OPEN
01MAK11AE101M01 | TURNING GEAR MOTOR VFD#2 | TCP panel 01BMC01, BR12M | 480 V MOLDED CASE BREAKER | OPEN
01MPV01AP102M01 | UNIT 1 MAIN LUBE OIL PUMP MOTOR B | HRSG-1 ENCLOSURE MCC 211 CUBICLE 3FM | 480 V MOLDED CASE BREAKER | OPEN
01HYHGEN132C | Generator Disconnect GCB 89G | GCB landing |  | OPEN
89SS1 | SFC to U1 disconnect 89SS-1 | GCB landing |  | OPEN
01SGJ02AA001 | CO2 ACTUATION LINE ISOLATION VALVE | West sie of U1 turnbine building |  | CLOSED
01SGJ02AA103 | CO2 TO GAS TURBINE ENCLOSRUE ISOLATION VALVE | West sie of U1 turnbine building |  | CLOSED
01SGJ02AA202 | SLIP RING HOUSING ISOLATION VALVE | West sie of U1 turnbine building |  | CLOSED
02SGJ02AA001 | CO2 ACTUATION LINE ISOLATION VALVE | West sie of U2 turnbine building |  | CLOSED
02SGJ02AA103 | CO2 TO GAS TURBINE ENCLOSRUE ISOLATION VALVE | West sie of U2 turnbine building |  | CLOSED
02SGJ02AA202 | SLIP RING HOUSING ISOLATION VALVE | West sie of U2 turnbine building |  | CLOSED
VINA602 | Inlet to 01A Dryer | AIR COMPRESSOR AREA | Valve | CLOSED
VINA612 | Outlet to 01A Dryer VINA-612 | AIR COMPRESSOR AREA | Valve | CLOSED
VINA607 | Inlet to 01B Dryer VINA-607 | AIR COMPRESSOR AREA | Valve | CLOSED
VINA626 | Outlet to 01B VINA-626 | AIR COMPRESSOR AREA | Valve | CLOSED
00INACPL02A | Air Dryer A PWR FEED | AIR COMPRESSOR AREA | Breaker | OPEN
00FGSCMP01A | FUEL GAS COMPRESSOR A | MVB SWITCHGEAR 11, CUBICLE 01B | FUES | OPEN
00VFGS202F | FGC "A" suction valve | FUEL GAS COMPRESSOR AREA | Valve | CLOSED
00VFGS205F | FGC "A" discharge valve | FUEL GAS COMPRESSOR AREA | Valve | CLOSED
00VFGS203 | FGC "B" suction manual isolation valve | FUEL GAS COMPRESSOR AREA | Valve | CLOSED
00VFGS206F | FGC "B" discharge manual isolation valve | FUEL GAS COMPRESSOR AREA | Valve | CLOSED
00FGSCMP01B | FUEL GAS COMPRESSOR B | MVB SWITCHGEAR 21, CUBICLE 04B | FUES | OPEN
98SS1 | SFC TO U1 GENERATOR DISCONNECT | GSB | DISCONNECT | OPEN
98G1 | DISCONNECT DOWNSTREAM OF GCB | GCB landing | DISCONNECT | OPEN
01BURMLB01A | UNIT 1 HRSG DUCT BURNER COOLING SKID BLOWER 1 | HRSG-1 ENCLOSURE MCC 111 CUBICLE 5FH | 480 V MOLDED CASE BREAKER | OPEN
01BURMLB01B | UNIT 1 HRSG DUCT BURNER COOLING SKID BLOWER 2 | HRSG-1 ENCLOSURE MCC 211 CUBICLE 9FM | 480 V MOLDED CASE BREAKER | OPEN
01ARMMPM01B | ACC 1 LRVP 01B | 01-ACC-MCC-231, CUBICLE12FM | 480 V MOLDED CASE BREAKER | OPEN
01ARMMPM01C | ACC 1 LRVP 01C | 01-ACC-MCC-151, CUBICLE11FM | 480 V MOLDED CASE BREAKER | OPEN
01ARMMPM01D | ACC 1 LRVP 01D | 01-ACC-MCC-251, CUBICLE12FM | 480 V MOLDED CASE BREAKER | OPEN
01ARMMPM01E | ACC 1 LRVP 01E | 01-ACC-MCC-251, CUBICLE13FM | 480 V MOLDED CASE BREAKER | OPEN
02VAXS630 | Aux steam to U2 main iso | Aux boiler room | Valve | CLOSED
02VAXS631 | Aux steam to U2 main block iso | Aux boiler room | Valve | CLOSED
02VAXS632 | Aux steam to U2 main block bypass | Aux boiler room | Valve | CLOSED
01VAXS633 | Aux steam to U1 main header vent | Aux boiler room | Valve | OPEN
02VAXS633 | Aux steam to U2 main header vent | Aux boiler room | Valve | OPEN
01VAXS633 | Aux steam to U1 main header vent | Aux boiler room | Valve | OPEN
98SS2 | SFC TO U2 GENERATOR DISCONNECT | GSB | DISCONNECT | OPEN
98G2 | DISCONNECT DOWNSTREAM OF GCB U2 | GCB landing | DISCONNECT | OPEN
02MBH06AN102 | U2 GT ENHANCED AIR COMPRESSOR B | MVB SWITCHGEAR 11, CUBICLE 05B |  | OPEN
02MBH06AN101 | U2 GT ENHANCED AIR COMPRESSOR A | MVB SWITCHGEAR 21, CUBICLE 01A |  | OPEN
02SCRMFN100A | HRSG 2 AMMONIA INJECTION BLOWER A | HRSG-2 ENCLSURE 480V MCC 121, CUBICLE 05FM | 480 V MOLDED CASE BREAKER | OPEN
02SCRMFN100B | HRSG2 AMMONIA INJECTION BLOWER B | HRSG-2 ENCLSURE 480V MCC 221, CUBICLE 5FM | 480 V MOLDED CASE BREAKER | OPEN
02BURMLB01A | UNIT 2 HRSG DUCT BURNER COOLING SKID BL0WER 1 | HRSG-2 ENCLSURE 480V MCC 121, CUBICLE 06FB | 480 V MOLDED CASE BREAKER | OPEN
02BURMLB01B | UNIT 2 HRSG DUCT BURNER COOLING SKID BLOWER 2 | HRSG-2 ENCLSURE 480V MCC 221, CUBICLE 6FD | 480 V MOLDED CASE BREAKER | OPEN
02MBP01AA701 | Fuel Gas Emergency Shut Off Valve Upstream of FGPH | FUEL GAS PERFORMANCE HEATER | Valve | CLOSED
02BFWMPM01B | U2 BOILER FEED WATER PUMP B | MVB SWITHCGEAR 1, CUBICLE 02A | 13.8 KV RACK-OUT BREAKER | OPEN
02BFWMPM01A | U2 BOILER FEED WATER PUMP A | MVB SWITHCGEAR 2, CUBICLE 16B | 13.8 KV RACK-OUT BREAKER | OPEN
02CNDMPM01A | U2 CONDENSATE PUMP A | MVB SWITCHGEAR 21, CUBICLE 04A | Breaker | OPEN
02CNDMPM02B | U2 CONDENSATE PUMP B | MVB SWITCHGEAR 11, CUBICLE 03A |  | OPEN
02CCFDSW02 | UNIT 2 CCF HP/IP PHOSPHATE & AMMONIA SYS | 02-LVB-PPL-1213, BR 1 OUTSIDE HRSG SWG ENCLOSURE | 480 V CIRCUIT BREACKER | OPEN
02LCA14AP101 | GT 2C/ECA RECIRCULATION PUMP (A) | TCP | 480 V MOLDED CASE BREAKER | OPEN
02LCA14AP102 | GT 2C/ECA RECIRCULATION PUMP (B) | TCP | 480 V MOLDED CASE BREAKER | OPEN
02ARMMPM01B | ACC 2 LRVP 01B | 02-ACC-MCC-241, BR12FM | 480 V MOLDED CASE BREAKER | OPEN
02STPMPM01A | UNIT 2 LP DRAINS TANK PUMP MTR A | 02-ACC-MCC-141, CUBICLE12FB | 480 V MOLDED CASE BREAKER | OPEN
02STPMPM01B | UNIT 2 LP DRAINS TANK PUMP MTR B | 02-ACC-MCC-241, BR14FB | 480 V MOLDED CASE BREAKER | OPEN
01ACCHTR01D | UNIT 1 ACC FAN GRBX OIL HTR 01D | 01-LVD-PPL-2311, BR19 outside of ACC MCC enclosure | 208/120VAC CIRCUIT BREAKER | OPEN
01ACCHTR02D | UNIT 1 ACC FAN GRBX OIL HTR 02D | 01-LVD-PPL-2311, BR12 ACC MCC ENCLOSURE | 208/120VAC CIRCUIT BREAKER | OPEN
01ACCHTR03D | UNIT 1 ACC FAN GRBX OIL HTR 03D | 01-LVD-PPL-2311, BR24 outside of ACC MCC enclosure | 208/120VAC CIRCUIT BREAKER | OPEN
01ACCHTR01C | UNIT 1 ACC FAN GRBX OIL HTR 01C | 01-LVD-PPL-2311, BR17 outside of ACC MCC enclosure | 208/120VAC CIRCUIT BREAKER | OPEN
01ACCHTR02C | UNIT 1 ACC FAN GRBX OIL HTR 02C | 01-LVD-PPL-2311, BR29 OUTSIDE OF ACC MCC ENCLOSURE | 208/120VAC CIRCUIT BREAKER | OPEN
01ACCHTR03C | UNIT 1 ACC FAN GRBX OIL HTR 03C | 01-LVD-PPL-2311, BR22 outside of ACC MCC enclosure | 208/120VAC CIRCUIT BREAKER | OPEN
01ACCHTR01E | UNIT 1 ACC FAN GRBX OIL HTR 01E | 01-LVD-PPL-2311, BR21 outside of ACC MCC enclosure | 208/120VAC CIRCUIT BREAKER | OPEN
01ACCHTR02E | UNIT 1 ACC FAN GRBX OIL HTR 02E | 01-LVD-PPL-2311, BR14 outside of ACC MCC enclosure | 208/120VAC CIRCUIT BREAKER | OPEN
01ACCHTR03E | UNIT 1 ACC FAN GRBX OIL HTR 03E | 01-LVD-PPL-2311, BR26 outside of ACC MCC enclosure | 208/120VAC CIRCUIT BREAKER | OPEN
01CCFSKD02 | UNIT 1 PHOSPHATE & AMMONIA MAIN FEED DISCONNECT | CHEM SHACK | DISCONNECT | OPEN
02CCFSKD02 | UNIT 2 PHOSPHATE & AMMONIA MAIN FEED DISCONNECT | CHEM SHACK | DISCONNECT | OPEN
null | BUS2 VTS | MVB SWITHCGEAR 2, CUBICLE 12B | FUES | OPEN
00VAXS625B | 00-VAXS625 Bypass Valve | AUX BOILER AREA | Valve | CLOSED
00VAXS623A | 00-VAXS623 Bypass Valve | AUX BOILER AREA | Valve | CLOSED
MBL02AE201CB02 | Unit 2 air inlet duct Hoist | EVAP COOLER CONTROL BOX PNL MBL02AC301 | 480 V CIRCUIT BREAKER | OPEN
MBL01AE201CB02 | Unit 1 air inlet duct hoist | EVAP Cooler control box MBL01AC301 | 480 V CIRCUIT BREAKER | OPEN
V916A | Seal water pump suction | U1 ACC AREA | Valve | CLOSED
V917A | Seal water supply to the Vacuum Pump isolation valve | U1 ACC AREA | Valve | CLOSED
V917B | Seal water to the suction of the Vacuum Pump isolation valve | U1 ACC AREA | Valve | CLOSED
V919E | Seal water makeup isolation valve | U1 ACC AREA | Valve | CLOSED
01ACCHTR01A | UNIT 1 ACC FAN GRBX OIL HTR 01A | 01-LVD-PPL-2311, BR13 outside of ACC MCC enclosure | 208/120VAC CIRCUIT BREAKER | OPEN
01ACCHTR01B | UNIT 1 ACC FAN GRBX OIL HTR 01B | 01-LVD-PPL-2311, BR15 outside of ACC MCC enclosure | 208/120VAC CIRCUIT BREAKER | OPEN
01ACCHTR01F | UNIT 1 ACC FAN GRBX OIL HTR 01F | 01-LVD-PPL-2311, BR23 outside of ACC MCC enclosure | 208/120VAC CIRCUIT BREAKER | OPEN
01ACCHTR02A | UNIT 1 ACC FAN GRBX OIL HTR 02A | 01-LVD-PPL-2311, BR25 outside of ACC MCC enclosure | 208/120VAC CIRCUIT BREAKER | OPEN
01ACCHTR02B | UNIT 1 ACC FAN GRBX OIL HTR 02B | 01-LVD-PPL-2311, BR27 outside of ACC MCC enclosure | 208/120VAC CIRCUIT BREAKER | OPEN
01ACCHTR02F | UNIT 1 ACC FAN GRBX OIL HTR 02F | 01-LVD-PPL-2311, BR16 outside of ACC MCC enclosure | 208/120VAC CIRCUIT BREAKER | OPEN
01ACCHTR03A | UNIT 1 ACC FAN GRBX OIL HTR 03A | 01-LVD-PPL-2311, BR18 outside of ACC MCC enclosure | 208/120VAC CIRCUIT BREAKER | OPEN
01ACCHTR03B | UNIT 1 ACC FAN GRBX OIL HTR 03B | 01-LVD-PPL-2311, BR20 outside of ACC MCC enclosure | 208/120VAC CIRCUIT BREAKER | OPEN
01ACCHTR03F | UNIT 1 ACC FAN GRBX OIL HTR 03F | 01-LVD-PPL-2311, BR28 outside of ACC MCC enclosure | 208/120VAC CIRCUIT BREAKER | OPEN
01ACCHTR04A | UNIT 1 ACC FAN GRBX OIL HTR 04A | 01-LVD-PPL-2311, BR30 outside of ACC MCC enclosure | 208/120VAC CIRCUIT BREAKER | OPEN
02ACCHTR01A | UNIT 2 ACC FAN GRBX OIL HTR 01A | 02-LVD-PPL-2411, BR 13 outside of ACC MCC enclosure | 208/120VAC CIRCUIT BREAKER | OPEN
02ACCHTR01B | UNIT 2 ACC FAN GRBX OIL HTR 01B | 02-LVD-PPL-2411, BR 15 outside of ACC MCC enclosure | 208/120VAC CIRCUIT BREAKER | OPEN
02ACCHTR01C | UNIT 2 ACC FAN GRBX OIL HTR 01C | 02-LVD-PPL-2411, BR 17 outside of ACC MCC enclosure | 208/120VAC CIRCUIT BREAKER | OPEN
02ACCHTR01D | UNIT 2 ACC FAN GRBX OIL HTR 01D | 02-LVD-PPL-2411, BR 19 outside of ACC MCC enclosure | 208/120VAC CIRCUIT BREAKER | OPEN
02ACCHTR01E | UNIT 2 ACC FAN GRBX OIL HTR 01E | 02-LVD-PPL-2411, BR 21 outside of ACC MCC enclosure | 208/120VAC CIRCUIT BREAKER | OPEN
02ACCHTR01F | UNIT 2 ACC FAN GRBX OIL HTR 01F | 02-LVD-PPL-2411, BR 23 outside of ACC MCC enclosure | 208/120VAC CIRCUIT BREAKER | OPEN
02ACCHTR02A | UNIT 2 ACC FAN GRBX OIL HTR 02A | 02-LVD-PPL-2411, BR 25 outside of ACC MCC enclosure | 208/120VAC CIRCUIT BREAKER | OPEN
02ACCHTR02B | UNIT 2 ACC FAN GRBX OIL HTR 02B | 02-LVD-PPL-2411, BR 27 outside of ACC MCC enclosure | 208/120VAC CIRCUIT BREAKER | OPEN
02ACCHTR02C | UNIT 2 ACC FAN GRBX OIL HTR 02C | 02-LVD-PPL-2411, BR 29 outside of ACC MCC enclosure | 208/120VAC CIRCUIT BREAKER | OPEN
02ACCHTR02D | UNIT 2 ACC FAN GRBX OIL HTR 02D | 02-LVD-PPL-2411, BR 12 outside of ACC MCC enclosure | 208/120VAC CIRCUIT BREAKER | OPEN
02ACCHTR02E | UNIT 2 ACC FAN GRBX OIL HTR 02E | 02-LVD-PPL-2411, BR 14 outside of ACC MCC enclosure | 208/120VAC CIRCUIT BREAKER | OPEN
02ACCHTR02F | UNIT 2 ACC FAN GRBX OIL HTR 02F | 02-LVD-PPL-2411, BR 16 outside of ACC MCC enclosure | 208/120VAC CIRCUIT BREAKER | OPEN
02ACCHTR03A | UNIT 2 ACC FAN GRBX OIL HTR 03A | 02-LVD-PPL-2411, BR 18 outside of ACC MCC enclosure | 208/120VAC CIRCUIT BREAKER | OPEN
02ACCHTR03B | UNIT 2 ACC FAN GRBX OIL HTR 03B | 02-LVD-PPL-2411, BR 20 outside of ACC MCC enclosure | 208/120VAC CIRCUIT BREAKER | OPEN
02ACCHTR03C | UNIT 2 ACC FAN GRBX OIL HTR 03C | 02-LVD-PPL-2411, BR 22 outside of ACC MCC enclosure | 208/120VAC CIRCUIT BREAKER | OPEN
02ACCHTR03D | UNIT 2 ACC FAN GRBX OIL HTR 03D | 02-LVD-PPL-2411, BR 24 outside of ACC MCC enclosure | 208/120VAC CIRCUIT BREAKER | OPEN
02ACCHTR03E | UNIT 2 ACC FAN GRBX OIL HTR 03E | 02-LVD-PPL-2411, BR 26 outside of ACC MCC enclosure | 208/120VAC CIRCUIT BREAKER | OPEN
02ACCHTR03F | UNIT 2 ACC FAN GRBX OIL HTR 03F | 02-LVD-PPL-2411, BR 28 outside of ACC MCC enclosure | 208/120VAC CIRCUIT BREAKER | OPEN
02ACCHTR04A | UNIT 2 ACC FAN GRBX OIL HTR 04A | 02-LVD-PPL-2411, BR 30 outside of ACC MCC enclosure | 208/120VAC CIRCUIT BREAKER | OPEN
EmergencystopbuttonBINACompres | Emergency stop button B INA Compressor | E-Stop | E stop button | OPEN
01vbfw271a | 1A BFP HP manual discharge bypass | PIPE RACK | Valve | CLOSED
01VBFW265B | 1A BFP LP SUCTION BYPASS | PIPE RACK | Valve | CLOSED
00VFGS204F | FGC "C" suction valve | FUEL GAS COMPRESSOR AREA | Valve | CLOSED
00VFGS207F | FGC "C" discharge valve | FUEL GAS COMPRESSOR AREA | Valve | CLOSED
null | U2C LRVP Seal water make up SWS105 | U2 ACC AREA | Valve | CLOSED
null | 02-ARM-V-901A LRVP C Seal water manual valve | U2 ACC AREA |  | CLOSED
00VDWT650F | Sodium Hypochlorite Discharge Isolation | SERVICE WATER TANK AREA | Valve | CLOSED
null | 00-DWT-CPL-02B DWT Two Pass ROB Control Panel | 02-HRG-MCC121 13FJ | Breaker | OPEN
null | ROB Flush Water ISO | WATER TREATMENT BLDG | Valve | CLOSED
null | VDWT600 ROB 2nd Pass Permeate Vent | WATER TREATMENT BLDG | Valve | OPEN
01SYDBKR01 | U1 Closing/Pri fuse for 01-SYD-BKR-01 | Switch Yard | Breaker | OPEN
01SYDDSW02 | U1 Switch Yard Disconnect | U1 | disconnect switch | OPEN
00UATXFR1 | 3000A Main Breaker 52-1-M1 | MVB SWITHCGEAR 1, CUBICLE 7B | 13.8 KV RACK-OUT BREAKER | OPEN
01HYHGCB132E | U1 GCB 57TG-1 | GCB landing |  | CLOSED
89G1 | GCB Disconnect 89G-1 | GCB landing | DISCONNECT | OPEN
GeneratorSiteGround57GG1 | Generator Site Ground 57GG-1 | U1 Generator |  | CLOSED
89SS1 | SFC TO U1 GENERATOR DISCONNECT | GSB | DISCONNECT | OPEN
89SS1 | SFC TO U1 GENERATOR DISCONNECT | GSB | DISCONNECT | OPEN
89G1 | DISCONNECT DOWNSTREAM OF GCB | GCB landing | DISCONNECT | OPEN
01MOVHLS944H | HRSG 1 LP SPARGING STEAM SHUTOFF MOV HANDWHEEL | HRSG WEST | MOV handwheel | CLOSED
01MOVHIS909H | HRSG 1 IP SPARGING STEAM STOP MOV HANDWHEEL | HRSG WEST | MOV handwheel | CLOSED
01MOVHHS904H | HRSG 1 HP SPARGING STEAM MOV HANDWHEEL | HRSG WEST | MOV handwheel | CLOSED
01MPV01AP401M01 | Emergency Lube Oil Pump Motor | TCP | Breaker | OPEN
01MPV01AP101M01 | UNIT 1 MAIN LUBE OIL PUMP MOTOR A | HRSG-1 ENCLOSURE MCC 111 CUBICLE 2FM | 480 V MOLDED CASE BREAKER | OPEN
00MVBSWG11 | 2000 Main Breaker 52-11-M1 | MVB, DC DISTRIBUTION PANEL 01-LVE-PPL-01, F10.3 | 6.9 KV RACK-OUT BREAKER | OPEN
01SYDBKR01 | U1 Closing/Pri fuse for 01-SYD-BKR-01 | Switch Yard | Breaker | OPEN
01SYDDSW02 | U1 Switch Yard Disconnect | U1 | disconnect switch | OPEN
01SYDDSW02Brker2224 | U1 Switch Yard Disconnect DC breaker | U1 switch yard Bldg- 00-LVE-PPL-01 125VDC Panelboard | DC Breaker | OPEN
00UATXFR1 | 3000A Main Breaker 52-1-M1 | MVB SWITHCGEAR 1, CUBICLE 7B | 13.8 KV RACK-OUT BREAKER | OPEN
01HYHGCB132E | U1 GCB 57TG-1 | GCB landing |  | CLOSED
89G1 | U2 GCB Disconnect 89G-2 | U2 GCB landing | DISCONNECT | OPEN
57GG2 | U2Generator Side Ground 57GG-2 | U2 Generator |  | CLOSED
89SS2 | SFC TO U2 GENERATOR DISCONNECT | U2 GSB | DISCONNECT | OPEN
02SGJ02AA001 | CO2 ACTUATION LINE ISOLATION VALVE | West sie of U2 turnbine building |  | CLOSED
02SGJ02AA202 | SLIP RING HOUSING ISOLATION VALVE | West sie of U2 turnbine building |  | CLOSED
02SYDBKR01 | U2 Closing/Pri fuse for 02-SYD-BKR-01 | Switch Yard | Breaker | OPEN
02SYDDSW02 | U2 Switch Yard Disconnect | Switch Yard | disconnect switch | OPEN
02SYDDSW02 | U2 Switch Yard Disconnect DC breaker | U2 switch yard Bldg- 00-LVE-PPL-02 125VDC Panelboard, Br 22/24 | DC Breaker | OPEN
89G2Q9 | U2 Generator Disconnect GCB 89G | U2 GCB landing |  | OPEN
Q82 | U2 GCB Ground (transformer side) | GCB landing |  | CLOSED
00YVFGS800 | ANR/NB Emergency Shut Off valve | FGS yard |  | CLOSED
ForneyB1028707006 | TB-DC1 fuse #5 | Unit 1 Duct burner skid area | Fuse | pulled
ForneyB1028707006 | TB-DC1 fuse # 6 | Unit 1 DB skid | Fuse | pulled
ForneyB1028707006 | TB-DC1 fuse # 8 | Unit 1 DB skid | Fuse | pulled
forneyB1028707006 | TB-DC1 fuse # 9 | Unit 1 DB skid area | Fuse | pulled
ForneyB1028707005A | TB-AC1 fuse # 7 | Unit 1 DB skid | Fuse | pulled
02SYDDSW01 | U2 Switch Yard Disconnect | Switch Yard | disconnect switch | OPEN
02SYDDSW01 | U2 Switch Yard Disconnect DC breaker | U2 switch yard Bldg- 00-LVE-PPL-02 125VDC Panelboard, Br 21/23 | DC Breaker | OPEN
98SS2Q91 | SFC TO U2 GENERATOR DISCONNECT | GSB | DISCONNECT | OPEN
98G2Q9 | DISCONNECT DOWNSTREAM OF GCB U2 | GCB landing | DISCONNECT | OPEN
02MBH06AN104M01 | GT ECA COMPRESSOR A VAPOR EXTRACTOR (B) | TCP | 480 V MOLDED CASE BREAKER | OPEN
02MBH06AN106M01 | GT ECA COMPRESSOR B VAPOR EXTRACTOR (B) | TCP | 480 V MOLDED CASE BREAKER | OPEN
02MBH06AN107M01 | GT ECA COMPRESSOR A ENCLOSURE FAN (A) | TCP | 480 V MOLDED CASE BREAKER | OPEN
02MBH06AN108M01 | GT ECA COMPRESSOR A ENCLOSURE FAN (B) | TCP | 480 V MOLDED CASE BREAKER | OPEN
02MBH06AN109M01 | GT ECA COMPRESSOR B ENCLOSURE FAN (A) | TCP | 480 V MOLDED CASE BREAKER | OPEN
02MBH06AN110M01 | GT ECA COMPRESSOR B ENCLOSURE FAN (B) | TCP | 480 V MOLDED CASE BREAKER | OPEN
ForneyB1028707006 | TB-DC1 fuse #5 | Unit 2 Duct Burner Managment System Cabinet 02-BUR-JBX-01 | Fuse | pulled
ForneyB1028707006 | TB-DC1 fuse # 6 | Unit 2 Duct Burner Managment System Cabinet 02-BUR-JBX-01 | Fuse | pulled
ForneyB1028707006 | TB-DC1 fuse # 8 | Unit 2 Duct Burner Managment System Cabinet 02-BUR-JBX-01 | Fuse | pulled
forneyB1028707006 | TB-DC1 fuse # 9 | Unit 2 Duct Burner Managment System Cabinet 02-BUR-JBX-01 | Fuse | pulled
ForneyB1028707005A | TB-AC1 fuse # 7 | Unit 2 Duct Burner Managment System Cabinet 02-BUR-JBX-01 | Fuse | pulled
02FGSSOV293 | DUCT BURNER SOV | DUCT BURNER SKID |  | CLOSED
02MOVAXS322 | UNIT 2 AUX STEAM ISOLATION MOV BYPASS | U2 2ND LEVEL PIPE RACK | Valve | OPEN
02MOVAXS322H | UNIT 2 AUXBLR TO STM SEP INLET BYP HANDWHEEL | U2 2ND LEVEL PIPE RACK | Valve | CLOSED
02MOVAXS321H | UNIT 2 AUXBLR TO STM SEP INLET BLK MOV HANDWHEEL | 2ND PIPE RACK | Valve | CLOSED
02MOVHLS944 | UNIT 2 LP SPARGING STEAM SHUTOFF VLV | 02-LVB-PPL-1214, BR 11 OUTSIDE HRSG SWG ENCLOSURE | 480 V CIRCUIT BREACKER | OPEN
02MOVHLS944H | HRSG 2 LP SPARGING STEAM SHUTOFF MOV HANDWHEEL | HRSG WEST | Valve | CLOSED
02MOVHIS909H | HRSG 2 IP SPARGING STEAM STOP MOV HANDWHEEL |  | Valve | CLOSED
02VAXS175B | DA EJECTOR SUPPLY CONTROL VALVE BLOCK VALVE BYPASS | U2 CONDENSATE RECIEVER TANK 2ND LEVEL |  | CLOSED
02VAXS168B | AUX STEAM SUPPLY VALVE FOR CONDENSATE TANK SPARGER BYPASS | U2 CONDENSATE RECIEVER TANK 2ND LEVEL |  | CLOSED
02VAXS159B | ELECTRIC SUPERHEATER/SEPARATOR ISOLATION BYPASS | U2 GROUND FLOOR SOUTH OF ELECT SP HTR |  | CLOSED
98SS2Q91 | SFC TO U2 GENERATOR DISCONNECT | GSB | DISCONNECT | OPEN
98G2Q9 | DISCONNECT DOWNSTREAM OF GCB U2 | GCB landing | DISCONNECT | OPEN
02MBM01GU001 | GT IGNITION EXCITER | TCP; 02BFJ01; CUBICLE 10D | 480 V MOLDED CASE BREAKER | OPEN
02MBH06AP401M01 | GT ECA COMPRESSOR A "A" AUX OIL | TCP; 02BMC01; CUBICLE 6C | 480 V MOLDED CASE BREAKER | OPEN
02MBH06AP402M01 | GT ECA COMPRESSOR B AUX OIL | TCP; 02BMC01; CUBICLE 6B | 480 V MOLDED CASE BREAKER | OPEN
02MBH06AN103M01 | GT ECA COMPRESSOR A VAPOR EXTRACTOR (A) | TCP; 02BFJ01; CUBICLE 13B | 480 V MOLDED CASE BREAKER | OPEN
02MBH06AN104M01 | GT ECA COMPRESSOR A VAPOR EXTRACTOR (B) | TCP; 02BMC01; CUBICLE 7A | 480 V MOLDED CASE BREAKER | OPEN
02MBH06AN105M01 | GT ECA COMPRESSOR B VAPOR EXTRACTOR (A) | TCP; 02BFJ01; CUBICLE 13A | 480 V MOLDED CASE BREAKER | OPEN
02MBH06AN106M01 | GT ECA COMPRESSOR B VAPOR EXTRACTOR (B) | TCP; 02BMC01; CUBICLE 1A | 480 V MOLDED CASE BREAKER | OPEN
02MBH06AN107M01 | GT ECA COMPRESSOR A ENCLOSURE FAN (A) | TCP; 02BFJ01; CUBICLE 9A | 480 V MOLDED CASE BREAKER | OPEN
02MBH06AN108M01 | GT ECA COMPRESSOR A ENCLOSURE FAN (B) | TCP; 02BFJ01; CUBICLE 12B | 480 V MOLDED CASE BREAKER | OPEN
02MBH06AN109M01 | GT ECA COMPRESSOR B ENCLOSURE FAN (A) | TCP; 02BFJ01; CUBICLE 12A | 480 V MOLDED CASE BREAKER | OPEN
02MBH06AN110M01 | GT ECA COMPRESSOR B ENCLOSURE FAN (B) | TCP; 02BFJ01; CUBICLE 12C | 480 V MOLDED CASE BREAKER | OPEN
02MBH06AH102 | GT ECA COMPRESSOR B OIL HEATER | TCP; 02BFJ01; CUBICLE 11C | 480 V MOLDED CASE BREAKER | OPEN
02MBH06AH101 | GT ECA COMPRESSOR A OIL HEATER | TCP; 02BFJ01; CUBICLE 11B | 480 V MOLDED CASE BREAKER | OPEN
02MBA11AN101M01 | GT PACKAGE VENTILATION FAN A | TCP; 02BMC01; CUBICLE 8A | 480 V MOLDED CASE BREAKER | OPEN
02MBA11AN102M01 | GT PACKAGE VENTILATION FAN B | TCP; 02BMC01; CUBICLE 9A | 480 V MOLDED CASE BREAKER | OPEN
ForneyB1028707006 | TB-DC1 fuse #5 | Unit 2 Duct Burner Managment System Cabinet 02-BUR-JBX-01 | Fuse | pulled
ForneyB1028707006 | TB-DC1 fuse # 6 | Unit 2 Duct Burner Managment System Cabinet 02-BUR-JBX-01 | Fuse | pulled
ForneyB1028707006 | TB-DC1 fuse # 8 | Unit 2 Duct Burner Managment System Cabinet 02-BUR-JBX-01 | Fuse | pulled
forneyB1028707006 | TB-DC1 fuse # 9 | Unit 2 Duct Burner Managment System Cabinet 02-BUR-JBX-01 | Fuse | pulled
ForneyB1028707005A | TB-AC1 fuse # 7 | Unit 2 Duct Burner Managment System Cabinet 02-BUR-JBX-01 | Fuse | pulled
02FGSSOV293 | DUCT BURNER SOV | DUCT BURNER SKID |  | CLOSED
QE10 | Battery#1 feed to SFC |  |  | Off
QE20 | Battery#2 feed to SFC |  |  | Off
QF01 | Control Power to SFC |  |  | OPEN
01MBV01AA504 | Accumulator tank "D" sypply valve | LUBE OIL TANK |  | CLOSED
01MBV01AA504 | Accumulator tank "D" sypply valve | LUBE OIL TANK |  | CLOSED
02MPV01AP401M01 | Emergency Lube Oil Pump Motor | TCP | Breaker | OPEN
01MPV01AT101 | Lube oil filter switching valve | Lube oil system |  | North filter
01MBV01AA915 | South Filter Dirty Side Drain |  |  | OPEN
00VFGS542A | FGC "B" purge valve | Inide FGC "B" enclosure | Valve | CLOSED
00VINA552B | FGC "B" discharge block AOV air supply. | Inside FGC "B" enclosure |  | CLOSED
00VINA581B | FGC "B" inlet block AOV control air isolation | Inside FGC "B" enclosure | Valve | CLOSED
00VINA587 | FGC "B" vent AOV control air isolation | Inside FGC "B" enclosure |  | CLOSED
00DWTCPL02A | DWT TWO PASS RO A CONTROL PNL | HRSG-2 ENCLSURE 480V MCC 221, CUBICLE 13FF | 480 V MOLDED CASE BREAKER | OPEN
null | 00-INJ-DWT802 Caustic Inj Isolation | WATER TREATMENT BLDG |  | CLOSED
null | 01-VHHS994 U1 HP Sparging Drain Block | HP Sparging Steam |  | OPEN
null | 01-VHHS995 U1 HP Sparging Drain | HP Sparging Steam |  | OPEN
02MOVAXS322 | UNIT 2 AUX STEAM ISOLATION MOV BYPASS | U2 2ND LEVEL PIPE RACK | Valve | OPEN
02MOVHLS944 | UNIT 2 LP SPARGING STEAM SHUTOFF VLV | 02-LVB-PPL-1214, BR 11 OUTSIDE HRSG SWG ENCLOSURE | 480 V CIRCUIT BREACKER | OPEN
02MOVHLS944H | HRSG 2 LP SPARGING STEAM SHUTOFF MOV HANDWHEEL | HRSG WEST | Valve | CLOSED
02MOVHIS909H | HRSG 2 IP SPARGING STEAM STOP MOV HANDWHEEL |  | Valve | CLOSED
02VAXS168B | AUX STEAM SUPPLY VALVE FOR CONDENSATE TANK SPARGER BYPASS | U2 CONDENSATE RECIEVER TANK 2ND LEVEL |  | CLOSED
02VAXS159B | ELECTRIC SUPERHEATER/SEPARATOR ISOLATION BYPASS | U2 GROUND FLOOR SOUTH OF ELECT SP HTR |  | CLOSED
01VAXS168B | AUX STEAM SUPPLY VALVE FOR CONDENSATE TANK SPARGER BYPASS | U1 CONDENSATE RECIEVER TANK 2ND LEVEL |  | CLOSED
01VAXS159B | ELECTRIC SUPERHEATER/SEPARATOR ISOLATION BYPASS | U1 GROUND FLOOR SOUTH OF ELECT SP HTR |  | CLOSED
89SS11Q91 | SFC TO U1 GENERATOR DISCONNECT | GSB | DISCONNECT | OPEN
89G11Q9 | DISCONNECT DOWNSTREAM OF GCB U1 | GCB landing | DISCONNECT | OPEN
01MBH06AN104M01 | GT ECA COMPRESSOR A VAPOR extractor (B) | TCP | 480 V MOLDED CASE BREAKER | OPEN
01MBH06AN106M01 | GT ECA COMPRESSOR B VAPOR extractor (B) | TCP | 480 V MOLDED CASE BREAKER | OPEN
01MBH06AN107M01 | GT ECA COMPRESSOR "A" ENCLOSURE FAN (A) | TCP | 480 V MOLDED CASE BREAKER | OPEN
01MBH06AN108M01 | GT ECA COMPRESSOR "A" ENCLOSURE FAN (B) | TCP | 480 V MOLDED CASE BREAKER | OPEN
01MBH06AN109M01 | GT ECA COMPRESSOR "B" ENCLOSURE (A) | TCP | 480 V MOLDED CASE BREAKER | OPEN
01MBH06AN110M01 | GT ECA COMPRESSOR "B" ENCLOSURE (B) | TCP | 480 V MOLDED CASE BREAKER | OPEN
01FGSSOV293 | DUCT BURNER SOV | DUCT BURNER SKID |  | CLOSED
01SGJ02AA103 | CO2 TO GAS TURBINE ENCLOSURE ISOLATION VALVE | West sie of U1 turnbine building |  | CLOSED
02ARM917A | U2 "E" Seal water supply to vacuum pump | U2 Vaccuum pump E | Valve | CLOSED
02MOVHHS907H | HRSG 2 HP STEAM STOP SMALL MOV HANDWHEEL | TOP OF HRSG | Valve | CLOSED
02MOVHHS907BYP | HRSG 2 HP STEAM STOP SMALL MOV BYPASS | TOP OF HRSG | Valve | CLOSED
02MOVHHS906H | HRSG 2 HP STEAM STOP MOV HANDWHEEL | TOP OF THE HRSG | Valve | CLOSED
02MOVHHS906BYP | HRSG 2 HP STEAM STOP MOV BYPASS | TOP OF THE HRSG | Valve | CLOSED
02VHRS909 | NITROGEN FILL TO CRH | TOP OF THE HRSG | Valve | CLOSED
02MOVHIS908B | HRSG 2 IP STEAM STOP BYPASS |  | Valve | CLOSED
02MOVHRS914H | HRSG 2 REHEAT DRN MOV HANDWHEEL | HRSG ground level | Valve | CLOSED
02MOVHIS918H | HRSG 2 IP SH MOV DRN MOV HANDWHEEL | HRSG ground level | Valve | CLOSED
02VHRS930 | HRH interstage attemperator isolation | HRSG ground level | Valve | CLOSED
02HTTHPL1612 | Heat Trace Ckt 22/24 | U2 CRT Landing | Breaker | OPEN
02HTTHPL2611 | Heat Trace Ckt 13/15 | N of U2 ACC MCC Enclosure | Breaker | OPEN
02HTTHPL2611 | Heat Trace Ckt 14/16 | N of U2 ACC MCC Enclosure | Breaker | OPEN
02HTTHPL2611 | Heat Trace Ckt 45/47 | N of U2 ACC MCC Enclosure | Breaker | OPEN
01HTTHPL2511BRK1012 | HTT-HPPL 2511 BRK 10/12 CKT 6 | U1 ACC MCC Area | Breaker | OPEN
HTTHPPL2511BRK911 | HTT-HPPL 2511 BRK 9/11 CKT 5 | unit 1 ACC MCC Area | Breaker | OPEN
HTTHPPL2511Breaker4143CKT21 | HTT-HPPL 2511 Breaker 41/43 CKT 21 | unit 1 ACC MCC Area | Breaker | OPEN
HTTHPPL1312Breaker2224CKT12 | HTT-HPPL 1312 Breaker 22/24 CKT 12 | U1 CRT Landing | Breaker | OPEN
HTTHPPL1312Breaker68CKT4 | HTT-HPPL 1312 Breaker 6/8 CKT 4 | U1 CRT Landing | Breaker | OPEN
Brker57CB03 | 01-HTT-HPL-1111 Brker 5/7 CB 03 | Top of U1 HRSG west (between HP and IP drums) | Breaker | OPEN
Brker13CB01 | 01-HTT-HPL-1111 Brker 1/3 CB 01 | Top of U1 HRSG west (between HP and IP drums) | Breaker | OPEN
Brker911CB05 | 01-HTT-HPL-1111 Brker 9/11 CB 05 | Top of U1 HRSG west (between HP and IP drums) | Breaker | OPEN
Brker1315CB07 | 01-HTT-HPL-1111 Brker 13/15 CB 07 | Top of U1 HRSG west (between HP and IP drums) | Breaker | OPEN
Brker1719CB09 | 01-HTT-HPL-1111 Brker 17/19 CB 09 | Top of U1 HRSG west (between HP and IP drums) | Breaker | OPEN
Brker2123CB11 | 01-HTT-HPL-1111 Brker 21/23 CB 11 | Top of U1 HRSG west (between HP and IP drums) | Breaker | OPEN
Brker2527CB13 | 01-HTT-HPL-1111 Brker 25/27 CB 13 | Top of U1 HRSG west (between HP and IP drums) | Breaker | OPEN
Brker2931CB15 | 01-HTT-HPL-1111 Brker 29/31 CB 15 | Top of U1 HRSG west (between HP and IP drums) | Breaker | OPEN
Brker3335CB17 | 01-HTT-HPL-1111 Brker 33/35 CB 17 | Top of U1 HRSG west (between HP and IP drums) | Breaker | OPEN
Brker3739CB19 | 01-HTT-HPL-1111 Brker 37/39 CB 19 | Top of U1 HRSG west (between HP and IP drums) | Breaker | OPEN
Brker4143CB21 | 01-HTT-HPL-1111 Brker 41/43 CB 21 | Top of U1 HRSG west (between HP and IP drums) | Breaker | OPEN
Brker4547CB23 | 01-HTT-HPL-1111 Brker 45/47 CB 23 | Top of U1 HRSG west (between HP and IP drums) | Breaker | OPEN
Brker4951CB25 | 01-HTT-HPL-1111 Brker 49/51 CB 25 | Top of U1 HRSG west (between HP and IP drums) | Breaker | OPEN
Brker5355CB27 | 01-HTT-HPL-1111 Brker 53/55 CB 27 | Top of U1 HRSG west (between HP and IP drums) | Breaker | OPEN
Brker5759CB29 | 01-HTT-HPL-1111 Brker 57/59 CB 29 | Top of U1 HRSG west (between HP and IP drums) | Breaker | OPEN
Brker6163CB31 | 01-HTT-HPL-1111 Brker 61/63 CB 31 | Top of U1 HRSG west (between HP and IP drums) | Breaker | OPEN
Brker6567CB33 | 01-HTT-HPL-1111 Brker 65/67 CB 33 | Top of U1 HRSG west (between HP and IP drums) | Breaker | OPEN
Brker6971CB35 | 01-HTT-HPL-1111 Brker 69/71 CB 35 | Top of U1 HRSG west (between HP and IP drums) | Breaker | OPEN
Brker24CB2 | 01-HTT-HPL-1111 Brker 2/4 CB 2 | Top of unit 1 HRSG west " Between HP/IP Drum" | Breaker | OPEN
Brker7375CB37 | 01-HTT-HPL-1111 Brker 73/75 CB 37 | Top of U1 HRSG west (between HP and IP drums) | Breaker | OPEN
Brker68CB04 | 01-HTT-HPL-1111 Brker 6/8 CB 04 | Top of U1 HRSG west (between HP and IP drums) | Breaker | OPEN
Brker7779CB39 | 01-HTT-HPL-1111 Brker 77/79 CB 39 | Top of U1 HRSG west (between HP and IP drums) | Breaker | OPEN
Brker81CB81 | 01-HTT-HPL-1111 Brker 81 CB 81 | Top of U1 HRSG west (between HP and IP drums) | Breaker | OPEN
Brker1012CB06 | 01-HTT-HPL-1111 Brker 10/12 CB 06 | Top of U1 HRSG west (between HP and IP drums) | Breaker | OPEN
Brker83CB83 | 01-HTT-HPL-1111 Brker 83 CB 83 | Top of U1 HRSG west (between HP and IP drums) | Breaker | OPEN
Brker1416CB08 | 01-HTT-HPL-1111 Brker 14/16 CB 08 | Top of U1 HRSG west (between HP and IP drums) | Breaker | OPEN
Brker1820CB10 | 01-HTT-HPL-1111 Brker 18/20 CB 10 | Top of U1 HRSG west (between HP and IP drums) | Breaker | OPEN
Brker2224CB12 | 01-HTT-HPL-1111 Brker 22/24 CB 12 | Top of U1 HRSG west (between HP and IP drums) | Breaker | OPEN
Brker2628CB14 | 01-HTT-HPL-1111 Brker 26/28 CB 14 | Top of U1 HRSG west (between HP and IP drums) | Breaker | OPEN
Brker3032CB16 | 01-HTT-HPL-1111 Brker 30/32 CB 16 | Top of U1 HRSG west (between HP and IP drums) | Breaker | OPEN
Brker3436CB18 | 01-HTT-HPL-1111 Brker 34/36 CB 18 | Top of U1 HRSG west (between HP and IP drums) | Breaker | OPEN
Brker3840CB20 | 01-HTT-HPL-1111 Brker 38/40 CB 20 | Top of U1 HRSG west (between HP and IP drums) | Breaker | OPEN
Brker4244CB22 | 01-HTT-HPL-1111 Brker 42/44 CB 22 | Top of U1 HRSG west (between HP and IP drums) | Breaker | OPEN
Brker4648CB24 | 01-HTT-HPL-1111 Brker 46/48 CB 24 | Top of U1 HRSG west (between HP and IP drums) | Breaker | OPEN
Brker5052CB26 | 01-HTT-HPL-1111 Brker 50/52 CB 26 | Top of U1 HRSG west (between HP and IP drums) | Breaker | OPEN
Brker5456CB28 | 01-HTT-HPL-1111 Brker 54/56 CB 28 | Top of U1 HRSG west (between HP and IP drums) | Breaker | OPEN
Brker5860CB30 | 01-HTT-HPL-1111 Brker 58/60 CB 30 | Top of U1 HRSG west (between HP and IP drums) | Breaker | OPEN
Brker6264CB32 | 01-HTT-HPL-1111 Brker 62/64 CB 32 | Top of U1 HRSG west (between HP and IP drums) | Breaker | OPEN
Brker6668CB34 | 01-HTT-HPL-1111 Brker 66/68 CB 34 | Top of U1 HRSG west (between HP and IP drums) | Breaker | OPEN
Brker7072CB36 | 01-HTT-HPL-1111 Brker 70/72 CB 36 | Top of U1 HRSG west (between HP and IP drums) | Breaker | OPEN
Brker7476CB38 | 01-HTT-HPL-1111 Brker 74/76 CB 38 | Top of U1 HRSG west (between HP and IP drums) | Breaker | OPEN
Brker7880CB39 | 01-HTT-HPL-1111 Brker 78/80 CB 39 | Top of U1 HRSG west (between HP and IP drums) | Breaker | OPEN
Brker82CB82 | 01-HTT-HPL-1111 Brker 82 CB 82 | Top of U1 HRSG west (between HP and IP drums) | Breaker | OPEN
Brker84CB84 | 01-HTT-HPL-1111 Brker 84 CB 84 | Top of U1 HRSG west (between HP and IP drums) | Breaker | OPEN
Brker13CB01 | 01-HTT-HPL-1112 Brker 1/3 CB 01 | Outside of U1 HRSG MCC enclosure (NE corner of the enclosure) | Breaker | OPEN
Brker57CB03 | 01-HTT-HPL-1112 Brker 5/7 CB 03 | Outside of U1 HRSG MCC enclosure (NE corner of the enclosure) | Breaker | OPEN
Brker911CB05 | 01-HTT-HPL-1112 Brker 9/11 CB 05 | Outside of U1 HRSG MCC enclosure (NE corner of the enclosure) | Breaker | OPEN
Brker1315CB07 | 01-HTT-HPL-1112 Brker 13/15 CB 07 | Outside of U1 HRSG MCC enclosure (NE corner of the enclosure) | Breaker | OPEN
Brker1719CB09 | 01-HTT-HPL-1112 Brker 17/19 CB 09 | Outside of U1 HRSG MCC enclosure (NE corner of the enclosure) | Breaker | OPEN
Brker2123CB11 | 01-HTT-HPL-1112 Brker 21/23 CB 11 | Outside of U1 HRSG MCC enclosure (NE corner of the enclosure) | Breaker | OPEN
Brker2527CB13 | 01-HTT-HPL-1112 Brker 25/27 CB 13 | Outside of U1 HRSG MCC enclosure (NE corner of the enclosure) | Breaker | OPEN
Brker2931CB15 | 01-HTT-HPL-1112 Brker 29/31 CB 15 | Outside of U1 HRSG MCC enclosure (NE corner of the enclosure) | Breaker | OPEN
Brker3335CB17 | 01-HTT-HPL-1112 Brker 33/35 CB 17 | Outside of U1 HRSG MCC enclosure (NE corner of the enclosure) | Breaker | OPEN
Brker3739CB19 | 01-HTT-HPL-1112 Brker 37/39 CB 19 | Outside of U1 HRSG MCC enclosure (NE corner of the enclosure) | Breaker | OPEN
Brker4143CB21 | 01-HTT-HPL-1112 Brker 41/43 CB 21 | Outside of U1 HRSG MCC enclosure (NE corner of the enclosure) | Breaker | OPEN
Brker4547CB23 | 01-HTT-HPL-1112 Brker 45/47 CB 23 | Outside of U1 HRSG MCC enclosure (NE corner of the enclosure) | Breaker | OPEN
Brker4951CB25 | 01-HTT-HPL-1112 Brker 49/51 CB 25 | Outside of U1 HRSG MCC enclosure (NE corner of the enclosure) | Breaker | OPEN
Brker5355CB27 | 01-HTT-HPL-1112 Brker 53/55 CB 27 | Outside of U1 HRSG MCC enclosure (NE corner of the enclosure) | Breaker | OPEN
Brker5759CB29 | 01-HTT-HPL-1112 Brker 57/59 CB 29 | Outside of U1 HRSG MCC enclosure (NE corner of the enclosure) | Breaker | OPEN
Brker6163CB31 | 01-HTT-HPL-1112 Brker 61/63 CB 31 | Outside of U1 HRSG MCC enclosure (NE corner of the enclosure) | Breaker | OPEN
Brker6567CB33 | 01-HTT-HPL-1112 Brker 65/67 CB 33 | Outside of U1 HRSG MCC enclosure (NE corner of the enclosure) | Breaker | OPEN
Brker6971CB35 | 01-HTT-HPL-1112 Brker 69/71 CB 35 | Outside of U1 HRSG MCC enclosure (NE corner of the enclosure) | Breaker | OPEN
Brker7375CB37 | 01-HTT-HPL-1112 Brker 73/75 CB 37 | Outside of U1 HRSG MCC enclosure (NE corner of the enclosure) | Breaker | OPEN
Brker7779CB39 | 01-HTT-HPL-1112 Brker 77/79 CB 39 | Outside of U1 HRSG MCC enclosure (NE corner of the enclosure) | Breaker | OPEN
Brker81CB81 | 01-HTT-HPL-1112 Brker 81 CB 81 | Outside of U1 HRSG MCC enclosure (NE corner of the enclosure) | Breaker | OPEN
Brker83CB83 | 01-HTT-HPL-1112 Brker 83 CB 83 | Outside of U1 HRSG MCC enclosure (NE corner of the enclosure) | Breaker | OPEN
Brker24CB02 | 01-HTT-HPL-1112 Brker 2/4 CB 02 | Outside of U1 HRSG MCC enclosure (NE corner of the enclosure) | Breaker | OPEN
Brker68CB04 | 01-HTT-HPL-1112 Brker 6/8 CB 04 | Outside of U1 HRSG MCC enclosure (NE corner of the enclosure) | Breaker | OPEN
Brker1012CB06 | 01-HTT-HPL-1112 Brker 10/12 CB 06 | Outside of U1 HRSG MCC enclosure (NE corner of the enclosure) | Breaker | OPEN
Brker1416CB08 | 01-HTT-HPL-1112 Brker 14/16 CB 08 | Outside of U1 HRSG MCC enclosure (NE corner of the enclosure) | Breaker | OPEN
Brker1820CB10 | 01-HTT-HPL-1112 Brker 18/20 CB 10 | Outside of U1 HRSG MCC enclosure (NE corner of the enclosure) | Breaker | OPEN
Brker2224CB12 | 01-HTT-HPL-1112 Brker 22/24 CB 12 | Outside of U1 HRSG MCC enclosure (NE corner of the enclosure) | Breaker | OPEN
Brker2628CB14 | 01-HTT-HPL-1112 Brker 26/28 CB 14 | Outside of U1 HRSG MCC enclosure (NE corner of the enclosure) | Breaker | OPEN
Brker3032CB16 | 01-HTT-HPL-1112 Brker 30/32 CB 16 | Outside of U1 HRSG MCC enclosure (NE corner of the enclosure) | Breaker | OPEN
Brker3436CB18 | 01-HTT-HPL-1112 Brker 34/36 CB 18 | Outside of U1 HRSG MCC enclosure (NE corner of the enclosure) | Breaker | OPEN
Brker3840CB20 | 01-HTT-HPL-1112 Brker 38/40 CB 20 | Outside of U1 HRSG MCC enclosure (NE corner of the enclosure) | Breaker | OPEN
Brker4244CB22 | 01-HTT-HPL-1112 Brker 42/44 CB 22 | Outside of U1 HRSG MCC enclosure (NE corner of the enclosure) | Breaker | OPEN
Brker4648CB24 | 01-HTT-HPL-1112 Brker 46/48 CB 24 | Outside of U1 HRSG MCC enclosure (NE corner of the enclosure) | Breaker | OPEN
Brker5052CB26 | 01-HTT-HPL-1112 Brker 50/52 CB 26 | Outside of U1 HRSG MCC enclosure (NE corner of the enclosure) | Breaker | OPEN
Brker5456CB28 | 01-HTT-HPL-1112 Brker 54/56 CB 28 | Outside of U1 HRSG MCC enclosure (NE corner of the enclosure) | Breaker | OPEN
Brker5860CB30 | 01-HTT-HPL-1112 Brker 58/60 CB 30 | Outside of U1 HRSG MCC enclosure (NE corner of the enclosure) | Breaker | OPEN
Brker6264CB32 | 01-HTT-HPL-1112 Brker 62/64 CB 32 | Outside of U1 HRSG MCC enclosure (NE corner of the enclosure) | Breaker | OPEN
Brker6668CB34 | 01-HTT-HPL-1112 Brker 66/68 CB 34 | Outside of U1 HRSG MCC enclosure (NE corner of the enclosure) | Breaker | OPEN
Brker7072CB36 | 01-HTT-HPL-1112 Brker 70/72 CB 36 | Outside of U1 HRSG MCC enclosure (NE corner of the enclosure) | Breaker | OPEN
Brker7476CB38 | 01-HTT-HPL-1112 Brker 74/76 CB 38 | Outside of U1 HRSG MCC enclosure (NE corner of the enclosure) | Breaker | OPEN
Brker7880CB40 | 01-HTT-HPL-1112 Brker 78/80 CB 40 | Outside of U1 HRSG MCC enclosure (NE corner of the enclosure) | Breaker | OPEN
Brker82CB82 | 01-HTT-HPL-1112 Brker 82 CB 82 | Outside of U1 HRSG MCC enclosure (NE corner of the enclosure) | Breaker | OPEN
Brker84CB84 | 01-HTT-HPL-1112 Brker 84 CB 84 | Outside of U1 HRSG MCC enclosure (NE corner of the enclosure) | Breaker | OPEN
Brker24CB02 | 01-HTT-HPL-1113 Brker 2/4 CB 02 | Outside of U1 HRSG MCC enclosure (fuel Gas) | Breaker | OPEN
Brker68CB04 | 01-HTT-HPL-1113 Brker 6/8 CB 04 | Outside of U1 HRSG MCC enclosure (fuel Gas) | Breaker | OPEN
Brker1012CB06 | 01-HTT-HPL-1113 Brker 10/12 CB 06 | Outside of U1 HRSG MCC enclosure (fuel Gas) | Breaker | OPEN
Brker1416CB08 | 01-HTT-HPL-1113 Brker 14/16 CB 08 | Outside of U1 HRSG MCC enclosure (fuel Gas) | Breaker | OPEN
Brker1416CB08 | 01-HTT-HPL-1113 Brker 14/16 CB 08 | Outside of U1 HRSG MCC enclosure (fuel Gas) | Breaker | OPEN
Brker1820CB10 | 01-HTT-HPL-1113 Brker 18/20 CB 10 | Outside of U1 HRSG MCC enclosure (fuel Gas) | Breaker | OPEN
Brker2224CB12 | 01-HTT-HPL-1113 Brker 22/24 CB 12 | Outside of U1 HRSG MCC enclosure (fuel Gas) | Breaker | OPEN
Brker2628CB14 | 01-HTT-HPL-1113 Brker 26/28 CB 14 | Outside of U1 HRSG MCC enclosure (fuel Gas) | Breaker | OPEN
Brker3032CB16 | 01-HTT-HPL-1113 Brker 30/32 CB 16 | Outside of U1 HRSG MCC enclosure (fuel Gas) | Breaker | OPEN
Brker3436CB18 | 01-HTT-HPL-1113 Brker 34/36 CB 18 | Outside of U1 HRSG MCC enclosure (fuel Gas) | Breaker | OPEN
Brker3840CB20 | 01-HTT-HPL-1113 Brker 38/40 CB 20 | Outside of U1 HRSG MCC enclosure (fuel Gas) | Breaker | OPEN
Brker42CB42 | 01-HTT-HPL-1113 Brker 42 CB 42 | Outside of U1 HRSG MCC enclosure (fuel Gas) | Breaker | OPEN
Brker24CB02 | 01-HTT-HPL-1116 Brker 2/4 CB 02 | Outside of U1 HRSG MCC enclosure (Ground Level) | Breaker | OPEN
Brker68CB04 | 01-HTT-HPL-1116 Brker 6/8 CB 04 | Outside of U1 HRSG MCC enclosure (Ground Level) | Breaker | OPEN
Brker1012CB06 | 01-HTT-HPL-1116 Brker 10/12 CB 06 | Outside of U1 HRSG MCC enclosure (Ground Level) | Breaker | OPEN
Brker1416CB08 | 01-HTT-HPL-1116 Brker 14/16 CB 08 | Outside of U1 HRSG MCC enclosure (Ground Level) | Breaker | OPEN
Brker1820CB10 | 01-HTT-HPL-1116 Brker 18/20 CB 10 | Outside of U1 HRSG MCC enclosure (Ground Level) | Breaker | OPEN
Brker2224CB12 | 01-HTT-HPL-1116 Brker 22/24 CB 12 | Outside of U1 HRSG MCC enclosure (Ground Level) | Breaker | OPEN
Brker2628CB14 | 01-HTT-HPL-1116 Brker 26/28 CB 14 | Outside of U1 HRSG MCC enclosure (Ground Level) | Breaker | OPEN
Brker3032CB16 | 01-HTT-HPL-1116 Brker 30/32 CB 16 | Outside of U1 HRSG MCC enclosure (Ground Level) | Breaker | OPEN
Brker3436CB18 | 01-HTT-HPL-1116 Brker 34/36 CB 18 | Outside of U1 HRSG MCC enclosure (Ground Level) | Breaker | OPEN
Brker3840CB20 | 01-HTT-HPL-1116 Brker 38/40 CB 20 | Outside of U1 HRSG MCC enclosure (Ground Level) | Breaker | OPEN
Brker4244CB22 | 01-HTT-HPL-1116 Brker 42/44 CB 22 | Outside of U1 HRSG MCC enclosure (Ground Level) | Breaker | OPEN
Brker4648CB24 | 01-HTT-HPL-1116 Brker 46/48 CB 24 | Outside of U1 HRSG MCC enclosure (Ground Level) | Breaker | OPEN
Brker5052CB26 | 01-HTT-HPL-1116 Brker 50/52 CB 26 | Outside of U1 HRSG MCC enclosure (Ground Level) | Breaker | OPEN
Brker5456CB28 | 01-HTT-HPL-1116 Brker 54/56 CB 28 | Outside of U1 HRSG MCC enclosure (Ground Level) | Breaker | OPEN
Brker5860CB30 | 01-HTT-HPL-1116 Brker 58/60 CB 30 | Outside of U1 HRSG MCC enclosure (Ground Level) | Breaker | OPEN
Brker6264CB32 | 01-HTT-HPL-1116 Brker 62/64 CB 32 | Outside of U1 HRSG MCC enclosure (Ground Level) | Breaker | OPEN
Brker6668CB34 | 01-HTT-HPL-1116 Brker 66/68 CB 34 | Outside of U1 HRSG MCC enclosure (Ground Level) | Breaker | OPEN
Brker7072CB36 | 01-HTT-HPL-1116 Brker 70/72 CB 36 | Outside of U1 HRSG MCC enclosure (Ground Level) | Breaker | OPEN
Brker7476CB38 | 01-HTT-HPL-1116 Brker 74/76 CB 38 | Outside of U1 HRSG MCC enclosure (Ground Level) | Breaker | OPEN
Brker7880CB40 | 01-HTT-HPL-1116 Brker 78/80 CB 40 | Outside of U1 HRSG MCC enclosure (Ground Level) | Breaker | OPEN
Brker82CB82 | 01-HTT-HPL-1116 Brker 82 CB 82 | Outside of U1 HRSG MCC enclosure (Ground Level) | Breaker | OPEN
Brker84CB84 | 01-HTT-HPL-1116 Brker 84 CB 84 | Outside of U1 HRSG MCC enclosure (Ground Level) | Breaker | OPEN
Brker13CB1 | 01-HTT-HPL-1116 Brker 1/3 CB 1 | Outside of U1 HRSG MCC enclosure (SE corner of the enclosure) | Breaker | OPEN
Brker57CB3 | 01-HTT-HPL-1116 Brker 5/7 CB 3 | Outside of U1 HRSG MCC enclosure (SE corner of the enclosure) | Breaker | OPEN
Brker911CB5 | 01-HTT-HPL-1116 Brker 9/11 CB 5 | Outside of U1 HRSG MCC enclosure (SE corner of the enclosure) | Breaker | OPEN
Brker1315CB7 | 01-HTT-HPL-1116 Brker 13/15 CB 7 | Outside of U1 HRSG MCC enclosure (SE corner of the enclosure) | Breaker | OPEN
Brker1719CB9 | 01-HTT-HPL-1116 Brker 17/19 CB 9 | Outside of U1 HRSG MCC enclosure (SE corner of the enclosure) | Breaker | OPEN
Brker2123CB11 | 01-HTT-HPL-1116 Brker 21/23 CB 11 | Outside of U1 HRSG MCC enclosure (SE corner of the enclosure) | Breaker | OPEN
Brker2527CB13 | 01-HTT-HPL-1116 Brker 25/27 CB 13 | Outside of U1 HRSG MCC enclosure (SE corner of the enclosure) | Breaker | OPEN
Brker2931CB15 | 01-HTT-HPL-1116 Brker 29/31 CB 15 | Outside of U1 HRSG MCC enclosure (SE corner of the enclosure) | Breaker | OPEN
Brker3335CB17 | 01-HTT-HPL-1116 Brker 33/35 CB 17 | Outside of U1 HRSG MCC enclosure (SE corner of the enclosure) | Breaker | OPEN
Brker3739CB19 | 01-HTT-HPL-1116 Brker 37/39 CB 19 | Outside of U1 HRSG MCC enclosure (SE corner of the enclosure) | Breaker | OPEN
Brker4143CB21 | 01-HTT-HPL-1116 Brker 41/43 CB 21 | Outside of U1 HRSG MCC enclosure (SE corner of the enclosure) | Breaker | OPEN
Brker4547CB23 | 01-HTT-HPL-1116 Brker 45/47 CB 23 | Outside of U1 HRSG MCC enclosure (SE corner of the enclosure) | Breaker | OPEN
Brker4951CB25 | 01-HTT-HPL-1116 Brker 49/51 CB 25 | Outside of U1 HRSG MCC enclosure (SE corner of the enclosure) | Breaker | OPEN
Brker5355CB27 | 01-HTT-HPL-1116 Brker 53/55 CB 27 | Outside of U1 HRSG MCC enclosure (SE corner of the enclosure) | Breaker | OPEN
Brker5759CB29 | 01-HTT-HPL-1116 Brker 57/59 CB 29 | Outside of U1 HRSG MCC enclosure (SE corner of the enclosure) | Breaker | OPEN
Brker6163CB31 | 01-HTT-HPL-1116 Brker 61/63 CB 31 | Outside of U1 HRSG MCC enclosure (SE corner of the enclosure) | Breaker | OPEN
Brker6567CB33 | 01-HTT-HPL-1116 Brker 65/67 CB 33 | Outside of U1 HRSG MCC enclosure (SE corner of the enclosure) | Breaker | OPEN
Brker6971CB35 | 01-HTT-HPL-1116 Brker 69/71 CB 35 | Outside of U1 HRSG MCC enclosure (SE corner of the enclosure) | Breaker | OPEN
Brker7375CB37 | 01-HTT-HPL-1116 Brker 73/75 CB 37 | Outside of U1 HRSG MCC enclosure (SE corner of the enclosure) | Breaker | OPEN
Brker7779CB39 | 01-HTT-HPL-1116 Brker 77/79 CB 39 | Outside of U1 HRSG MCC enclosure (SE corner of the enclosure) | Breaker | OPEN
Brker81CB81 | 01-HTT-HPL-1116 Brker 81 CB 81 | Outside of U1 HRSG MCC enclosure (SE corner of the enclosure) | Breaker | OPEN
Brker83CB83 | 01-HTT-HPL-1116 Brker 83 CB 83 | Outside of U1 HRSG MCC enclosure (SE corner of the enclosure) | Breaker | OPEN
Brker13CB1 | 01-HTT-HPL-1113 Brker 1/3 CB 1 | Near the Gas Chromotograph enclosure | Breaker | OPEN
Brker57CB3 | 01-HTT-HPL-1113 Brker 5/7 CB 3 | Near the Gas Chromotograph enclosure | Breaker | OPEN
Brker911CB5 | 01-HTT-HPL-1113 Brker 9/11 CB 5 | Near the Gas Chromotograph enclosure | Breaker | OPEN
Brker1315CB7 | 01-HTT-HPL-1113 Brker 13/15 CB 7 | Near the Gas Chromotograph enclosure | Breaker | OPEN
Brker1719CB9 | 01-HTT-HPL-1113 Brker 17/19 CB 9 | Near the Gas Chromotograph enclosure | Breaker | OPEN
Brker2123CB11 | 01-HTT-HPL-1113 Brker 21/23 CB 11 | Near the Gas Chromotograph enclosure | Breaker | OPEN
Brker2527CB13 | 01-HTT-HPL-1113 Brker 25/27 CB 13 | Near the Gas Chromotograph enclosure | Breaker | OPEN
Brker2931CB15 | 01-HTT-HPL-1113 Brker 29/31 CB 15 | Near the Gas Chromotograph enclosure | Breaker | OPEN
Brker3335CB17 | 01-HTT-HPL-1113 Brker 33/35 CB 17 | Near the Gas Chromotograph enclosure | Breaker | OPEN
Brker3739CB19 | 01-HTT-HPL-1113 Brker 37/39 CB 19 | Near the Gas Chromotograph enclosure | Breaker | OPEN
Brker41CB41 | 01-HTT-HPL-1113 Brker 41 CB 41 | Near the Gas Chromotograph enclosure | Breaker | OPEN
02BSTCND102Southoutlet | 02-BST-CND-102 "South outlet" | U2 CND PMP "B" | Valve | CLOSED
02BSTCND102Northoutlet | 02-BST-CND-102 "North outlet" | U2 CND PMP "B" | Valve | CLOSED
02VCND848 | UNIT 2 CONDENSATE PUMP B SEALING WATER VALVE | CONDESATE RECIEVER TANK |  | CLOSED
02VCND850 | UNIT 2 CONDENSATE PUMP B EQUALIZING VALVE | CONDESATE RECIEVER TANK |  | CLOSED
02VCND844 | UNIT 2 CONDENSATE PUMP B MECH. SEAL AIR VENT VALVE | CONDESATE RECIEVER TANK |  | CLOSED
MHTR5203AD1MSHFU1 | U2 CND B Motor Heater MHTR5.2 03AD1-MSHFU_1 | MVB SWITCHGEAR 11, CUBICLE 03A | Fuse | pulled
CHTR4103AD1HTRFU1 | U2 CND B Cubicle Heater CHTR4.1 03AD1-HTRFU_1 | MVB SWITCHGEAR 11, CUBICLE 03A | Fuse | pulled
01VHHS846F | U1 HP BFW disch FIT 01-VHHS846F | U1 PipE RACK 1ST LEVEL | Valve | CLOSED
01VHHS847F | U1 HP BFW disch FIT 01-VHHS847F | U1 PipE RACK 1ST LEVEL | Valve | CLOSED
01VHHS850F | U1 HP BFW disch FIT 01-VHHS850F | U1 PipE RACK 1ST LEVEL | Valve | CLOSED
01VHHS851F | U1 HP BFW disch FIT 01-VHHS851F | U1 PipE RACK 1ST LEVEL | Valve | CLOSED
downstreamofmanualisovalve | Inlet Fuel gas vent (downstream axs623) | AUX BOILER AREA | Valve | OPEN
VINA463 | Root INA manual Iso | AUX BOILER AREA | Valve | CLOSED
null | INA vent downstream Vina463 | AUX BOILER AREA | Valve | OPEN
null | INA iso to flame scanner 1 | AUX BOILER AREA | Valve | CLOSED
null | INA iso to flame scanner 2 | AUX BOILER AREA | Valve | CLOSED
Brker13CB1 | 01-HTT-HPL-1117 Brker 1/3 CB 1 | U1 HRSG piperack 1st level (South) | Valve | OPEN
Brker57CB3 | 01-HTT-HPL-1117 Brker 5/7 CB 3 | U1 HRSG piperack 1st level (South) | Valve | OPEN
Brker911CB5 | 01-HTT-HPL-1117 Brker 9/11 CB 5 | U1 HRSG piperack 1st level (South) | Valve | OPEN
Brker1315CB7 | 01-HTT-HPL-1117 Brker 13/15 CB 7 | U1 HRSG piperack 1st level (South) | Valve | OPEN
Brker1719CB9 | 01-HTT-HPL-1117 Brker 17/19 CB 9 | U1 HRSG piperack 1st level (South) | Valve | OPEN
Brker2123CB11 | 01-HTT-HPL-1117 Brker 21/23 CB 11 | U1 HRSG piperack 1st level (South) | Valve | OPEN
Brker2527CB13 | 01-HTT-HPL-1117 Brker 25/27 CB 13 | U1 HRSG piperack 1st level (South) | Valve | OPEN
Brker2931CB15 | 01-HTT-HPL-1117 Brker 29/31 CB 15 | U1 HRSG piperack 1st level (South) | Valve | OPEN
Brker3335CB17 | 01-HTT-HPL-1117 Brker 33/35 CB 17 | U1 HRSG piperack 1st level (South) | Valve | OPEN
Brker3739CB19 | 01-HTT-HPL-1117 Brker 37/39 CB 19 | U1 HRSG piperack 1st level (South) | Valve | OPEN
Brker4143CB21 | 01-HTT-HPL-1117 Brker 41/43 CB 21 | U1 HRSG piperack 1st level (South) | Valve | OPEN
Brker4547CB23 | 01-HTT-HPL-1117 Brker 45/47 CB 23 | U1 HRSG piperack 1st level (South) | Valve | OPEN
Brker4951CB25 | 01-HTT-HPL-1117 Brker 49/51 CB 25 | U1 HRSG piperack 1st level (South) | Valve | OPEN
Brker5355CB27 | 01-HTT-HPL-1117 Brker 53/55 CB 27 | U1 HRSG piperack 1st level (South) | Valve | OPEN
Brker5759CB29 | 01-HTT-HPL-1117 Brker 57/59 CB 29 | U1 HRSG piperack 1st level (South) | Valve | OPEN
Brker6163CB31 | 01-HTT-HPL-1117 Brker 61/63 CB 31 | U1 HRSG piperack 1st level (South) | Valve | OPEN
Brker6567CB33 | 01-HTT-HPL-1117 Brker 65/67 CB 33 | U1 HRSG piperack 1st level (South) | Valve | OPEN
Brker6971CB35 | 01-HTT-HPL-1117 Brker 69/71 CB 35 | U1 HRSG piperack 1st level (South) | Valve | OPEN
Brker7375CB37 | 01-HTT-HPL-1117 Brker 73/75 CB 37 | U1 HRSG piperack 1st level (South) | Valve | OPEN
Brker7779CB39 | 01-HTT-HPL-1117 Brker 77/79 CB 39 | U1 HRSG piperack 1st level (South) | Valve | OPEN
Brker81CB81 | 01-HTT-HPL-1117 Brker 81 CB 81 | U1 HRSG piperack 1st level (South) | Valve | OPEN
Brker83CB83 | 01-HTT-HPL-1117 Brker 83 CB 83 | U1 HRSG piperack 1st level (South) | Valve | OPEN
Brker24CB2 | 01-HTT-HPL-1117 Brker 2/4 CB 2 | U1 HRSG piperack 1st level (South) | Valve | OPEN
Brker68CB4 | 01-HTT-HPL-1117 Brker 6/8 CB 4 | U1 HRSG piperack 1st level (South) | Valve | OPEN
Brker1012CB6 | 01-HTT-HPL-1117 Brker 10/12 CB 6 | U1 HRSG piperack 1st level (South) | Valve | OPEN
Brker1416CB8 | 01-HTT-HPL-1117 Brker 14/16 CB 8 | U1 HRSG piperack 1st level (South) | Valve | OPEN
Brker1820CB10 | 01-HTT-HPL-1117 Brker 18/20 CB 10 | U1 HRSG piperack 1st level (South) | Valve | OPEN
Brker2224CB12 | 01-HTT-HPL-1117 Brker 22/24 CB 12 | U1 HRSG piperack 1st level (South) | Valve | OPEN
Brker2628CB14 | 01-HTT-HPL-1117 Brker 26/28 CB 14 | U1 HRSG piperack 1st level (South) | Valve | OPEN
Brker3032CB16 | 01-HTT-HPL-1117 Brker 30/32 CB 16 | U1 HRSG piperack 1st level (South) | Valve | OPEN
Brker3436CB18 | 01-HTT-HPL-1117 Brker 34/36 CB 18 | U1 HRSG piperack 1st level (South) | Valve | OPEN
Brker3840CB20 | 01-HTT-HPL-1117 Brker 38/40 CB 20 | U1 HRSG piperack 1st level (South) | Valve | OPEN
Brker4244CB22 | 01-HTT-HPL-1117 Brker 42/44 CB 22 | U1 HRSG piperack 1st level (South) | Valve | OPEN
Brker4648CB24 | 01-HTT-HPL-1117 Brker 46/48 CB 24 | U1 HRSG piperack 1st level (South) | Valve | OPEN
Brker5052CB26 | 01-HTT-HPL-1117 Brker 50/52 CB 26 | U1 HRSG piperack 1st level (South) | Valve | OPEN
Brker5456CB28 | 01-HTT-HPL-1117 Brker 54/56 CB 28 | U1 HRSG piperack 1st level (South) | Valve | OPEN
Brker5860CB30 | 01-HTT-HPL-1117 Brker 58/60 CB 30 | U1 HRSG piperack 1st level (South) | Valve | OPEN
Brker6264CB32 | 01-HTT-HPL-1117 Brker 62/64 CB 32 | U1 HRSG piperack 1st level (South) | Valve | OPEN
Brker6668CB34 | 01-HTT-HPL-1117 Brker 66/68 CB 34 | U1 HRSG piperack 1st level (South) | Valve | OPEN
Brker7072CB36 | 01-HTT-HPL-1117 Brker 70/72 CB 36 | U1 HRSG piperack 1st level (South) | Valve | OPEN
Brker7476CB38 | 01-HTT-HPL-1117 Brker 74/76 CB 38 | U1 HRSG piperack 1st level (South) | Valve | OPEN
Brker7880CB40 | 01-HTT-HPL-1117 Brker 78/80 CB 40 | U1 HRSG piperack 1st level (South) | Valve | OPEN
Brker82CB82 | 01-HTT-HPL-1117 Brker 82 CB 82 | U1 HRSG piperack 1st level (South) | Valve | OPEN
Brker84CB84 | 01-HTT-HPL-1117 Brker 84 CB 84 | U1 HRSG piperack 1st level (South) | Valve | OPEN
00VFGS648 | FGC C process seal filter inlet valve | FUEL GAS COMPRESSOR AREA |  | CLOSED
00VFGS601A | FGC C process seal filter Outlet valve | FUEL GAS COMPRESSOR AREA |  | CLOSED
00VFGS600D | FGC A process seal filter drain valve | FUEL GAS COMPRESSOR AREA |  | OPEN
00VFGS648 | FGC A process seal filter inlet valve | FUEL GAS COMPRESSOR AREA |  | CLOSED
00VFGS601A | FGC A process seal filter outlet valve | FUEL GAS COMPRESSOR AREA |  | CLOSED
00VFGS00D | FGC A process seal filter drain valve | FUEL GAS COMPRESSOR AREA |  | OPEN
MPX01AA014 | MPX01AA014 Fullers Earth Filter ISO | Control Oil Skid |  | CLOSED
blockvalveMPX11AA044 | Control oil filter discharge block valve (MPX11AA044) | control oil polishing pump | Valve | CLOSED
suctionvalveMPX11AA301 | Control oil polishing pump suction valve (MPX11AA301) | control oil polishing pump | Valve | CLOSED
02V888B | U2 LRVP A seal water isolation valve to make up control valve | U2 VACUUM PUMP AREA | Valve | CLOSED
02V888A | U2 LRVP A seal water isolation valve to bypass to tank | U2 VACUUM PUMP AREA | Valve | CLOSED
02V885A | U2 LRVP A discharge isolation valve off seal water tank | U2 VACUUM PUMP AREA | Valve | CLOSED
02V886A | U2 LRVP A seal water discharge isolation valve after heat exchan | U2 VACUUM PUMP AREA | Valve | CLOSED
02V886B | U2 LRVP A isolation valve to seal water spray valve | U2 VACUUM PUMP AREA | Valve | CLOSED
02V883 | U2 LRVP A non condensable suction line | U2 VACUUM PUMP AREA | Valve | CLOSED
02YV883 | U2 LRVP A non condensable inlet isolation valve | U2 VACUUM PUMP AREA | Valve | CLOSED
02V884 | U2 LRVP A seal water tank equalization isolation valve | U2 VACUUM PUMP AREA | Valve | CLOSED
null | U2 LRVP east belly drains | U2 VACUUM PUMP AREA | Valve | OPEN
null | U2 LRVP west belly drains | U2 VACUUM PUMP AREA | Valve | OPEN
02ARMMPM01A | ACC 2 LVRP 01A | 02-ACC-MCC-141, CUBICLE10FM | 480 V MOLDED CASE BREAKER | OPEN
02ARMMPM02A | ACC 2 SEAL WTR PMP 02A | 02-ACC-MCC-141, CUBICLE13FK | 480 V MOLDED CASE BREAKER | OPEN
02V888B | U2 LRVP A seal water isolation valve to make up control valve | U2 VACUUM PUMP AREA | Valve | CLOSED
02V888A | U2 LRVP A seal water isolation valve to bypass to tank | U2 VACUUM PUMP AREA | Valve | CLOSED
02V885A | U2 LRVP A discharge isolation valve off seal water tank | U2 VACUUM PUMP AREA | Valve | CLOSED
02V886A | U2 LRVP A seal water discharge isolation valve after heat exchan | U2 VACUUM PUMP AREA | Valve | CLOSED
02V886B | U2 LRVP A isolation valve to seal water spray valve | U2 VACUUM PUMP AREA | Valve | CLOSED
02V883 | U2 LRVP A non condensable suction line | U2 VACUUM PUMP AREA | Valve | CLOSED
02YV883 | U2 LRVP A non condensable inlet isolation valve | U2 VACUUM PUMP AREA | Valve | CLOSED
02V884 | U2 LRVP A seal water tank equalization isolation valve | U2 VACUUM PUMP AREA | Valve | CLOSED
null | U2 LRVP east belly drains | U2 VACUUM PUMP AREA | Valve | OPEN
null | U2 LRVP west belly drains | U2 VACUUM PUMP AREA | Valve | OPEN
02ARMMPM01E | ACC 2 LRVP 01E | 02-ACC-MCC-261, CUBICLE13FM | 480 V MOLDED CASE BREAKER | OPEN
V919B | U2 LRVP "E" seal water isolation valve to make up control valve | U2 VACUUM PUMP AREA | Valve | CLOSED
V919A | U2 LRVP "E" seal water isolation valve to bypass to tank | U2 VACUUM PUMP AREA | Valve | CLOSED
V916A | U2 LRVP "E" discharge isolation valve off seal water tank | U2 VACUUM PUMP AREA | Valve | CLOSED
V917A | U2 LRVP "E" seal water discharge isolation valve after heat exch | U2 VACUUM PUMP AREA | Valve | CLOSED
V917B | U2 LRVP "E" isolation valve to seal water spray valve | U2 VACUUM PUMP AREA | Valve | CLOSED
V914 | U2 LRVP "E" non condensable suction line | U2 VACUUM PUMP AREA | Valve | CLOSED
YV914 | U2 LRVP "E" non condensable inlet isolation valve | U2 VACUUM PUMP AREA | Valve | CLOSED
V915 | U2 LRVP "E" seal water tank equalization isolation valve | U2 VACUUM PUMP AREA | Valve | CLOSED
null | U2 LRVP "E" INA-YV-883 air supply valve | U2 VACUUM PUMP AREA | Valve | CLOSED
null | U2 LRVP "E" east belly drains | U2 VACUUM PUMP AREA | Valve | OPEN
null | U2 LRVP "E" west belly drains | U2 VACUUM PUMP AREA | Valve | OPEN
02V895B | U2 LRVP "B"seal water isolation valve to make up control valve | U2 VACUUM PUMP AREA | Valve | CLOSED
02V895A | U2 LRVP "B" seal water isolation valve to bypass to tank | U2 VACUUM PUMP AREA | Valve | CLOSED
02V892A | U2 LRVP "B" discharge isolation valve off seal water tank | U2 VACUUM PUMP AREA | Valve | CLOSED
02V893A | U2 LRVP "B" seal water discharge isolation valve after heat exch | U2 VACUUM PUMP AREA | Valve | CLOSED
02V893B | U2 LRVP "B" isolation valve to seal water spray valve | U2 VACUUM PUMP AREA | Valve | CLOSED
02V890 | U2 LRVP "B" non condensable suction line | U2 VACUUM PUMP AREA | Valve | CLOSED
02YV890 | U2 LRVP "B" non condensable inlet isolation valve | U2 VACUUM PUMP AREA | Valve | CLOSED
02V891 | U2 LRVP "B" seal water tank equalization isolation valve | U2 VACUUM PUMP AREA | Valve | CLOSED
null | U2 LRVP"B" east belly drains | U2 VACUUM PUMP AREA | Valve | OPEN
null | U2 LRVP "B" west belly drains | U2 VACUUM PUMP AREA | Valve | OPEN
02V903B | U2 LRVP "C" seal water isolation valve to make up control valve ( | U2 VACUUM PUMP AREA | Valve | CLOSED
V903E | U2 LRVP "C" seal water isolation valve to make up control valve ( | U2 VACUUM PUMP AREA | Valve | CLOSED
02V903A | U2 LRVP "C" seal water isolation valve to bypass to tank | U2 VACUUM PUMP AREA | Valve | CLOSED
02V900A | U2 LRVP "C" discharge isolation valve off seal water tank | U2 VACUUM PUMP AREA | Valve | CLOSED
02V901A | U2 LRVP "C" seal water discharge isolation valve after heat exch | U2 VACUUM PUMP AREA | Valve | CLOSED
02V901B | U2 LRVP "C" isolation valve to seal water spray valve | U2 VACUUM PUMP AREA | Valve | CLOSED
02V898 | U2 LRVP "C" non condensable suction line | U2 VACUUM PUMP AREA | Valve | CLOSED
02YV898 | U2 LRVP "C" non condensable inlet isolation valve | U2 VACUUM PUMP AREA | Valve | CLOSED
02V899 | U2 LRVP "C" seal water tank equalization isolation valve | U2 VACUUM PUMP AREA | Valve | CLOSED
null | U2 LRVP "C" east belly drains | U2 VACUUM PUMP AREA | Valve | OPEN
null | U2 LRVP "C" west belly drains | U2 VACUUM PUMP AREA | Valve | OPEN
V888E | U2 LRVP A seal water isolation valve to make up control valve(roo | U2 VACUUM PUMP AREA | Valve | CLOSED
02V888B | U2 LRVP A seal water isolation valve to make up control valve (bl | U2 VACUUM PUMP AREA | Valve | CLOSED
V919B | U2 LRVP "E" seal water isolation valve to make up control valve ( | U2 VACUUM PUMP AREA | Valve | CLOSED
V919E | U2 LRVP E seal water isolation valve to make up control valve (ro | U2 VACUUM PUMP AREA | Valve | CLOSED
V888E | U2 LRVP A seal water isolation valve to make up control valve | U2 VACUUM PUMP AREA | Valve | CLOSED
02V888B | U2 LRVP A seal water isolation valve to make up control valve | U2 VACUUM PUMP AREA | Valve | CLOSED
V919B | U2 LRVP "E" seal water isolation valve to make up control valve | U2 VACUUM PUMP AREA | Valve | CLOSED
V919E | U2 LRVP E seal water isolation valve to make up control valve | U2 VACUUM PUMP AREA | Valve | CLOSED
02V903B | U2 LRVP "C" seal water isolation valve to make up control valve | U2 VACUUM PUMP AREA | Valve | CLOSED
V903E | U2 LRVP "C" seal water isolation valve to make up control valve | U2 VACUUM PUMP AREA | Valve | CLOSED
V895E | U2 LRVP "B" seal water isolation valve to make up control valve | U2 VACUUM PUMP AREA | Valve | CLOSED
02ARMMPM01D | ACC 2 LRVP 01D | 02-ACC-MCC-261, CUBICLE12FM | 480 V MOLDED CASE BREAKER | OPEN
02ARMMPM02D | ACC 2 SEAL WTR PMP 02D | 02-ACC-MCC-261, CUBICLE15FB | 480 V MOLDED CASE BREAKER | OPEN
V911E | U2 LRVP "D" seal water isolation valve to make up control valve | U2 VACUUM PUMP AREA | Valve | CLOSED
02V911B | U2 LRVP "D" seal water isolation valve to make up control valve | U2 VACUUM PUMP AREA | Valve | CLOSED
02V911A | U2 LRVP "D" seal water isolation valve to bypass to tank | U2 VACUUM PUMP AREA | Valve | CLOSED
02V908A | U2 LRVP "D" discharge isolation valve off seal water tank | U2 VACUUM PUMP AREA | Valve | CLOSED
02V909A | U2 LRVP "D" seal water discharge isolation valve after heat exch | U2 VACUUM PUMP AREA | Valve | CLOSED
02V909B | U2 LRVP "D" isolation valve to seal water spray valve | U2 VACUUM PUMP AREA | Valve | CLOSED
02V906 | U2 LRVP "D" non condensable suction line | U2 VACUUM PUMP AREA | Valve | CLOSED
02YV906 | U2 LRVP "D" non condensable inlet isolation valve | U2 VACUUM PUMP AREA | Valve | CLOSED
02V907 | U2 LRVP "D" seal water tank equalization isolation valve | U2 VACUUM PUMP AREA | Valve | CLOSED
null | U2 LRVP "D" east belly drains | U2 VACUUM PUMP AREA | Valve | OPEN
null | U2 LRVP "D" west belly drains | U2 VACUUM PUMP AREA | Valve | OPEN
V888E | U1 LRVP A seal water isolation valve to make up control valve | U1 VACUUM PUMP AREA | Valve | CLOSED
01V888B | U1 LRVP A seal water isolation valve to make up control valve | U1 VACUUM PUMP AREA | Valve | CLOSED
01V888A | U1 LRVP A seal water isolation valve to bypass to tank | U1 VACUUM PUMP AREA | Valve | CLOSED
01V885A | U1 LRVP A discharge isolation valve off seal water tank | U1 VACUUM PUMP AREA | Valve | CLOSED
01V886A | U1 LRVP A seal water discharge isolation valve after heat exchan | U1 VACUUM PUMP AREA | Valve | CLOSED
01V886B | U1 LRVP A isolation valve to seal water spray valve | U1 VACUUM PUMP AREA | Valve | CLOSED
01V883 | U1 LRVP A non condensable suction line | U1 VACUUM PUMP AREA | Valve | CLOSED
01YV883 | U1 LRVP A non condensable inlet isolation valve | U1 VACUUM PUMP AREA | Valve | CLOSED
01V884 | U1 LRVP A seal water tank equalization isolation valve | U1 VACUUM PUMP AREA | Valve | CLOSED
null | U1 LRVP east belly drains | U1 VACUUM PUMP AREA | Valve | OPEN
null | U1 LRVP west belly drains | U1 VACUUM PUMP AREA | Valve | OPEN
V895E | U1 LRVP "B" seal water isolation valve to make up control valve | U1 VACUUM PUMP AREA | Valve | CLOSED
01V895B | U1 LRVP "B"seal water isolation valve to make up control valve | U1 VACUUM PUMP AREA | Valve | CLOSED
01V895A | U1 LRVP "B" seal water isolation valve to bypass to tank | U1 VACUUM PUMP AREA | Valve | CLOSED
01V892A | U1 LRVP "B" discharge isolation valve off seal water tank | U1 VACUUM PUMP AREA | Valve | CLOSED
01V893A | U1 LRVP "B" seal water discharge isolation valve after heat exch | U1 VACUUM PUMP AREA | Valve | CLOSED
01V893B | U1 LRVP "B" isolation valve to seal water spray valve | U1 VACUUM PUMP AREA | Valve | CLOSED
01V890 | U1 LRVP "B" non condensable suction line | U1 VACUUM PUMP AREA | Valve | CLOSED
01YV890 | U1 LRVP "B" non condensable inlet isolation valve | U1 VACUUM PUMP AREA | Valve | CLOSED
01V891 | U1 LRVP "B" seal water tank equalization isolation valve | U1 VACUUM PUMP AREA | Valve | CLOSED
null | U1 LRVP"B" east belly drains | U1 VACUUM PUMP AREA | Valve | OPEN
null | U1 LRVP "B" west belly drains | U1 VACUUM PUMP AREA | Valve | OPEN
01V903B | U1 LRVP "C" seal water isolation valve to make up control valve | U1 VACUUM PUMP AREA | Valve | CLOSED
V903E | U1 LRVP "C" seal water isolation valve to make up control valve | U1 VACUUM PUMP AREA | Valve | CLOSED
01V903A | U1 LRVP "C" seal water isolation valve to bypass to tank | U1 VACUUM PUMP AREA | Valve | CLOSED
01V900A | U1 LRVP "C" discharge isolation valve off seal water tank | U1 VACUUM PUMP AREA | Valve | CLOSED
01V901A | U1 LRVP "C" seal water discharge isolation valve after heat exch | U1 VACUUM PUMP AREA | Valve | CLOSED
0V901B | U1 LRVP "C" isolation valve to seal water spray valve | U1 VACUUM PUMP AREA | Valve | CLOSED
01V898 | U1 LRVP "C" non condensable suction line | U1 VACUUM PUMP AREA | Valve | CLOSED
01YV898 | U1 LRVP "C" non condensable inlet isolation valve | U1 VACUUM PUMP AREA | Valve | CLOSED
01V899 | U1 LRVP "C" seal water tank equalization isolation valve | U1 VACUUM PUMP AREA | Valve | CLOSED
null | U1 LRVP "C" east belly drains | U1 VACUUM PUMP AREA | Valve | OPEN
null | U1 LRVP "C" west belly drains | U1 VACUUM PUMP AREA | Valve | OPEN
V911E | U1 LRVP "D" seal water isolation valve to make up control valve | U1 VACUUM PUMP AREA | Valve | CLOSED
01V911B | U1 LRVP "D" seal water isolation valve to make up control valve | U1 VACUUM PUMP AREA | Valve | CLOSED
01V911A | U1 LRVP "D" seal water isolation valve to bypass to tank | U1 VACUUM PUMP AREA | Valve | CLOSED
01V908A | U1 LRVP "D" discharge isolation valve off seal water tank | U1 VACUUM PUMP AREA | Valve | CLOSED
01V909A | U1 LRVP "D" seal water discharge isolation valve after heat exch | U1 VACUUM PUMP AREA | Valve | CLOSED
01V909B | U1 LRVP "D" isolation valve to seal water spray valve | U1 VACUUM PUMP AREA | Valve | CLOSED
01V906 | U1 LRVP "D" non condensable suction line | U1 VACUUM PUMP AREA | Valve | CLOSED
01YV906 | U1 LRVP "D" non condensable inlet isolation valve | U1 VACUUM PUMP AREA | Valve | CLOSED
01V907 | U1 LRVP "D" seal water tank equalization isolation valve | U1 VACUUM PUMP AREA | Valve | CLOSED
null | U1 LRVP "D" east belly drains | U1 VACUUM PUMP AREA | Valve | OPEN
null | U1 LRVP "D" west belly drains | U1 VACUUM PUMP AREA | Valve | OPEN
V895E | U1 LRVP "B" seal water isolation valve to make up control valve | U2 VACUUM PUMP AREA | Valve | CLOSED
01V895B | U1 LRVP "B"seal water isolation valve to make up control valve | U2 VACUUM PUMP AREA | Valve | CLOSED
01V895A | U1 LRVP "B" seal water isolation valve to bypass to tank | U1 VACUUM PUMP AREA | Valve | CLOSED
01V892A | U1 LRVP "B" discharge isolation valve off seal water tank | U1 VACUUM PUMP AREA | Valve | CLOSED
01V893A | U1 LRVP "B" seal water discharge isolation valve after heat exch | U1 VACUUM PUMP AREA | Valve | CLOSED
01V893B | U1 LRVP "B" isolation valve to seal water spray valve | U1 VACUUM PUMP AREA | Valve | CLOSED
01V890 | U1 LRVP "B" non condensable suction line | U1 VACUUM PUMP AREA | Valve | CLOSED
01YV890 | U1 LRVP "B" non condensable inlet isolation valve | U1 VACUUM PUMP AREA | Valve | CLOSED
01V891 | U1 LRVP "B" seal water tank equalization isolation valve | U1 VACUUM PUMP AREA | Valve | CLOSED
null | U1 LRVP"B" east belly drains | U1 VACUUM PUMP AREA | Valve | OPEN
null | U1 LRVP "B" west belly drains | U1 VACUUM PUMP AREA | Valve | OPEN
V919B | U1 LRVP "E" seal water isolation valve to make up control valve | U1 VACUUM PUMP AREA | Valve | CLOSED
V919E | U1 LRVP E seal water isolation valve to make up control valve | U1 VACUUM PUMP AREA | Valve | CLOSED
V919A | U1 LRVP "E" seal water isolation valve to bypass to tank | U1 VACUUM PUMP AREA | Valve | CLOSED
V916A | U1 LRVP "E" discharge isolation valve off seal water tank | U1 VACUUM PUMP AREA | Valve | CLOSED
V917A | U1 LRVP "E" seal water discharge isolation valve after heat exch | U1 VACUUM PUMP AREA | Valve | CLOSED
V917B | U1 LRVP "E" isolation valve to seal water spray valve | U1 VACUUM PUMP AREA | Valve | CLOSED
V914 | U1 LRVP "E" non condensable suction line | U1 VACUUM PUMP AREA | Valve | CLOSED
YV914 | U1 LRVP "E" non condensable inlet isolation valve | U1 VACUUM PUMP AREA | Valve | CLOSED
V915 | U1 LRVP "E" seal water tank equalization isolation valve | U1 VACUUM PUMP AREA | Valve | CLOSED
null | U1 LRVP "E" INA-YV-883 air supply valve | U1 VACUUM PUMP AREA | Valve | CLOSED
null | U1 LRVP "E" east belly drains | U1 VACUUM PUMP AREA | Valve | OPEN
null | U1 LRVP "E" west belly drains | U1 VACUUM PUMP AREA | Valve | OPEN
Brker13CB1 | 01-HTT-HPL-1118 Brker 1/3 CB 1 | Outside of U1 HRSG MCC enclosure (NW corner of the enclosure) | Valve | OPEN
Brker57CB3 | 01-HTT-HPL-1118 Brker 5/7 CB 3 | Outside of U1 HRSG MCC enclosure (NW corner of the enclosure) | Valve | OPEN
Brker911CB5 | 01-HTT-HPL-1118 Brker 9/11 CB 5 | Outside of U1 HRSG MCC enclosure (NW corner of the enclosure) | Valve | OPEN
Brker1315CB7 | 01-HTT-HPL-1118 Brker 13/15 CB 7 | Outside of U1 HRSG MCC enclosure (NW corner of the enclosure) | Valve | OPEN
Brker1719CB9 | 01-HTT-HPL-1118 Brker 17/19 CB 9 | Outside of U1 HRSG MCC enclosure (NW corner of the enclosure) | Valve | OPEN
Brker2123CB11 | 01-HTT-HPL-1118 Brker 21/23 CB 11 | Outside of U1 HRSG MCC enclosure (NW corner of the enclosure) | Valve | OPEN
Brker2527CB13 | 01-HTT-HPL-1118 Brker 25/27 CB 13 | Outside of U1 HRSG MCC enclosure (NW corner of the enclosure) | Valve | OPEN
Brker2931CB15 | 01-HTT-HPL-1118 Brker 29/31 CB 15 | Outside of U1 HRSG MCC enclosure (NW corner of the enclosure) | Valve | OPEN
null | 01-HTT-HPL-1118 Brker 33/35 CB 17 | Outside of U1 HRSG MCC enclosure (NW corner of the enclosure) | Valve | OPEN
Brker3739CB19 | 01-HTT-HPL-1118 Brker 37/39 CB 19 | Outside of U1 HRSG MCC enclosure (NW corner of the enclosure) | Valve | OPEN
Brker41CB41 | 01-HTT-HPL-1118 Brker 41 CB 41 | Outside of U1 HRSG MCC enclosure (NW corner of the enclosure) | Valve | OPEN
Brker24CB2 | 01-HTT-HPL-1118 Brker 2/4 CB 2 | Outside of U1 HRSG MCC enclosure (NW corner of the enclosure) | Valve | OPEN
Brker68CB4 | 01-HTT-HPL-1118 Brker 6/8 CB 4 | Outside of U1 HRSG MCC enclosure (NW corner of the enclosure) | Valve | OPEN
Brker1012CB6 | 01-HTT-HPL-1118 Brker 10/12 CB 6 | Outside of U1 HRSG MCC enclosure (NW corner of the enclosure) | Valve | OPEN
Brker1416CB8 | 01-HTT-HPL-1118 Brker 14/16 CB 8 | Outside of U1 HRSG MCC enclosure (NW corner of the enclosure) | Valve | OPEN
Brker1820CB10 | 01-HTT-HPL-1118 Brker 18/20 CB 10 | Outside of U1 HRSG MCC enclosure (NW corner of the enclosure) | Valve | OPEN
Brker2224CB12 | 01-HTT-HPL-1118 Brker 22/24 CB 12 | Outside of U1 HRSG MCC enclosure (NW corner of the enclosure) | Valve | OPEN
Brker2628CB14 | 01-HTT-HPL-1118 Brker 26/28 CB 14 | Outside of U1 HRSG MCC enclosure (NW corner of the enclosure) | Valve | OPEN
Brker3032CB16 | 01-HTT-HPL-1118 Brker 30/32 CB 16 | Outside of U1 HRSG MCC enclosure (NW corner of the enclosure) | Valve | OPEN
Brker3436CB18 | 01-HTT-HPL-1118 Brker 34/36 CB 18 | Outside of U1 HRSG MCC enclosure (NW corner of the enclosure) | Valve | OPEN
Brker3840CB20 | 01-HTT-HPL-1118 Brker 38/40 CB 20 | Outside of U1 HRSG MCC enclosure (NW corner of the enclosure) | Valve | OPEN
Brker42CB42 | 01-HTT-HPL-1118 Brker 42 CB 42 | Outside of U1 HRSG MCC enclosure (NW corner of the enclosure) | Valve | OPEN
Brker13CB1 | 02-HTT-HPL-1211 Brker 1/3 CB 1 | U2 HRSG piperack 1st level (North) | Valve | OPEN
Brker57CB3 | 02-HTT-HPL-1211 Brker 5/7 CB 3 | U2 HRSG piperack 1st level (North) | Valve | OPEN
Brker911CB5 | 02-HTT-HPL-1211 Brker 9/11 CB 5 | U2 HRSG piperack 1st level (North) | Valve | OPEN
Brker1315CB7 | 02-HTT-HPL-1211 Brker 13/15 CB 7 | U2 HRSG piperack 1st level (North) | Valve | OPEN
Brker1719CB9 | 02-HTT-HPL-1211 Brker 17/19 CB 9 | U2 HRSG piperack 1st level (North) | Valve | OPEN
Brker2123CB11 | 02-HTT-HPL-1211 Brker 21/23 CB 11 | U2 HRSG piperack 1st level (North) | Valve | OPEN
Brker2527CB13 | 02-HTT-HPL-1211 Brker 25/27 CB 13 | U2 HRSG piperack 1st level (North) | Valve | OPEN
Brker2931CB15 | 02-HTT-HPL-1211 Brker 29/31 CB 15 | U2 HRSG piperack 1st level (North) | Valve | OPEN
Brker3335CB17 | 02-HTT-HPL-1211 Brker 33/35 CB 17 | U2 HRSG piperack 1st level (North) | Valve | OPEN
Brker3739CB19 | 02-HTT-HPL-1211 Brker 37/39 CB 19 | U2 HRSG piperack 1st level (North) | Valve | OPEN
Brker4143CB21 | 02-HTT-HPL-1211 Brker 41/43 CB 21 | U2 HRSG piperack 1st level (North) | Valve | OPEN
Brker4547CB23 | 02-HTT-HPL-1211 Brker 45/47 CB 23 | U2 HRSG piperack 1st level (North) | Valve | OPEN
Brker4951CB25 | 02-HTT-HPL-1211 Brker 49/51 CB 25 | U2 HRSG piperack 1st level (North) | Valve | OPEN
Brker5355CB27 | 02-HTT-HPL-1211 Brker 53/55 CB 27 | U2 HRSG piperack 1st level (North) | Valve | OPEN
Brker5759CB29 | 02-HTT-HPL-1211 Brker 57/59 CB 29 | U2 HRSG piperack 1st level (North) | Valve | OPEN
Brker6163CB31 | 02-HTT-HPL-1211 Brker 61/63 CB 31 | U2 HRSG piperack 1st level (North) | Valve | OPEN
Brker6567CB33 | 02-HTT-HPL-1211 Brker 65/67 CB 33 | U2 HRSG piperack 1st level (North) | Valve | OPEN
Brker6971CB35 | 02-HTT-HPL-1211 Brker 69/71 CB 35 | U2 HRSG piperack 1st level (North) | Valve | OPEN
Brker7375CB37 | 02-HTT-HPL-1211 Brker 73/75 CB 37 | U2 HRSG piperack 1st level (North) | Valve | OPEN
Brker7779CB39 | 02-HTT-HPL-1211 Brker 77/79 CB 39 | U2 HRSG piperack 1st level (North) | Valve | OPEN
Brker81CB81 | 02-HTT-HPL-1211 Brker 81 CB 81 | U2 HRSG piperack 1st level (North) | Valve | OPEN
Brker83CB83 | 02-HTT-HPL-1211 Brker 83 CB 83 | U2 HRSG piperack 1st level (North) | Valve | OPEN
Brker24CB2 | 02-HTT-HPL-1211 Brker 2/4 CB 2 |  | Valve | OPEN
Brker68CB4 | 02-HTT-HPL-1211 Brker 6/8 CB 4 |  | Valve | OPEN
Brker1012CB6 | 02-HTT-HPL-1211 Brker 10/12 CB 6 |  | Valve | OPEN
Brker1416CB8 | 02-HTT-HPL-1211 Brker 14/16 CB 8 |  | Valve | OPEN
Brker1820CB10 | 02-HTT-HPL-1211 Brker 18/20 CB 10 |  | Valve | OPEN
Brker2224CB12 | 02-HTT-HPL-1211 Brker 22/24 CB 12 |  | Valve | OPEN
Brker2628CB14 | 02-HTT-HPL-1211 Brker 26/28 CB 14 |  | Valve | OPEN
Brker3032CB16 | 02-HTT-HPL-1211 Brker 30/32 CB 16 |  | Valve | OPEN
Brker3436CB18 | 02-HTT-HPL-1211 Brker 34/36 CB 18 |  | Valve | OPEN
Brker3840CB20 | 02-HTT-HPL-1211 Brker 38/40 CB 20 |  | Valve | OPEN
Brker4244CB22 | 02-HTT-HPL-1211 Brker 42/44 CB 22 |  | Valve | OPEN
Brker4648CB24 | 02-HTT-HPL-1211 Brker 46/48 CB 24 |  | Valve | OPEN
Brker5052CB26 | 02-HTT-HPL-1211 Brker 50/52 CB 26 |  | Valve | OPEN
Brker5456CB28 | 02-HTT-HPL-1211 Brker 54/56 CB 28 |  | Valve | OPEN
Brker5860CB30 | 02-HTT-HPL-1211 Brker 58/60 CB 30 |  | Valve | OPEN
Brker6264CB32 | 02-HTT-HPL-1211 Brker 62/64 CB 32 |  | Valve | OPEN
Brker6668CB34 | 02-HTT-HPL-1211 Brker 66/68 CB 34 |  | Valve | OPEN
Brker7072CB36 | 02-HTT-HPL-1211 Brker 70/72 CB 36 |  | Valve | OPEN
Brker7476CB38 | 02-HTT-HPL-1211 Brker 74/76 CB 38 |  | Valve | OPEN
Brker7880CB39 | 02-HTT-HPL-1211 Brker 78/80 CB 39 |  | Valve | OPEN
Brker82CB82 | 02-HTT-HPL-1211 Brker 82 CB 82 |  | Valve | OPEN
Brker84CB84 | 02-HTT-HPL-1211 Brker 84 CB 84 |  | Valve | OPEN
00VFGS442A | FGC "A" purge valve | Inide FGC "B" enclosure | Valve | CLOSED
00VINA452B | FGC "A" discharge block AOV air supply. | Inside FGC "A" enclosure |  | CLOSED
00VINA481B | FGC "A" inlet block AOV control air isolation | Inside FGC "A" enclosure | Valve | CLOSED
00VINA487 | FGC "A" vent AOV control air isolation | Inside FGC "A" enclosure |  | CLOSED
VINA484 | FGC "A" IGV air supply manual valve | FUEL GAS COMPRESSOR AREA | Valve | CLOSED
00VFGS642A | FGC "C" purge valve | Inide FGC "C" enclosure | Valve | CLOSED
00VINA652B | FGC "C" discharge block AOV air supply. | Inside FGC "C" enclosure |  | CLOSED
00VINA681B | FGC "C" inlet block AOV control air isolation | Inside FGC "C" enclosure | Valve | CLOSED
VINA684 | FGC "C" IGV air supply manual valve | Inside FGC "C" enclosure | Valve | CLOSED
null | FGC B IGV INA ISO | FUEL GAS COMPRESSOR AREA | Valve | CLOSED
00VFGS442C | FGC "A" purge valve | Inide FGC "A" enclosure | Valve | CLOSED
00VFGS642C | FGC "C" purge valve | Inide FGC "C" enclosure | Valve | CLOSED
00VFGS542C | FGC "B" purge valve | Inide FGC "B" enclosure | Valve | CLOSED
00VINA456 | FGC "A" recirc valve control air ISO | FUEL GAS COMPRESSOR AREA | Valve | CLOSED
MKW01AA110 | SEAL OIL REGULATOR INLET | U1 Basement |  | CLOSED
MKW01AA112 | SEAL OIL STRAINER OUTLET | U1 Basement |  | CLOSED
MKW01AA807 | SEAL OIL REGULATOR OIL SUPPLY | U1 Basement |  | CLOSED
MKW02AA801 | SEAL OIL REGULATOR H2 SUPPLY | U1 Basement |  | CLOSED
MKW03AA901 | SEAL OIL FLOAT TRAP VENT | U1 Basement |  | CLOSED
MKW03AA101 | SEAL OIL FLOAT TRAP INLET | U1 Basement |  | CLOSED
MKW03AA103 | SEAL OIL FLOAT TRAP OUTLET | U1 Basement |  | CLOSED
V1 | MINI BULK CO2 OUTLET ISO | CO2 MINI BULK |  | CLOSED
MKW01AA110 | SEAL OIL REGULATOR INLET | Turbine Basement |  | CLOSED
MKW01AA112 | SEAL OIL STRAINER OUTLET | Turbine Basement |  | CLOSED
MKW01AA807 | SEAL OIL REGULATOR OIL SUPPLY | Turbine Basement |  | CLOSED
MKW02AA801 | SEAL OIL REGULATOR H2 SUPPLY | Turbine Basement |  | CLOSED
MKW03AA901 | SEAL OIL FLOAT TRAP VENT | Turbine Basement |  | CLOSED
MKW03AA101 | SEAL OIL FLOAT TRAP INLET | Turbine Basement |  | CLOSED
MKW03AA103 | SEAL OIL FLOAT TRAP OUTLET | Turbine Basement |  | CLOSED
02VCMG103 | H2 ISOLATION | UNIT 2 EAST BUILDING WALL OUTSIDE |  | CLOSED
02VCMG113 | H2 ISOLATION | UNIT 2 EAST BUILDING WALL OUTSIDE |  | CLOSED
02VCMG602 | H2 VENT | UNIT 2 EAST BUILDING WALL OUTSIDE |  | OPEN
QFF11AA033 | Purge Air to TCA System | U2 HRSG |  | CLOSED
00IDVFPS610 | U1 Turbine Building isolation Post Indicating Valve | East of TB U1 |  | CLOSED
null | INA Low point drain VALVE Fire System U1 ST/Generator Coupling | U1 TURBINE BLDG | Valve | OPEN
01MKC01GU101ExcitationCubicle | U1 Excitation Field Breaker (FCB) | U1 Excitation Building | Breaker | racked out
01MBY91GZ100 | HEATER (GT PACKAGE GAS DETECTORS) | TCP panel 01BJA01; BR43 |  | OPEN
TBAC1Fuse7 | DB Igniter Fuse 7 | Duct Burner Control Panel | fuse | pulled
null | PURGE AIR TO U1 ECA "A" CMP SUCTION | U1 ECA COMPRESSOR |  | CLOSED
null | PURGE AIR TO U1 ECA "B" CMP SUCTION | U1 ECA "B" COMPRESSOR |  | CLOSED
null | PURGE AIR TO U1 ECA SYSTEM | U1 ECA CMP AREA |  | CLOSED
Brker3436CB18 | VHHS801/802 01-HTT-HPL-1111 | Top of U1 HRSG west (between HP and IP drums) | Breaker | OPEN
Brker68CB4 | HP IBD 909 - 01-HTT-HPL-2114 | Outside of U1 HRSG MCC enclosure (NE corner of the enclosure) | Breaker | OPEN
Brker4143CB21 | 01-VHHS842/843/01-MOV-HHS908 01-HTT-HPL-1112 | Outside of U1 HRSG MCC enclosure (NE corner of the enclosure) | Breaker | OPEN
Brker3840CB20 | 01-MOV-HRS912 01-HTT-HPL1116 | Outside of U1 HRSG MCC enclosure (SE corner of the enclosure) | Breaker | OPEN
Brker3335CB17 | 01-VHHS971/983/984/985 01-HTT-HPL-1111 | Top of U1 HRSG west (between HP and IP drums) | Breaker | OPEN
Brker5052CB26 | 01-MOV-HHS-910 01-HTT-HPL-1116 | Outside of U1 HRSG MCC enclosure (SE corner of the enclosure) | Breaker | OPEN
Brker4648CB24 | O’Bryan box HPS101 01-HTT-HPL-2111 | U1 HRSG piperack 1st level (North) | Breaker | OPEN
02STPMPM01A | UNIT 2 LP DRAINS TANK PUMP MTR A | 02-ACC-MCC-141, CUBICLE12FB | 480 V MOLDED CASE BREAKER | OPEN
02VSTP900A | Inlet valve suction strainers LP 2A pump 02-VSTP900A | unit 2 STP pump U2 "A" |  | CLOSED
02VSTP900C | inlet valve suction strainer LP 2A pump 02-VSTP900C | unit 2 STP pump U2 "A" | Valve | CLOSED
LP2Apump02VSTP900B | discharge valve after strainer ( LP 2A pump - 02-VSTP900B) | unit 2 STP pump U2 "A" | Valve | CLOSED
02VSTP900D | discharge valve after strainer ( LP 2A pump - 02-VSTP900D) | unit 2 STP pump U2 "A" | Valve | CLOSED
7720 | Alliance HP Reg station Manual Iso 772 | Alliance HP Reg station | Valve | CLOSED
7800 | Alliance HP Reg station Manual vent 780 | Alliance HP Reg Station | Valve | OPEN
7880 | Alliance HP Reg station Manual vent 788 | Alliance HPReg Station | Valve | OPEN
7910 | Alliance HP Reg station Manual vent 791 | Alliance HP Reg Station | Valve | OPEN
7730 | Alliance HP Reg station Outlet Manual Iso 773 | Alliance HP Reg Station | Valve | CLOSED
7740 | Alliance HP Reg station Manual Iso 774 | Alliance HP Reg Station | Valve | CLOSED
7810 | Alliance HP Reg station Manual vent 781 | Alliance HP Reg Station | Valve | OPEN
7890 | Alliance HP Reg station Manual vent 789 | Alliance HP Reg Station | Valve | OPEN
7920 | Alliance HP Reg station Manual vent 792 | Alliance HP Reg Station | Valve | OPEN
7750 | Alliance HP Reg station Outlet Manual Iso 775 | Alliance HP Reg Station | Valve | CLOSED
7760 | Alliance HP Reg station Manual Iso 776 | Alliance HP Reg Station | Valve | CLOSED
7820 | Alliance HP Reg station Manual vent 782 | Alliance HP Reg Station | Valve | OPEN
7900 | Alliance HP Reg station Manual vent 790 | Alliance HP Reg Station | Valve | OPEN
7930 | Alliance HP Reg station Manual vent 793 | Alliance HP Reg Station | Valve | OPEN
7770 | Alliance HP Reg station Outlet Manual Iso 777 | Alliance HP Reg Station | Valve | CLOSED
7850 | Alliance SOV785 INA Supply Iso | Jackson Onsite Gas Yard | Valve | CLOSED
7860 | Alliance SOV786 INA Supply Iso | Jackson Onsite gas yard | Valve | CLOSED
7940 | Alliance HP Reg upstream SOV785 Manual vent 794 | Alliance HP Reg Station | Valve | OPEN
7720 | Alliance HP Reg station Manual Iso 772 | Alliance HP Reg station | Valve | CLOSED
7800 | Alliance HP Reg station Manual vent 780 | Alliance HP Reg Station | Valve | OPEN
7880 | Alliance HP Reg station Manual vent 788 | Alliance HPReg Station | Valve | OPEN
7910 | Alliance HP Reg station Manual vent 791 | Alliance HP Reg Station | Valve | OPEN
7730 | Alliance HP Reg station Outlet Manual Iso 773 | Alliance HP Reg Station | Valve | CLOSED
7740 | Alliance HP Reg station Manual Iso 774 | Alliance HP Reg Station | Valve | CLOSED
7810 | Alliance HP Reg station Manual vent 781 | Alliance HP Reg Station | Valve | OPEN
7890 | Alliance HP Reg station Manual vent 789 | Alliance HP Reg Station | Valve | OPEN
7920 | Alliance HP Reg station Manual vent 792 | Alliance HP Reg Station | Valve | OPEN
7750 | Alliance HP Reg station Outlet Manual Iso 775 | Alliance HP Reg Station | Valve | CLOSED
7760 | Alliance HP Reg station Manual Iso 776 | Alliance HP Reg Station | Valve | CLOSED
7820 | Alliance HP Reg station Manual vent 782 | Alliance HP Reg Station | Valve | OPEN
7900 | Alliance HP Reg station Manual vent 790 | Alliance HP Reg Station | Valve | OPEN
7930 | Alliance HP Reg station Manual vent 793 | Alliance HP Reg Station | Valve | OPEN
7770 | Alliance HP Reg station Outlet Manual Iso 777 | Alliance HP Reg Station | Valve | CLOSED
7850 | Alliance SOV785 INA Supply Iso | Jackson Onsite Gas Yard | Valve | CLOSED
7860 | Alliance SOV786 INA Supply Iso | Jackson Onsite gas yard | Valve | CLOSED
7940 | Alliance HP Reg upstream SOV785 Manual vent 794 | Alliance HP Reg Station | Valve | OPEN
8720 | ANR/NB HP Reg station Manual Iso 872 | Jackson Onsite gas yard | Valve | CLOSED
8800 | ANR/NB HP Reg station Manual vent 880 | ANR/NB HP Regulating station | Valve | OPEN
8880 | ANR/NB HP Reg station Manual vent 888 | ANR/NB HP Reg Station | Valve | OPEN
8910 | ANR/NB HP Reg station Manual vent 891 | ANR/NB HP Reg Station | Valve | OPEN
8730 | ANR/NB HP Reg station Outlet Manual Iso 873 | ANR/NB HP Reg Station | Valve | CLOSED
8740 | ANR/NB HP Reg station Manual Iso 874 | ANR/NB HP Reg Station | Valve | CLOSED
8810 | ANR/NB HP Reg station Manual vent 881 | ANR/NB HP Reg Station | Valve | OPEN
8890 | ANR/NB HP Reg station Manual vent 889 | ANR/NB HP Reg Station | Valve | OPEN
8920 | ANR/NB HP Reg station Manual vent 892 | ANR/NB HP Reg Station | Valve | OPEN
8750 | ANR/NB HP Reg station Outlet Manual Iso 875 | ANR/NB HP Reg Station | Valve | CLOSED
8760 | ANR/NB HP Reg station Manual Iso 876 | ANR/NB HP Reg Station | Valve | CLOSED
8820 | ANR/NB HP Reg station Manual vent 882 | ANR/NB HP Reg Station | Valve | OPEN
8900 | ANR/NB HP Reg station Manual vent 890 | ANR/NB HP Reg Station | Valve | OPEN
8930 | ANR/NB HP Reg station Manual vent 893 | ANR/NB HP Reg Station | Valve | OPEN
8770 | ANR/NB HP Reg station Outlet Manual Iso 877 | ANR/NB HP Reg Station | Valve | CLOSED
8850 | ANR/NB SOV885 INA Supply Iso | ANR/NB HP Reg Station | Valve | CLOSED
8860 | ANR/NB SOV886 INA Supply Iso | ANR/NB HP Reg Station | Valve | CLOSED
8940 | ANR/NB HP Reg upstream SOV885 vent 894 | ANR/NB HP Reg Station | Valve | OPEN
00VFGS642A | FGC "C" purge valve | Inide FGC "C" enclosure | Valve | CLOSED
00VFGS442A | FGC "A" purge valve | Inide FGC "A" enclosure | Valve | CLOSED
00VFGS542A | FGC "B" purge valve | Inide FGC "B" enclosure | Valve | CLOSED
01STPMPM01A | UNIT 1 LP DRAINS TANK PUMP MTR A | 01-ACC-MCC-131, CUBICLE 14FB | 480 V MOLDED CASE BREAKER | OPEN
01STPMPM01B | UNIT 1 LP DRAINS TANK PUMP MTR B | 01-ACC-MCC-231, CUBICLE12FB | 480 V MOLDED CASE BREAKER | OPEN
01VAXS165B | 01-VAXS165 wrap around BYPASS | U1 CONDENSATE RECIEVER TANK 2ND LEVEL |  | CLOSED
01MOVAXS321A | U1 AUX Steam Header Byp Iso handwheel | 2ND PIPE RACK | MOV handwheel | CLOSED
01VFGS922 | DUCT BURNER SOV INA SUPPLY | DUCT BURNER SKID |  | CLOSED
02CNDMPM01B | U2 CONDENSATE PUMP B | MVB SWITCHGEAR 11, CUBICLE 03A | Fuse | OPEN
02CNDMPM01C | U2 CONDENSATE PUMP C | MVB SWITCHGEAR 21, CUBICLE 03B | Fuse | OPEN
02LCA14AP101 | GT 2C/ECA RECIRCULATION PUMP (A) | TCP NON ESS |  | OPEN
02LCA14AP102 | GT 2C/ECA RECIRCULATION PUMP (B) | TCP NON ESS |  | OPEN
02ARMMPM01A | ACC 2 LRVP 01A |  | 480 V MOLDED CASE BREAKER | OPEN
01MKC01GU101ExcitationCubicle | U1 Excitation Field Breaker (FCB) | U1 Excitation Building | Breaker | racked out
01MBY91GZ100 | HEATER (GT PACKAGE GAS DETECTORS) | TCP panel 01BJA01; BR43 |  | OPEN
TBAC1Fuse7 | DB Igniter Fuse 7 | Duct Burner Control Panel | fuse | pulled
01VFGS922 | DUCT BURNER SOV INA SUPPLY | DUCT BURNER SKID |  | CLOSED
null | PURGE AIR TO U1 ECA "A" CMP SUCTION | U1 ECA COMPRESSOR |  | CLOSED
null | PURGE AIR TO U1 ECA "B" CMP SUCTION | U1 ECA "B" COMPRESSOR |  | CLOSED
null | PURGE AIR TO U1 ECA SYSTEM | U1 ECA CMP AREA |  | CLOSED
01VFGS932 | DB Fuel Gas vent | DB SKID U1 |  | OPEN
02MKC01GU101 | EXCITATION CUBICLE (FCB) RACKED OUT | U2 EXCITOR BLDG | Breaker | OPEN
01BTL01E01 | 220V DC RECTIFIER PANEL | TCP, BUS 01BFJ01 | 480 V MOLDED CASE BREAKER | OPEN
01BTL01E02 | 220V DC RECTIFIER PANE | TCP BUS 01BMC01 | 480 V MOLDED CASE BREAKER | OPEN
01BTL01Q21 | 220VDC OUTPUT BREAKER | TCP, BENNING CAB 01BTL01 |  | OPEN
01BTL01Q22 | 220VDC OUTPUT BREAKER | TCP, BENNING CAB 01BTL01 |  | OPEN
00MVAENC01201Q011 | U1 Battery Charger "A" 125VDC output | MED VOLT BUILDING, CAB 00-MVA-ENC-01 |  | OPEN
01LVEENC01202Q011 | U1 Battery Charger "B" 125VDC output | 01-LVE-ENC-01 |  | OPEN
01LVFUPS01201Q100 | U1 125VDC TO U1 UPS | MVB, UPS CAB 01-LVF-UPS-01 |  | OPEN
01LVFUPS01201Q100 | U2 125VDC TO UPS | MVB 01-LVF-UPS-01 |  | OPEN
02BTL01E01 | 220V DC RECTIFIER PANEL | TCP, BUS 02BFJ01 | 480 V MOLDED CASE BREAKER | OPEN
02BTL01E02 | 220V DC RECTIFIER PANE | TCP BUS 02BMC01 | 480 V MOLDED CASE BREAKER | OPEN
02BTL01Q21 | 220VDC OUTPUT BREAKER | TCP, BENNING CAB 01BTL01 |  | OPEN
02BTL01Q22 | 220VDC OUTPUT BREAKER | TCP, BENNING CAB 01BTL01 |  | OPEN
02LVECHG01AQ011 | U2 Battery Charger "A" 125VDC output | MED VOLT BUILDING, CAB 02-LVE-CHG-01A |  | OPEN
02LVECHG01BQ011 | U2 Battery Charger "B" 125VDC output | MVB, CAB 02-LVE-CHG-01B |  | OPEN
01LVECHG01AQ011 | U1 Battery Charger "A" 125VDC output | MED VOLT BUILDING, CAB 01-LVE-CHG-01A |  | OPEN
01LVEENC01202Q011 | U1 Battery Charger "B" 125VDC output | MVB,CAB 01-LVE-CHG-01B |  | OPEN
01STPMPM01A | UNIT 1 LP DRAINS TANK PUMP MTR A | 01-ACC-MCC-131, CUBICLE 12FB | 480 V MOLDED CASE BREAKER | OPEN
01STPMPM01B | UNIT 1 LP DRAINS TANK PUMP MTR B | 01-ACC-MCC-231, CUBICLE14FB | 480 V MOLDED CASE BREAKER | OPEN
01MOVAXS322H | UNIT 1 AUXBLR TO STM SEP INLET BYP HANDWHEEL | 2ND PIPE RACK | MOV handwheel | CLOSED
01MOVAXS321H | UNIT 1 AUXBLR TO STM SEP INLET BLK MOV HANDWHEEL | 2ND PIPE RACK | MOV handwheel | CLOSED
Brker4648CB24 | O'Bryan box HPS 101 01-HTT-HPL-2111 | U1 HRSG piperack 1st level (North) | Breaker | OPEN
Brker3032CB16 | 02-VHHS971/983/984/985 02-HTT-HPL-2211 | Top of U2 HRSG west (between HP and IP drums) | Breaker | OPEN
Brker13CB1 | 02-MOV-HHS-907 - 02-HTT-HPL-2217 | Top of U2 HRSG east (NE of LP drum) | Breaker | OPEN
Brker3436CB18 | 02-HHS-993 sparge 02-HTT-HPL-1216 | Outside of U2 HRSG MCC enclosure (NW corner of the enclosure) | Breaker | OPEN
CB01 | U1 Evap Cooler Pump | U1 Evap Panel |  | OPEN
MBL02AA201 | U1 Evap Pump Suction |  |  | CLOSED
MBL02AA202 | U1 Evap Pump Discharge |  |  | CLOSED
CB01 | U2 Evap Cooler Pump | U2 Evap Panel |  | OPEN
MBL02AA201 | U2 Evap Pump Suction |  |  | CLOSED
MBL02AA202 | U2 Evap Pump Discharge |  |  | CLOSED
02VBUR890 | Inst Air to DB purge credit valves | U2 DB skid |  | CLOSED
TBAC1fuse7 | DB igniters | Unit 2 Duct Burner Managment System Cabinet 02-BUR-JBX-01 | Fuse | pulled
null |  |  |  | OPEN
VINA626 | Outlet to 01B Dryer VINA-626 | AIR COMPRESSOR AREA | Valve | CLOSED
HV110 | ANR HV110 manual isolation | ANR- Upstream in Standby Regulator Run | Valve | CLOSED
HV120 | ANR HV120 manual isolation | ANR- Upstream in primary Reg Run | Valve | CLOSED
HV130 | ANR HV130 manual isolation | T/C Interconnect | Valve | CLOSED
HV115 | ANR HV115 manual isolation | ANR- Downstream in Standby Reg Run | Valve | CLOSED
HV125 | ANR HV125 manual isolation | ANR- Downstream in Primary Reg run | Valve | CLOSED
HV135 | ANR HV135 manual isolation | T/C Interconnect | Valve | CLOSED
02FCVVDWS100 | U2 CALCITE CONTACTOR DEMIN INLET ISO VALVE | UNIT 2 TURBINE BUILDING |  | CLOSED
U1ECAPurgeINAIsolation | U1 ECA Purge INA Isolation | U1 ECA |  | CLOSED
01VBFW152A | BFW SUCTION LP DRUM ISOLATION BYPASS | U1 BFP Pipe rack |  | CLOSED
01VBFW264A | BFP SUCTION ISO FROM CONDENSATE BYPASS | U1 BFP Pipe rack |  | CLOSED
02VBFW152A | BFW SUCTION LP DRUM ISOLATION BYPASS | U2 BFP Pipe rack |  | CLOSED
02VBFW264A | BFP SUCTION ISO FROM CONDENSATE BYPASS | U2 BFP Pipe rack |  | CLOSED
02VBFW265A | 2A BFP suction bypass | PIPE RACK |  | CLOSED
02VBFW266A | 2B BFP suction bypass | PIPE RACK |  | CLOSED
01YVBUR850 | MAIN GAS AUTO BLOCK | U1 duct burners |  | CLOSED
02MOVHIS908B | HRSG 2 IP STEAM STOP BYPASS |  | Valve | CLOSED
02MOVHHS906B | HRSG 2 HP STEAM OUTLET STOP MOV BYPASS | TOP OF THE HRSG | Valve | CLOSED
02MOVHHS907B | HRSG 2 HP STEAM OUTLET STOP VLV BYP MOV BYPASS | TOP OF HRSG HP DRUM | Valve | CLOSED
89G1Q9 | DISCONNECT DOWNSTREAM OF GCB U1 | GCB landing | DISCONNECT | OPEN
89SS1 | SFC TO U1 GENERATOR DISCONNECT | U1 GSB | DISCONNECT | OPEN
02CNDMPM02B | U2 CONDENSATE PUMP B | MVB SWITCHGEAR 11, CUBICLE 03A | Breaker | OPEN
02CNDMPM02C | U2 CONDENSATE PUMP C | MVB SWITCHGEAR 21, CUBICLE 03B | Breaker | OPEN
MPV21AA904 | MPV21AA904 LO Purifier Pump Discharge Vlv | U2 Lube Oil Skid |  | CLOSED
MPV21AA106 | MPV21AA106 LO Purifier Outlet to Tank | U2 Lube Oil Skid |  | CLOSED
MPV21AA902 | MPV21AA902 LO Purifier Filter Drain | U2 Lube Oil Skid |  | OPEN
00LVFXFR01 | 480v Normal Feed to UPS 1 | MVB, 01-LVB-SWB-171, BR 4 | 480 V CIRCUIT BREACKER | OPEN
01LVFUPS01 | UPS BYPASS TRANSFORMER | BYPASS SWITCH Q500 UPS#1, DOOR 6 | SWITCH | Bypass
01LVFUPS01 | UPS 125VDC SYSTEM UNIT 01 | MVB, DOOR 2, DC DISTRIBUTION PANEL 01-LVE-PPL-01, F6 | SWITCH | OPEN
02LVFUPS01 | UPS 125VDC SYSTEM UNIT 02 | MVB, DOOR 2, DC DISTRIBUTION PANEL 02-LVE-PPL-01, F6 | SWITCH | OPEN
01BTL01BRQ4 | U1 220V DC FEED TO RECTIFIER | TCP | DC Breaker | OPEN
01BTL01BRQ51 | U1 220V DC FEED TO LOAD | TCP | DC Breaker | OPEN
01BTL01BRQ52 | U1 220V DC FEED TO LOAD | TCP | DC Breaker | OPEN
01BTL01BRQ53 | U1 220V DC FEED TO LOAD | TCP | DC Breaker | OPEN
01BTL01220VDCRECTIFIERPANEL | U1 480V AC FEED TO RECTIFIER PANEL | U1 TCP | 480 V CIRCUIT BREAKER | OPEN
01BFJ01 | U1 480V AC FEED TO RECTIFIER PANEL | TCP, BENNING CAB 01BTL01 | 480 V CIRCUIT BREAKER | OPEN
02BTL01BRQ4 | U2 220V DC FEED TO RECTIFIER | TCP | DC Breaker | OPEN
02BTL01BRQ51 | U2 220V DC FEED TO LOAD | TCP | DC Breaker | OPEN
02BTL01BRQ52 | U2 220V DC FEED TO LOAD | TCP | DC Breaker | OPEN
02BTL01BRQ53 | U2 220V DC FEED TO LOAD | TCP | DC Breaker | OPEN
02BTL01220VDCRECTIFIERPANEL | U2 480V AC FEED TO RECTIFIER PANEL | U2 TCP | 480 V CIRCUIT BREAKER | OPEN
02BFJ01 | U2 480V AC FEED TO RECTIFIER PANEL | TCP, BENNING CAB 02BTL01 | 480 V CIRCUIT BREAKER | OPEN
ISOLATIONBEFOREAIRREGULATOR | U1 Pulse air inlet isolation | U1 INLET AIR INTAKE, UNDERNEATH NW | Valve | CLOSED
DRAINAFTERREGULATOR | U1 Pulse air drain after regulator | U1 INLET AIR INTAKE, UNDERNEATH NW | Valve | OPEN
ISOLATIONBEFOREAIRREGULATOR | U2 Pulse air inlet isolation | U2 INLET AIR INTAKE, UNDERNEATH NW | Valve | CLOSED
DRAINAFTERREGULATOR | U2 Pulse air drain after regulator | U2 INLET AIR INTAKE, UNDERNEATH NW | Valve | OPEN
00IDVFPS610 | U2 Turbine Building isolation Post Indicating Valve | East of TB U2 |  | CLOSED
null | INA Low point drain VALVE Fire System U2 ST/Generator Coupling | U2 TURBINE BLDG | Valve | OPEN
null | 01-BST-CND-100 "A" South Inlet Iso | CONDENSATE RECEIVER TANK AREA |  | CLOSED
null | 01-BST-CND-100 "A" South Outlet Iso | CONDENSATE RECEIVER TANK AREA |  | CLOSED
null | A South Strainer Vent Iso VCND320 | CONDENSATE RECEIVER TANK AREA |  | OPEN
null | 01-BST-CND-100 "A" North Inlet Iso | CONDENSATE RECEIVER TANK AREA |  | CLOSED
null | 01-BST-CND-100 "A" North Outlet Iso | CONDENSATE RECEIVER TANK AREA |  | CLOSED
null | A North Strainer Vent Iso VCND320 | CONDENSATE RECEIVER TANK AREA |  | CLOSED
null | A South Strainer Vent Iso VCND320 | CONDENSATE RECEIVER TANK AREA |  | CLOSED
01CNDMPM01A | U1 CONDENSATE PUMP A | MVB SWITCHGEAR 11, CUBICLE 02A | DISCONNECT | OPEN
null | 01-BST-CND-100 North Inlet Iso | CONDENSATE RECEIVER TANK AREA |  | CLOSED
null | 01-BST-CND-100 South Inlet Iso | CONDENSATE RECEIVER TANK AREA |  | CLOSED
null | 01-BST-CND-100 North Outlet Iso | CONDENSATE RECEIVER TANK AREA |  | CLOSED
null | 01-BST-CND-100 South Outlet Iso | CONDENSATE RECEIVER TANK AREA |  | CLOSED
null | North Strainer Vent Iso VCND100 | CONDENSATE RECEIVER TANK AREA |  | CLOSED
null | South Strainer Vent Iso VCND320 | CONDENSATE RECEIVER TANK AREA |  | CLOSED
01LVECHG01ABR14 | UNIT 1 125VDC BATTERY CHARGER A (MVB) | Medium voltage | 480 V CIRCUIT BREACKER | OPEN
02LVECHG01ABR16 | UNIT 2 125VDC BATTERY CHARGER A | Medium voltage |  | OPEN
01LVEPPL01F3 | CH. A INP. TO PRIM. DC BUS | MVB, DC DISTRIBUTION PANEL 01-LVE-PPL-01, F3 |  | OPEN
02LVEPPL01F2 | 125 VDC CHARGER A INPUT TO SECONDARY DC BUS | MVB, DC DISTRIBUTION PANEL 02-LVE-PPL-01, F2 |  | OPEN
02LVEPPL01F3 | CH. A INP. TO PRIM. DC BUS | MVB, DC DISTRIBUTION PANEL 02-LVE-PPL-01, F3 |  | OPEN
01LVECHG01BBR15 | UNIT 1 125VDC BATTERY CHARGER B | MVB, 02-LVB-SWB-271 | 480 V CIRCUIT BREACKER | OPEN
01LVEPPL01F4 | Unit 1 CHARGER B INPUT TO SECONDARY DC BUS | MVB, DC DISTRIBUTION PANEL 01-LVE-PPL-01 | 125VDC Disconnect | OPEN
01LVEPPL01F5 | Unit 1 CH. B INP. TO PRIM. DC BUS | MVB, DC DISTRIBUTION PANEL 01-LVE-PPL-01 | 125VDC Disconnect | OPEN
02LVECHG01BBR15 | UNIT 2 125VDC BATTERY CHARGER B | MVB, 01-LVB-SWB-171 | 480 V CIRCUIT BREACKER | OPEN
02LVEPPL01F4 | UNit 2 CHARGER B INPUT TO SECONDARY DC BUS | MVB, DC DISTRIBUTION PANEL 02-LVE-PPL-01 | 125VDC Disconnect | OPEN
02LVEPPL01F5 | Unit 2 CH. B INP. TO PRIM. DC BUS | MVB, DC DISTRIBUTION PANEL 02-LVE-PPL-01 |  | OPEN