## Sheet1
Unit | Tagged | Standard | ID | Description | Location | Equip | Equipment | Extra Info | Type | System | P&ID | OTHER PID | Normal Pos | Iso Pos | Fluid | Size | Rec ID | Num | T
BOP |  |  | 00-MVB-SWG-11 | 2000 Main Breaker 52-11-M1 | SWG 11, CUBICLE 2B, MVB | no data | no data | no data | 6.9 KV RACK-OUT BREAKER | no data | no data |  | CLOSED | OPEN | no data | no data | 5856.0 | 490 | checked
Unit 1 | PRINTING | HRSG/HP | 01-MOV-HHS913 | HP SH VENT ROOT MOV MAIN PWR FEED | 01-LVB-PPL-2111, BR 13/15/17, TOP OF HRSG HP DRUM | HRSG/SH HP/01-MOV-HHS913 | no data | no data | 480 V CIRCUIT BREACKER | no data | no data |  | CLOSED | OPEN | no data | no data | 4232.0 | 3309 | checked
Unit 1 | PRINTING | HRH | 01-MOV-HRS911 | REHEAT VENT MOV ROOT MAIN FEED | 01-LVB-PPL-2111, BR 14/16/18, TOP OF HRSG HP DRUM | 01-MOV-HRS911 | no data | no data | 480 V CIRCUIT BREACKER | no data | no data |  | CLOSED | OPEN | no data | no data | 4233.0 | 3369 | checked
Unit 1 | no |  | 01-LVE-PPL-01 | BATTERY INPUT TO SECONDARY DC BUS | 01-LVE-PPL-01, F1, MVB, DC DISTRIBUTION PANEL | no data | no data | no data | no data | no data | no data |  | CLOSED | OPEN | no data | no data | 5280.0 | 2745 | checked
Unit 1 | no |  | 01-IPB-CPL-01 | IPBD 1 UAT DSW MAIN 125 VDC | 01-LVE-PPL-01, F10.1, MVB, DC DISTRIBUTION PANEL | no data | no data | no data | no data | no data | no data |  | CLOSED | OPEN | no data | no data | 5288.0 | 2595 | checked
no data | no |  | LV-BKR-TEST-CAB | LV SWGR BREAKER TEST CABINET | 01-LVE-PPL-01, F10.10, MVB, DC DISTRIBUTION PANEL | no data | no data | no data | no data | no data | no data |  | CLOSED | OPEN | no data | no data | 5301.0 | 11777 | checked
BOP | no |  | 00-DSL-CPL-01 | EDG SYNC PANEL | 01-LVE-PPL-01, F10.12, MVB, DC DISTRIBUTION PANEL | no data | no data | no data | no data | no data | no data |  | CLOSED | OPEN | no data | no data | 5302.0 | 76 | checked
no data |  |  |  | SPARE | 02-LVB-SWB-271, BR 10, MVB | no data | no data | no data | 480 V CIRCUIT BREACKER | no data | no data |  | CLOSED | OPEN | no data | no data | 5250.0 | 11603 | checked
no data |  |  |  | SPARE | 02-LVB-SWB-271, BR 12, MVB | no data | no data | no data | 480 V CIRCUIT BREACKER | no data | no data |  | CLOSED | OPEN | no data | no data | 5251.0 | 11604 | checked
BOP |  | AUX BOILER | 00-CCF-CPL-01 | CCF AUX BLR Ammonia feed pmp CPL 480VAC | 02-LVB-PPL-1215-BR 1/3/5, AUX BOILER WEST WALL | no data | no data | no data | Breaker | no data | no data |  | CLOSED | OPEN | no data | no data | 5625.0 | 26 | checked
BOP |  | AUX BOILER | 00-MOV-AXS-900 | AUX BLR FEED WTR ISOLATION MOV 480VAC | 02-LVB-PPL-1215, BR 14/16/18, AUX BOILER WEST WALL | no data | no data | no data | 480 V CIRCUIT BREACKER | no data | no data |  | CLOSED | OPEN | no data | no data | 5567.0 | 478 | checked
no data |  |  |  | SPARE | 02-LVB-SWB-271, BR 48, MVB | no data | no data | no data | 480 V CIRCUIT BREACKER | no data | no data |  | CLOSED | OPEN | no data | no data | 5276.0 | 11612 | checked
Unit 2 | no |  | 02-CCF-DSW-02 | UNIT 2 CCF HP/IP PHOSPHATE & AMMONIA SYS | 02-LVB-PPL-1213, BR 1/3/5, OUTSIDE HRSG SWG ENCLOSURE | no data | no data | no data | 480 V CIRCUIT BREACKER | no data | no data |  | CLOSED | OPEN | no data | no data | 5730.0 | 6941 | checked
BOP | no | AUX BOILER | 00-MOV-AXS-900 | AUX BLR FEED WTR ISOLATION MOV 480VAC | 02-LVB-PPL-1215, BR 14/16/18, AUX BOILER WEST WALL | no data | no data | no data | 480 V CIRCUIT BREACKER | no data | no data |  | CLOSED | OPEN | no data | no data | 5847.0 | 477 | checked
BOP | no | AUX BOILER | 00-MOV-AXS901 | AUX BLR MAIN STEAM STOP MOV 480VAC | 02-LVB-PPL-1215, BR 19/21/23, AUX BOILER WEST WALL | no data | no data | Main Steam Stop Valve | Motor | Aux Boiler | 627-02455-4 |  | CLOSED | OPEN | Sat. Steam | 8" | 4364.0 | 479 | checked
BOP | no | AUX BOILER | 00-MOV-AXS-904 | AUX BLR FEED WTR Recirc "A" MOV 480VAC | 02-LVB-PPL-1215, BR 20/22/24, AUX BOILER WEST WALL | no data | no data | no data | 480 V CIRCUIT BREACKER | no data | no data |  | CLOSED | OPEN | no data | no data | 5556.0 | 481 | checked
|  |  | 00-MOV-AXS-905 | AUX BLR FEED WTR DA PMP 2 MOV 480VAC | 02-LVB-PPL-1215, BR 25/27/29, AUX BOILER WEST WALL | [13 empty] | checked
no data |  |  |  | SPARE | 02-LVB-SWB-271, BR 49, MVB | no data | no data | no data | 480 V CIRCUIT BREACKER | no data | no data |  | CLOSED | OPEN | no data | no data | 5268.0 | 11610 | checked
Unit 2 |  |  |  | SPARE | 02-LVD-PPL-12181, BR 32/34, EAST WALL RO BLDG | no data | no data | no data | 208/120VAC CIRCUIT BREAKER | no data | no data |  | CLOSED | OPEN | no data | no data | 4445.0 | 7190 | checked
Unit 1 | no | HRSG | 01-MOV-HEH901 | HRSG 1 STACK DAMPER MOV MAIN PWR FEED | 01-LVB-PPL-2111, BR 19/21/23, TOP OF HRSG HP DRUM | no data | no data | no data | 480 V CIRCUIT BREACKER | no data | no data |  | CLOSED | OPEN | no data | no data | 4234.0 | 3287 | checked
Unit 1 | no |  | 01-SCR-JBX-104 | HRSG 1 SCR HOIST & TROLLEY 480VAC PWR FEED | 01-LVB-PPL-2111, BR 20/22/24, TOP OF HRSG HP DRUM | no data | no data | no data | 480 V CIRCUIT BREACKER | no data | no data |  | CLOSED | OPEN | no data | no data | 4235.0 | 3830 | checked
Unit 1 | PRINTING | HRSG/HP | 01-MOV-HHS906 | HP STEAM OUTLET STOP MOV PWR FEED | 01-LVB-PPL-2111, BR 25/27/29, TOP OF HRSG HP DRUM | HRSG/SH HP/STEAM HEADER HP/01-MOV-HHS906 | no data | no data | 480 V CIRCUIT BREACKER | no data | no data |  | CLOSED | OPEN | no data | no data | 4236.0 | 3293 | checked
Unit 1 | no |  | 01-HVC-DSW-19 | UNIT 1 TURBI, NE BLDG ROOF EXH FAN DSW 19 | 01-LVB-PPL-1111, BR 1/3/5, NE TURBINE BULDING | no data | no data | no data | 480 V CIRCUIT BREACKER | no data | no data |  | CLOSED | OPEN | no data | no data | 3996.0 | 2562 | checked
Unit 1 | no |  | 01-HVC-DSW-23 | UNIT 1 TURBI, NE BLDG ROOF EXH FAN DSW 23 | 01-LVB-PPL-1111, BR 13/15/17, NE TURBINE BULDING | no data | no data | no data | 480 V CIRCUIT BREACKER | no data | no data |  | CLOSED | OPEN | no data | no data | 4000.0 | 2566 | checked
Unit 1 | no |  | 01-HVC-DSW-24 | UNIT 1 TURBI, NE BLDG ROOF EXH FAN DSW 24 | 01-LVB-PPL-1111, BR 14/16/18, NE TURBINE BULDING | no data | no data | no data | 480 V CIRCUIT BREACKER | no data | no data |  | CLOSED | OPEN | no data | no data | 4001.0 | 2567 | checked
Unit 1 | no |  | 01-HVC-DSW-25 | UNIT 1 TURBI, NE BLDG ROOF EXH FAN DSW 25 | 01-LVB-PPL-1111, BR 19/21/23, NE TURBINE BULDING | no data | no data | no data | 480 V CIRCUIT BREACKER | no data | no data |  | CLOSED | OPEN | no data | no data | 4002.0 | 2568 | checked
Unit 1 | no |  | 01-HVC-DSW-20 | UNIT 1 TURBI, NE BLDG ROOF EXH FAN DSW 20 | 01-LVB-PPL-1111, BR 2/4/6, NE TURBINE BULDING | no data | no data | no data | 480 V CIRCUIT BREACKER | no data | no data |  | CLOSED | OPEN | no data | no data | 3997.0 | 2563 | checked
Unit 1 | no |  | 01-HVC-DSW-26 | UNIT 1 TURBI, NE BLDG ROOF EXH FAN DSW 26 | 01-LVB-PPL-1111, BR 20/22/24, NE TURBINE BULDING | no data | no data | no data | 480 V CIRCUIT BREACKER | no data | no data |  | CLOSED | OPEN | no data | no data | 4003.0 | 2569 | checked
Unit 1 | no |  | 01-HVC-DSW-29 | UNIT 1 TURBI, NE BLDG AHU 13 DSW | 01-LVB-PPL-1111, BR 25/27/29, NE TURBINE BULDING | no data | no data | no data | 480 V CIRCUIT BREACKER | no data | no data |  | CLOSED | OPEN | no data | no data | 4004.0 | 2572 | checked
Unit 1 | no |  | 01-HVC-DSW-28 | UNIT 1 TURBI, NE BLDG AHU 12 DSW | 01-LVB-PPL-1111, BR 26/28/30, NE TURBINE BULDING | no data | no data | no data | 480 V CIRCUIT BREACKER | no data | no data |  | CLOSED | OPEN | no data | no data | 4005.0 | 2571 | checked
Unit 1 | no |  | 01-HVC-DOR-02 | UNIT 1 TURBI, NE BLDG ROLL UP DOOR 2 | 01-LVB-PPL-1111, BR 31/33/35 , NE TURBINE BULDING | no data | no data | no data | 480 V CIRCUIT BREACKER | no data | no data |  | CLOSED | OPEN | no data | no data | 4006.0 | 2553 | checked
Unit 1 | no |  | 01-HVC-DSW-21 | UNIT 1 TURBI, NE BLDG ROOF EXH FAN DSW 21 | 01-LVB-PPL-1111, BR 7/9/11, NE TURBINE BULDING | no data | no data | no data | 480 V CIRCUIT BREACKER | no data | no data |  | CLOSED | OPEN | no data | no data | 3998.0 | 2564 | checked
Unit 1 | no |  | 01-HVC-DSW-22 | UNIT 1 TURBI, NE BLDG ROOF EXH FAN DSW 22 | 01-LVB-PPL-1111, BR 8/10/12, NE TURBINE BULDING | no data | no data | no data | 480 V CIRCUIT BREACKER | no data | no data |  | CLOSED | OPEN | no data | no data | 3999.0 | 2565 | checked
Unit 1 | no |  | 01-LVB-PPL-11121 | HRSG 1 GRADE W 480 PANELBOARD 2 MAIN PWR FD | 01-LVB-PPL-1112, BR 14/16/18, OUTSIDE HRSG SWG ENCLOSURE | no data | no data | no data | 480 V CIRCUIT BREACKER | no data | no data |  | CLOSED | OPEN | no data | no data | 4010.0 | 2699 | checked
Unit 1 | no | BFW/BFP A | 01-BFW-PNL-01A | UNIT 1 BFP A SOUND ENCLOSURE HEATER PWR FEED | 01-LVB-PPL-1112, BR 19/21/23, OUTSIDE HRSG SWG ENCLOSURE | no data | no data | no data | 480 V CIRCUIT BREACKER | no data | no data |  | CLOSED | OPEN | no data | no data | 4011.0 | 2409 | checked
Unit 1 | no | BFW/BFP B | 01-BFW-PNL-01B | UNIT 1 BFP B SOUND ENCLOSURE HEATER PWR FEED | 01-LVB-PPL-1112, BR 20/22/24, OUTSIDE HRSG SWG ENCLOSURE | no data | no data | no data | 480 V CIRCUIT BREACKER | no data | no data |  | CLOSED | OPEN | no data | no data | 4012.0 | 2411 | checked
Unit 1 | no |  | 01-HRG-HST-01 | UNIT 1 HRSG STACK HOIST PWR FEED | 01-LVB-PPL-1112, BR 25/27/29, OUTSIDE HRSG SWG ENCLOSURE | no data | no data | no data | 480 V CIRCUIT BREACKER | no data | no data |  | CLOSED | OPEN | no data | no data | 4013.0 | 2539 | checked
Unit 1 | no |  | 01-LVB-RCP-09 | PIPERACK 1 WELDING RECEPT 9 480VAC | 01-LVB-PPL-1112, BR 26/28/30, OUTSIDE HRSG SWG ENCLOSURE | no data | no data | no data | 480 V CIRCUIT BREACKER | no data | no data |  | CLOSED | OPEN | no data | no data | 4014.0 | 2718 | checked
Unit 1 | no |  | 01-CCF-DSW-02 | UNIT 1 CCF HP/IP PHOSPHATE & AMMONIA SYS | 01-LVB-PPL-1112, BR 31/33/35, OUTSIDE HRSG SWG ENCLOSURE | no data | no data | no data | 480 V CIRCUIT BREACKER | no data | no data |  | CLOSED | OPEN | no data | no data | 4015.0 | 2450 | checked
Unit 1 | no |  | 01-LVB-RCP-10 | PIPERACK 1 WELDING RECEPT 10 480VAC | 01-LVB-PPL-1112, BR 43/45/47, OUTSIDE HRSG SWG ENCLOSURE | no data | no data | no data | 480 V CIRCUIT BREACKER | no data | no data |  | CLOSED | OPEN | no data | no data | 4023.0 | 2719 | checked
Unit 1 |  | AUX STEAM | 01-MOV-AXS321 | UNIT 1 AUXBLR TO STM SEP INLET BLK VLV PWR 480VAC | 01-LVB-PPL-1113, BR 26/28/30, PIPE RACK 1 BY STARTUP HTR | [12 empty] | 3252 | checked
Unit 1 | no |  | 01-BFW-HST-01A | UNIT 1 BFW PUMP 01A HOIST 480VAC PWR FEED | 01-LVB-PPL-1112, BR 49/51/53, OUTSIDE HRSG SWG ENCLOSURE | no data | no data | no data | 480 V CIRCUIT BREACKER | no data | no data |  | CLOSED | OPEN | no data | no data | 4021.0 | 2401 | checked
Unit 1 | no |  | 01-BFW-HST-01B | UNIT 1 BFW PUMP 01B HOIST 480VAC PWR FEED | 01-LVB-PPL-1112, BR 50/52/54, OUTSIDE HRSG SWG ENCLOSURE | no data | no data | no data | 480 V CIRCUIT BREACKER | no data | no data |  | CLOSED | OPEN | no data | no data | 4022.0 | 2402 | checked
Unit 1 | no |  | 01-HPS-HST-01 | UNIT 1 HP STEAM BYPASS VALVE HOIST PWR FEED | 01-LVB-PPL-1112, BR 55/57/59, OUTSIDE HRSG SWG ENCLOSURE | no data | no data | no data | 480 V CIRCUIT BREACKER | no data | no data |  | CLOSED | OPEN | no data | no data | 4019.0 | 2536 | checked
Unit 1 | no |  | 01-LVB-RCP-11 | PIPERACK 1 WELDING RECEPT 11 480VAC | 01-LVB-PPL-1112, BR 56/58/60, OUTSIDE HRSG SWG ENCLOSURE | no data | no data | no data | 480 V CIRCUIT BREACKER | no data | no data |  | CLOSED | OPEN | no data | no data | 4024.0 | 2720 | checked
Unit 1 | no |  | 01-LVB-RCP-12 | PIPERACK 1 WELDING RECEPT 12 480VAC | 01-LVB-PPL-1112, BR 61/63/65, OUTSIDE HRSG SWG ENCLOSURE | no data | no data | no data | 480 V CIRCUIT BREACKER | no data | no data |  | CLOSED | OPEN | no data | no data | 4025.0 | 2721 | checked
Unit 1 | no |  | 01-LVB-RCP-13 | PIPERACK 1 WELDING RECEPT 13 480VAC | 01-LVB-PPL-1112, BR 62/64/66, OUTSIDE HRSG SWG ENCLOSURE | no data | no data | no data | 480 V CIRCUIT BREACKER | no data | no data |  | CLOSED | OPEN | no data | no data | 4026.0 | 2722 | checked
Unit 1 | no | AUX STEAM | 01-MOV-AXS322 | UNIT 1 AUXBLR TO STM SEP INLET BYP VLV PWR | 01-LVB-PPL-1113, BR 25/27/29, PIPE RACK 1 BY STARTUP HTR | no data | no data | no data | 480 V CIRCUIT BREACKER | no data | no data |  | CLOSED | OPEN | no data | no data | 4035.0 | 3256 | checked
Unit 1 |  | BFW/BFP/BFP A | 01-MOV-BFW139 | BFP A IP DISCHARGE MOV POWER | 01-LVB-PPL-1113, BR 13/15/17, PIPE RACK 1 BY STARTUP HTR | [12 empty] | 3258 | checked
Unit 1 | no | BFW/BFP/BFP A | 01-MOV-BFW140 | BFP A IP DISCHARGE BYPASS MOV POWER | 01-LVB-PPL-1113, BR 14/16/18, PIPE RACK 1 BY STARTUP HTR | no data | no data | no data | 480 V CIRCUIT BREACKER | no data | no data |  | CLOSED | OPEN | no data | no data | 4032.0 | 3261 | checked
Unit 1 | no | BFW/BFP/BFP A | 01-MOV-BFW145 | BFP A HP DISCHARGE MOV POWER | 01-LVB-PPL-1113, BR 1/3/5, PIPE RACK 1 BY STARTUP HTR | no data | no data | BFP A HP DISCHARGE ISOLATION MOV | no data | BFW | PD-061A |  | CLOSED | OPEN | Water | 10" | 5593.0 | 3262 | checked
Unit 1 | no | BFW/BFP/BFP A | 01-MOV-BFW146 | BFP A HP DISCHARGE BYPASS MOV POWER | 01-LVB-PPL-1113, BR 2/4/6, PIPE RACK 1 BY STARTUP HTR | no data | no data | no data | 480 V CIRCUIT BREACKER | no data | no data |  | CLOSED | OPEN | no data | no data | 4028.0 | 3266 | checked
Unit 1 |  | BFW/BFP/BFP B | 01-MOV-BFW179 | BFP B IP DISCHARGE MOV POWER | 01-LVB-PPL-1113, BR 20/22/24, PIPE RACK 1 BY STARTUP HTR | [12 empty] | 3268 | checked
Unit 1 | no | BFW/BFP/BFP B | 01-MOV-BFW180 | BFP B IP DISCHARGE BYPASS MOV POWER | 01-LVB-PPL-1113, BR 19/21/23, PIPE RACK 1 BY STARTUP HTR | no data | no data | no data | 480 V CIRCUIT BREACKER | no data | no data |  | CLOSED | OPEN | no data | no data | 4033.0 | 3271 | checked
Unit 1 |  | BFW/BFP/BFP B | 01-MOV-BFW185 | BFP B HP DISCHARGE MOV POWER | 01-LVB-PPL-1113, BR 7/9/11, PIPE RACK 1 BY STARTUP HTR | [12 empty] | 3273 | checked
Unit 1 | no | BFW/BFP/BFP B | 01-MOV-BFW186 | BFP B HP DISCHARGE BYPASS MOV POWER | 01-LVB-PPL-1113, BR 8/10/12, PIPE RACK 1 BY STARTUP HTR | no data | no data | no data | 480 V CIRCUIT BREACKER | no data | no data |  | CLOSED | OPEN | no data | no data | 5533.0 | 3274 | checked
Unit 1 | no |  | 01-LVB-RCP-02 | UNIT 1 ACHE AREA WELDING RECEPT 480VAC | 01-LVB-PPL-1114, BR 1/3/5, OUTSIDE HRSG SWG ENCLOSURE | no data | no data | no data | 480 V CIRCUIT BREACKER | no data | no data |  | CLOSED | OPEN | no data | no data | 4038.0 | 2711 | checked
|  |  | 01-MOV-CND201 | UNIT 1 COND TO COND IRON FLTR 01A VLV PWR 480VAC | 01-LVB-PPL-1311, BR 13/15/17, ACC MCC | [13 empty] | checked
|  |  | 01-MOV-CND211 | UNIT 1 COND TO COND IRON FLTR 01B LVL PWR 480VAC | 01-LVB-PPL-1311, BR 14/16/18 , ACC MCC | [13 empty] | checked
|  |  | 01-MOV-CND221 | UNIT 1 COND IRON FLTR BYP VLV PWR 480VAC | 01-LVB-PPL-1311, BR 19/21/23, ACC MCC | [13 empty] | checked
|  |  | 01-MOV-CND814 | UNIT 1 ACC STM VLV ROW 1 PWR 480VAC | 01-LVB-PPL-1311, BR 26/28/30, ACC MCC | [13 empty] | checked
|  |  | 01-MOV-CND815 | UNIT 1 ACC STM VLV ROW 2 PWR 480VAC | 01-LVB-PPL-1311, BR 32/34/36, ACC MCC | [13 empty] | checked
Unit 1 | no |  | 01-SMP-HEX-01 | UNIT 1 SMPL PNL 8 TON TCU MAIN 480VAC | 01-LVB-PPL-1114, BR 7/9/11, OUTSIDE HRSG SWG ENCLOSURE | no data | no data | no data | 480 V CIRCUIT BREACKER | no data | no data |  | CLOSED | OPEN | no data | no data | 4039.0 | 3844 | checked
Unit 1 | no | OIL/WATER SEPARATOR | 01-WDR-CPL-01 | UNIT 1 OIL/WATER SEPERATOR PWR 480VAC | 01-LVB-PPL-1114, BR 8/10/12, OUTSIDE HRSG SWG ENCLOSURE | no data | no data | no data | 480 V CIRCUIT BREACKER | no data | no data |  | CLOSED | OPEN | no data | no data | 4040.0 | 6540 | checked
no data | no |  | lotonodata8 | 5 TON HVAC #1 | 01-LVB-PPL-1115, BR 1/3/5, INSIDE HRSG SWG ENCLOSURE | no data | no data | no data | 480 V CIRCUIT BREACKER | no data | no data |  | CLOSED | OPEN | no data | no data | 4049.0 | 11755 | checked
Unit 1 | no | BFW/BFP A | 01-BFW-HTR-02A | HRSG 1 BFW LOL HTR A 480VAC | 01-LVB-PPL-1115, BR 19/21/23, INSIDE HRSG SWG ENCLOSURE | no data | no data | no data | 480 V CIRCUIT BREACKER | no data | no data |  | CLOSED | OPEN | no data | no data | 4052.0 | 2403 | checked
no data | no |  | lotonodata9 | 5 TON HVAC #2 | 01-LVB-PPL-1115, BR 2/4/6, INSIDE HRSG SWG ENCLOSURE | no data | no data | no data | 480 V CIRCUIT BREACKER | no data | no data |  | CLOSED | OPEN | no data | no data | 4050.0 | 11765 | checked
Unit 1 | no | BFW/BFP B | 01-BFW-HTR-02B | HRSG 1 BFW LOL HTR B 480VAC | 01-LVB-PPL-1115, BR 20/22/24, INSIDE HRSG SWG ENCLOSURE | no data | no data | no data | 480 V CIRCUIT BREACKER | no data | no data |  | CLOSED | OPEN | no data | no data | 5529.0 | 2404 | checked
no data | no |  | lotonodata11 | WELDING RECEPTACLE | 01-LVB-PPL-1115, BR 25/27/29, INSIDE HRSG SWG ENCLOSURE | no data | no data | no data | 480 V CIRCUIT BREACKER | no data | no data |  | CLOSED | OPEN | no data | no data | 4054.0 | 11500 | checked
Unit 1 | no | CEMS | 01-CEM-DSW-01 | UNIT 1 CEMS DSW 01 480VAC | 01-LVB-PPL-1115, BR 32/34/36, INSIDE HRSG SWG ENCLOSURE | no data | no data | no data | 480 V CIRCUIT BREACKER | no data | no data |  | CLOSED | OPEN | no data | no data | 4056.0 | 2469 | checked
no data | no |  | lotonodata10 | 5 TON HVAC #3 | 01-LVB-PPL-1115, BR 7/9/11, INSIDE HRSG SWG ENCLOSURE | no data | no data | no data | 480 V CIRCUIT BREACKER | no data | no data |  | CLOSED | OPEN | no data | no data | 4051.0 | 11489 | checked
no data | no |  | lotonodata129 | ACC PDC HVAC#1 | 01-LVB-PPL-1511, BR 1/3/5, ACC MCC ENCLOSURE | no data | no data | no data | 480 V CIRCUIT BREACKER | no data | no data |  | CLOSED | OPEN | no data | no data | 4718.0 | 11521 | checked
Unit 1 | no |  | 01-LVB-RCP-05 | UNIT 1 ACC UPPER DECK WELDING RECEPT 5 | 01-LVB-PPL-1511, BR 13/15/17, ACC MCC ENCLOSURE | no data | no data | no data | 480 V CIRCUIT BREACKER | no data | no data |  | CLOSED | OPEN | no data | no data | 4720.0 | 2714 | checked
Unit 1 | no |  | 01-LVB-RCP-06 | UNIT 1 ACC UPPER DECK WELDING RECEPT 6 | 01-LVB-PPL-1511, BR 19/21/23, ACC MCC ENCLOSURE | no data | no data | no data | 480 V CIRCUIT BREACKER | no data | no data |  | CLOSED | OPEN | no data | no data | 4721.0 | 2715 | checked
no data | no |  | lotonodata130 | ACC PDC HVAC#4 | 01-LVB-PPL-1511, BR 2/4/6, ACC MCC ENCLOSURE | no data | no data | no data | 480 V CIRCUIT BREACKER | no data | no data |  | CLOSED | OPEN | no data | no data | 4724.0 | 11523 | checked
Unit 1 | no |  | 01-LVB-RCP-07 | UNIT 1 ACC UPPER DECK WELDING RECEPT 7 | 01-LVB-PPL-1511, BR 25/27/29, ACC MCC ENCLOSURE | no data | no data | no data | 480 V CIRCUIT BREACKER | no data | no data |  | CLOSED | OPEN | no data | no data | 4722.0 | 2716 | checked
Unit 1 | no |  | 01-LVB-RCP-08 | UNIT 1 ACC GRADE WELDING RECEPT 8 | 01-LVB-PPL-1511, BR 31/33/35, ACC MCC ENCLOSURE | no data | no data | no data | 480 V CIRCUIT BREACKER | no data | no data |  | CLOSED | OPEN | no data | no data | 4723.0 | 2717 | checked
Unit 1 | no |  | 01-LVB-RCP-04 | UNIT 1 ACC UPPER DECK WELDING RECEPT 4 | 01-LVB-PPL-1511, BR 7/9/11, ACC MCC ENCLOSURE | no data | no data | no data | 480 V CIRCUIT BREACKER | no data | no data |  | CLOSED | OPEN | no data | no data | 4719.0 | 2713 | checked
Unit 1 | no | CRT | 01-CND-HTR-869 | UNIT 1 ACC CND TNK IMMERSION HTR | 01-LVB-PPL-1511, BR 8/10/12, ACC MCC ENCLOSURE | no data | no data | no data | 480 V CIRCUIT BREACKER | no data | no data |  | CLOSED | OPEN | no data | no data | 4725.0 | 2480 | checked
Unit 1 | PRINTING | HRSG/IP | 01-MOV-HIS910 | IP TO DA PEGGING MOV MAIN PWR FEED | 01-LVB-PPL-2111, BR 32/34/36, TOP OF HRSG HP DRUM | HRSG/IP DRUM/LP DRUM/01-PCV-HIS902 | no data | no data | 480 V CIRCUIT BREACKER | no data | no data |  | CLOSED | OPEN | no data | no data | 4237.0 | 3331 | checked
Unit 1 | PRINTING | HRH | 01-MOV-HRS904 | REHEAT OUTLET VENT STOP MOV BLOCK PWR FEED | 01-LVB-PPL-2111, BR 37/39/41, TOP OF HRSG HP DRUM | 01-MOV-HRS904 | no data | no data | 480 V CIRCUIT BREACKER | no data | no data |  | CLOSED | OPEN | no data | no data | 4238.0 | 3367 | checked
Unit 1 | no |  | 01-LVB-XFR-21111 | HRSG 1 TOP LVL 480-208/120V XFMR | 01-LVB-PPL-2111, BR 38/40/42, TOP OF HRSG HP DRUM | no data | no data | no data | 480 V CIRCUIT BREACKER | no data | no data |  | CLOSED | OPEN | no data | no data | 4230.0 | 2731 | checked
Unit 1 | PRINTING | HRSG/HP | 01-MOV-HHS907 | HP STEAM OUTLET STOP VLV BYP MOV FEED | 01-LVB-PPL-2111, BR 7/9/11, TOP OF HRSG HP DRUM | HRSG/SH HP/STEAM HEADER HP/01-MOV-HHS907 | no data | no data | 480 V CIRCUIT BREACKER | no data | no data |  | CLOSED | OPEN | no data | no data | 4239.0 | 3296 | checked
Unit 1 | no | HRSG BLOWDOWN | 01-MOV-HBD941 | HRSG 1 HP BD MANIFOLD DRN MOV MAIN PWR FEED | 01-LVB-PPL-1114, BR 20/22/24, OUTSIDE HRSG SWG ENCLOSURE | no data | no data | no data | 480 V CIRCUIT BREACKER | HBD | no data |  | CLOSED | OPEN | no data | 2" | 4044.0 | 3284 | checked
Unit 1 | PRINTING | HRSG/HP | 01-MOV-HHS905 | HP SH VENT ROOT MOV MAIN PWR FEED | 01-LVB-PPL-2111, BR 8/10/12, TOP OF HRSG HP DRUM | HRSG/SH HP/01-MOV-HHS905 | no data | no data | 480 V CIRCUIT BREACKER | no data | no data |  | CLOSED | OPEN | no data | no data | 4231.0 | 3291 | checked
no data | no |  | lotonodata28 | 5 TON HVAC #4 | 01-LVB-PPL-2112, BR 1/3/5, INSIDE HRSG SWG ENCLOSURE | no data | no data | no data | 480 V CIRCUIT BREACKER | no data | no data |  | CLOSED | OPEN | no data | no data | 4095.0 | 11682 | checked
no data | no |  | lotonodata12 | INTERIOR LIGHTING | 01-LVD-PPL-1111, BR 1, INSIDE HRSG SWG ENCLOSURE | no data | no data | no data | 208/120VAC CIRCUIT BREAKER | no data | no data |  | CLOSED | OPEN | no data | no data | 4057.0 | 11511 | checked
no data | no |  | lotonodata19 | NSBD - 11 SPACE HEATER SUPPLY | 01-LVD-PPL-1111, BR 10, INSIDE HRSG SWG ENCLOSURE | no data | no data | no data | 208/120VAC CIRCUIT BREAKER | no data | no data |  | CLOSED | OPEN | no data | no data | 4066.0 | 11584 | checked
no data | no |  | lotonodata20 | MCC-111 MOTOR SPACE HEATER SUPPLY #1 | 01-LVD-PPL-1111, BR 11, INSIDE HRSG SWG ENCLOSURE | no data | no data | no data | 208/120VAC CIRCUIT BREAKER | no data | no data |  | CLOSED | OPEN | no data | no data | 4067.0 | 11596 | checked
no data | no |  | lotonodata21 | HVAC 4 PRESSURIZATION MODULE | 01-LVD-PPL-1111, BR 12, INSIDE HRSG SWG ENCLOSURE | no data | no data | no data | 208/120VAC CIRCUIT BREAKER | no data | no data |  | CLOSED | OPEN | no data | no data | 4068.0 | 11607 | checked
no data | no |  | lotonodata22 | HVAC 3 PRESSURIZATION MODULE | 01-LVD-PPL-1111, BR 13, INSIDE HRSG SWG ENCLOSURE | no data | no data | no data | 208/120VAC CIRCUIT BREAKER | no data | no data |  | CLOSED | OPEN | no data | no data | 4069.0 | 11617 | checked
no data | no |  | lotonodata23 | HVAC 6 PRESSURIZATION MODULE | 01-LVD-PPL-1111, BR 14, INSIDE HRSG SWG ENCLOSURE | no data | no data | no data | 208/120VAC CIRCUIT BREAKER | no data | no data |  | CLOSED | OPEN | no data | no data | 4070.0 | 11627 | checked
no data | no |  | lotonodata24 | HVAC 5 PRESSURIZATION MODULE | 01-LVD-PPL-1111, BR 15, INSIDE HRSG SWG ENCLOSURE | no data | no data | no data | 208/120VAC CIRCUIT BREAKER | no data | no data |  | CLOSED | OPEN | no data | no data | 4071.0 | 11638 | checked
BOP | no |  | 00-FPS-PNL-07 | HRSG 01 ELEC ENCL LCAL FIRE ALRM CPL NODE #7 | 01-LVD-PPL-1111, BR 16, INSIDE HRSG SWG ENCLOSURE | no data | no data | 00-FPS-PNL-07 | Panel | FireSystem | no data |  | CLOSED | OPEN | no data | no data | 4072.0 | 291 | checked
no data | no |  | lotonodata25 | DCS CAB 00-DCS-CAB-60 UTILITY POWER | 01-LVD-PPL-1111, BR 17, INSIDE HRSG SWG ENCLOSURE | no data | no data | no data | 208/120VAC CIRCUIT BREAKER | no data | no data |  | CLOSED | OPEN | no data | no data | 4073.0 | 11649 | checked
no data | no |  | lotonodata26 | PRESSURE MONITORING PANEL | 01-LVD-PPL-1111, BR 19, INSIDE HRSG SWG ENCLOSURE | no data | no data | no data | 208/120VAC CIRCUIT BREAKER | no data | no data |  | CLOSED | OPEN | no data | no data | 4074.0 | 11660 | checked
no data | no |  | lotonodata13 | EXTERIOR GFCI RECEPTACLES | 01-LVD-PPL-1111, BR 2, INSIDE HRSG SWG ENCLOSURE | no data | no data | no data | 208/120VAC CIRCUIT BREAKER | no data | no data |  | CLOSED | OPEN | no data | no data | 4058.0 | 11522 | checked
no data | no |  | lotonodata27 | MCC 111 SPACE HEATER 2 | 01-LVD-PPL-1111, BR 25, INSIDE HRSG SWG ENCLOSURE | no data | no data | no data | 208/120VAC CIRCUIT BREAKER | no data | no data |  | CLOSED | OPEN | no data | no data | 4075.0 | 11671 | checked
Unit 1 | no |  | 01-0201-R1 | CONVENIENCE RECPTS UNIT 1 PIPE RACK | 01-LVD-PPL-1111, BR 26, INSIDE HRSG SWG ENCLOSURE | no data | no data | no data | 208/120VAC CIRCUIT BREAKER | no data | no data |  | CLOSED | OPEN | no data | no data | 4076.0 | 2142 | checked
Unit 1 | no |  | 01-0101-R1 | CONV. RECPTS UNIT 1 PIPE RACK GROUND LEVEL | 01-LVD-PPL-1111, BR 27, INSIDE HRSG SWG ENCLOSURE | no data | no data | no data | 208/120VAC CIRCUIT BREAKER | no data | no data |  | CLOSED | OPEN | no data | no data | 4077.0 | 2141 | checked
Unit 1 | no |  | 01-0401-R1 | CONV. RECEPT UNIT 1 HRSG GROUND LEVEL | 01-LVD-PPL-1111, BR 28, INSIDE HRSG SWG ENCLOSURE | no data | no data | no data | 208/120VAC CIRCUIT BREAKER | no data | no data |  | CLOSED | OPEN | no data | no data | 4078.0 | 2144 | checked
BOP | no |  | 00-0101-R1 | CONVENIENCE RECPT FUEL GAS AREA | 01-LVD-PPL-1111, BR 29, INSIDE HRSG SWG ENCLOSURE | no data | no data | no data | 208/120VAC CIRCUIT BREAKER | no data | no data |  | CLOSED | OPEN | no data | no data | 4079.0 | 1 | checked
no data | no |  | lotonodata14 | INTERIOR GFCI RECEPTACLES | 01-LVD-PPL-1111, BR 3, INSIDE HRSG SWG ENCLOSURE | no data | no data | no data | 208/120VAC CIRCUIT BREAKER | no data | no data |  | CLOSED | OPEN | no data | no data | 4059.0 | 11532 | checked
Unit 1 | no |  | 01-LTG-CNT-1111 | UNIT 1 PIPE RACK GROUND LEVEL LIGHTS 208VAC | 01-LVD-PPL-1111, BR 30/32, INSIDE HRSG SWG ENCLOSURE | no data | no data | no data | 208/120VAC CIRCUIT BREAKER | no data | no data |  | CLOSED | OPEN | no data | no data | 4080.0 | 2663 | checked
Unit 1 | no |  | 01-LTG-CNT-1111 | UNIT 1 ACHE & COMPR. AREA GRND LEVEL LIGHTS | 01-LVD-PPL-1111, BR 34/36, INSIDE HRSG SWG ENCLOSURE | no data | no data | no data | 208/120VAC CIRCUIT BREAKER | no data | no data |  | CLOSED | OPEN | no data | no data | 4081.0 | 2661 | checked
Unit 1 | no |  | 01-LTG-CNT-1111 | UNIT 1 BELOW HRSG LIGHTS 208VAC | 01-LVD-PPL-1111, BR 35/37, INSIDE HRSG SWG ENCLOSURE | no data | no data | no data | 208/120VAC CIRCUIT BREAKER | no data | no data |  | CLOSED | OPEN | no data | no data | 4082.0 | 2662 | checked
Unit 1 | no |  | 01-LTG-CNT-1111 | FUEL GAS AREA LIGHTS 208VAC | 01-LVD-PPL-1111, BR 38/40, INSIDE HRSG SWG ENCLOSURE | no data | no data | no data | 208/120VAC CIRCUIT BREAKER | no data | no data |  | CLOSED | OPEN | no data | no data | 4083.0 | 2659 | checked
Unit 1 | no |  | 01-LTG-CNT-1111 | EXTERIOR LIGHTS HRSG ENCLOSURE 120VAC | 01-LVD-PPL-1111, BR 4, INSIDE HRSG SWG ENCLOSURE | no data | no data | no data | 208/120VAC CIRCUIT BREAKER | no data | no data |  | CLOSED | OPEN | no data | no data | 4060.0 | 2658 | checked
no data | no |  | lotonodata15 | MCC-111 SECTION SPACE HEATER SUPPLY #1 | 01-LVD-PPL-1111, BR 5, INSIDE HRSG SWG ENCLOSURE | no data | no data | no data | 208/120VAC CIRCUIT BREAKER | no data | no data |  | CLOSED | OPEN | no data | no data | 4061.0 | 11543 | checked
Unit 1 | no |  | 01-LTG-CNT-1111 | LIGHTING CONTACTOR COIL 120VAC | 01-LVD-PPL-1111, BR 6, INSIDE HRSG SWG ENCLOSURE | no data | no data | no data | 208/120VAC CIRCUIT BREAKER | no data | no data |  | CLOSED | OPEN | no data | no data | 4062.0 | 2660 | checked
no data | no |  | lotonodata16 | HVAC 1 PRESSURIZATION MODULE | 01-LVD-PPL-1111, BR 7, INSIDE HRSG SWG ENCLOSURE | no data | no data | no data | 208/120VAC CIRCUIT BREAKER | no data | no data |  | CLOSED | OPEN | no data | no data | 4063.0 | 11554 | checked
no data | no |  | lotonodata17 | HVAC 2 PRESSURIZATION MODULE | 01-LVD-PPL-1111, BR 8, INSIDE HRSG SWG ENCLOSURE | no data | no data | no data | 208/120VAC CIRCUIT BREAKER | no data | no data |  | CLOSED | OPEN | no data | no data | 4064.0 | 11565 | checked
no data | no |  | lotonodata18 | LV SWGR 11/21 SPACE HEATER SUPPLY #1 | 01-LVD-PPL-1111, BR 9, INSIDE HRSG SWG ENCLOSURE | no data | no data | no data | 208/120VAC CIRCUIT BREAKER | no data | no data |  | CLOSED | OPEN | no data | no data | 4065.0 | 11576 | checked
no data | no |  | lotonodata111 | INTERIOR LIGHTING | 01-LVD-PPL-1311, BR 1, ACC MCC ENCLOSURE | no data | no data | no data | 208/120VAC CIRCUIT BREAKER | no data | no data |  | CLOSED | OPEN | no data | no data | 4639.0 | 11502 | checked
Unit 1 | no |  | 01-ACC-MCC-231 | MCC-231 HEATER BUS. | 01-LVD-PPL-1311, BR 10, ACC MCC ENCLOSURE | no data | no data | no data | 208/120VAC CIRCUIT BREAKER | no data | no data |  | CLOSED | OPEN | no data | no data | 4657.0 | 2215 | checked
Unit 1 | no |  | 01-ACC-MCC-231 | MCC-231 MOTOR SPACE HEATER SUPPLY | 01-LVD-PPL-1311, BR 11, ACC MCC ENCLOSURE | no data | no data | no data | 208/120VAC CIRCUIT BREAKER | no data | no data |  | CLOSED | OPEN | no data | no data | 4644.0 | 2216 | checked
Unit 1 | no |  | 01-ACC-MCC-231 | MCC-231 HEATER BUS | 01-LVD-PPL-1311, BR 12, ACC MCC ENCLOSURE | no data | no data | no data | 208/120VAC CIRCUIT BREAKER | no data | no data |  | CLOSED | OPEN | no data | no data | 4658.0 | 2217 | checked
Unit 1 | no | ACC/LRVP A | 01-ARM-HTR-888 | ACC 1 LRVP SEP TNK SEAL WTR HTR 888 120VAC | 01-LVD-PPL-1311, BR 13, ACC MCC ENCLOSURE | no data | no data | no data | 208/120VAC CIRCUIT BREAKER | no data | no data |  | CLOSED | OPEN | no data | no data | 4645.0 | 2251 | checked
Unit 1 | no |  | 01-LVB-NSB-23 | NON-SEG SPACE HTR MCC-231, M1 | 01-LVD-PPL-1311, BR 14, ACC MCC ENCLOSURE | no data | no data | no data | 208/120VAC CIRCUIT BREAKER | no data | no data |  | CLOSED | OPEN | no data | no data | 4659.0 | 2694 | checked
Unit 1 | no | ACC/ACC FANS | 01-ACC-HTR-04B | UNIT 1 ACC FAN GRBX OIL HTR 04B | 01-LVD-PPL-1311, BR 15, ACC MCC ENCLOSURE | no data | no data | no data | 208/120VAC CIRCUIT BREAKER | no data | no data |  | CLOSED | OPEN | no data | no data | 4646.0 | 2203 | checked
Unit 1 | no |  | 01-LVB-NSB-13 | NON-SEG SPACE HTR MCC-231, M2 | 01-LVD-PPL-1311, BR 16, ACC MCC ENCLOSURE | no data | no data | no data | 208/120VAC CIRCUIT BREAKER | no data | no data |  | CLOSED | OPEN | no data | no data | 4660.0 | 2695 | checked
BOP | no |  | 00-DCS-CAB-10 | UTILITY POWER-LIGHT/ 120VAC | 01-LVD-PPL-1311, BR 17, ACC MCC ENCLOSURE | no data | no data | no data | 208/120VAC CIRCUIT BREAKER | no data | no data |  | CLOSED | OPEN | no data | no data | 4647.0 | 38 | checked
no data | no |  | lotonodata116 | HVAC 2 PRESSURIZATION MODULE | 01-LVD-PPL-1311, BR 18, ACC MCC ENCLOSURE | no data | no data | no data | 208/120VAC CIRCUIT BREAKER | no data | no data |  | CLOSED | OPEN | no data | no data | 4661.0 | 11507 | checked
Unit 1 | no |  | 01-LTG-CNT-1311 | EXTERIOR LIGHTS ACC ENCLOSURE 120VAC | 01-LVD-PPL-1311, BR 2, ACC MCC ENCLOSURE | no data | no data | no data | 208/120VAC CIRCUIT BREAKER | no data | no data |  | CLOSED | OPEN | no data | no data | 4653.0 | 2665 | checked
Unit 1 | no | ACC/ACC FANS | 01-ACC-HTR-04C | UNIT 1 ACC FAN GRBX OIL HTR 04C | 01-LVD-PPL-1311, BR 20, ACC MCC ENCLOSURE | no data | no data | no data | 208/120VAC CIRCUIT BREAKER | no data | no data |  | CLOSED | OPEN | no data | no data | 4662.0 | 2204 | checked
no data | no |  | lotonodata114 | HVAC 3 PRESSURIZATION MODULE | 01-LVD-PPL-1311, BR 21, ACC MCC ENCLOSURE | no data | no data | no data | 208/120VAC CIRCUIT BREAKER | no data | no data |  | CLOSED | OPEN | no data | no data | 4648.0 | 11505 | checked
Unit 1 | no | ACC/LRVP C | 01-ARM-HTR-901 | ACC 1 LRVP SEP TNK SEAL WTR HTR 901 120VAC | 01-LVD-PPL-1311, BR 22, ACC MCC ENCLOSURE | no data | no data | no data | 208/120VAC CIRCUIT BREAKER | no data | no data |  | CLOSED | OPEN | no data | no data | 4663.0 | 2253 | checked
no data | no |  | lotonodata115 | HVAC 5 PRESSURIZATION MODULE | 01-LVD-PPL-1311, BR 23, ACC MCC ENCLOSURE | no data | no data | no data | 208/120VAC CIRCUIT BREAKER | no data | no data |  | CLOSED | OPEN | no data | no data | 4649.0 | 11506 | checked
Unit 1 | no | ACC/LRVP D | 01-ARM-HTR-911 | ACC 1 LRVP SEP TNK SEAL WTR HTR 911 120VAC | 01-LVD-PPL-1311, BR 24, ACC MCC ENCLOSURE | no data | no data | no data | 208/120VAC CIRCUIT BREAKER | no data | no data |  | CLOSED | OPEN | no data | no data | 4664.0 | 2254 | checked
Unit 1 | no | ACC/LRVP E | 01-ARM-HTR-919 | ACC 1 LRVP SEP TNK SEAL WTR HTR 919 120VAC | 01-LVD-PPL-1311, BR 26, ACC MCC ENCLOSURE | no data | no data | no data | 208/120VAC CIRCUIT BREAKER | no data | no data |  | CLOSED | OPEN | no data | no data | 4665.0 | 2255 | checked
Unit 1 | no |  | 01-0501-R1 | CONVENIENCE RECPTS UNIT 1 ACC GROUND LEVEL | 01-LVD-PPL-1311, BR 29, ACC MCC ENCLOSURE | no data | no data | no data | 208/120VAC CIRCUIT BREAKER | no data | no data |  | CLOSED | OPEN | no data | no data | 4650.0 | 2145 | checked
no data | no |  | lotonodata112 | INTERIOR GFCI RECEPTACLES | 01-LVD-PPL-1311, BR 3, ACC MCC ENCLOSURE | no data | no data | no data | 208/120VAC CIRCUIT BREAKER | no data | no data |  | CLOSED | OPEN | no data | no data | 4640.0 | 11503 | checked
Unit 1 | no |  | 01-LTG-CNT-1311 | ACC 1 LIGHTING - GROUND LEVEL 208VAC | 01-LVD-PPL-1311, BR 30/32, ACC MCC ENCLOSURE | no data | no data | no data | 208/120VAC CIRCUIT BREAKER | no data | no data |  | CLOSED | OPEN | no data | no data | 4666.0 | 2666 | checked
Unit 1 | no |  | 01-LTG-CNT-1311 | ACC 1 LIGHTING - GROUND LEVEL 208VAC | 01-LVD-PPL-1311, BR 31/33, ACC MCC ENCLOSURE | no data | no data | no data | 208/120VAC CIRCUIT BREAKER | no data | no data |  | CLOSED | OPEN | no data | no data | 4651.0 | 2667 | checked
Unit 1 | no |  | 01-LTG-CNT-1311 | ACC 1 LIGHTING - GROUND LEVEL 208VAC | 01-LVD-PPL-1311, BR 34/36, ACC MCC ENCLOSURE | no data | no data | no data | 208/120VAC CIRCUIT BREAKER | no data | no data |  | CLOSED | OPEN | no data | no data | 4667.0 | 2668 | checked
Unit 1 | no |  | 01-LTG-CNT-1311 | ACC 1 LIGHTING - GROUND LEVEL 208VAC | 01-LVD-PPL-1311, BR 35/37, ACC MCC ENCLOSURE | no data | no data | no data | 208/120VAC CIRCUIT BREAKER | no data | no data |  | CLOSED | OPEN | no data | no data | 4652.0 | 2669 | checked
Unit 1 | no |  | 01-LTG-CNT-1311/2511 | ACC 1 LIGHTING CONTACTOR COIL | 01-LVD-PPL-1311, BR 4, ACC MCC ENCLOSURE | no data | no data | no data | 208/120VAC CIRCUIT BREAKER | no data | no data |  | CLOSED | OPEN | no data | no data | 4654.0 | 2670 | checked
no data | no |  | lotonodata113 | EXTERIOR GFCI RECEPTACLES | 01-LVD-PPL-1311, BR 5, ACC MCC ENCLOSURE | no data | no data | no data | 208/120VAC CIRCUIT BREAKER | no data | no data |  | CLOSED | OPEN | no data | no data | 4641.0 | 11504 | checked
Unit 1 | no | ACC/LRVP B | 01-ARM-HTR-895 | ACC 1 LRVP SEP TNK SEAL WTR HTR 895 120VAC | 01-LVD-PPL-1311, BR 6, ACC MCC ENCLOSURE | no data | no data | no data | 208/120VAC CIRCUIT BREAKER | no data | no data |  | CLOSED | OPEN | no data | no data | 4655.0 | 2252 | checked
Unit 1 | no |  | 01-ACC-MCC-131 | MCC-131 SECTION HEATER SUPPLY #1 | 01-LVD-PPL-1311, BR 7, ACC MCC ENCLOSURE | no data | no data | no data | 208/120VAC CIRCUIT BREAKER | no data | no data |  | CLOSED | OPEN | no data | no data | 4642.0 | 2209 | checked
Unit 1 | no |  | 01-ACC-MCC-131 | MCC-131 MOTOR SPACE HEATER SUPPLY | 01-LVD-PPL-1311, BR 8, ACC MCC ENCLOSURE | no data | no data | no data | 208/120VAC CIRCUIT BREAKER | no data | no data |  | CLOSED | OPEN | no data | no data | 4656.0 | 2210 | checked
Unit 1 | no |  | 01-ACC-MCC-131 | MCC-131 SECTION HEATER SUPPLY #2 | 01-LVD-PPL-1311, BR 9, ACC MCC ENCLOSURE | no data | no data | no data | 208/120VAC CIRCUIT BREAKER | no data | no data |  | CLOSED | OPEN | no data | no data | 4643.0 | 2211 | checked
no data | no |  | lotonodata139 | MCC-251 SECTION HEATER SUPPLY #1 | 01-LVD-PPL-2511, BR 10, ACC MCC ENCLOSURE | no data | no data | no data | 208/120VAC CIRCUIT BREAKER | no data | no data |  | CLOSED | OPEN | no data | no data | 4742.0 | 11531 | checked
no data | no |  | lotonodata133 | MCC-251 MOTOR SPACE HEATER SUPPLY #1 | 01-LVD-PPL-2511, BR 11, ACC MCC ENCLOSURE | no data | no data | no data | 208/120VAC CIRCUIT BREAKER | no data | no data |  | CLOSED | OPEN | no data | no data | 4728.0 | 11526 | checked
no data | no |  | lotonodata140 | MCC-251 SECTION HEATER SUPPLY #2 | 01-LVD-PPL-2511, BR 12, ACC MCC ENCLOSURE | no data | no data | no data | 208/120VAC CIRCUIT BREAKER | no data | no data |  | CLOSED | OPEN | no data | no data | 4743.0 | 11533 | checked
Unit 1 | no |  | 01-LVB-NSB-15 | NON-SEG SPACE HTR MCC-151, M1 | 01-LVD-PPL-2511, BR 13, ACC MCC ENCLOSURE | no data | no data | no data | 208/120VAC CIRCUIT BREAKER | no data | no data |  | CLOSED | OPEN | no data | no data | 4729.0 | 2693 | checked
Unit 1 | no |  | 01-LVB-NSB-25 | NON-SEG SPACE HTR MCC-151, M2 | 01-LVD-PPL-2511, BR 15, ACC MCC ENCLOSURE | no data | no data | no data | 208/120VAC CIRCUIT BREAKER | no data | no data |  | CLOSED | OPEN | no data | no data | 4730.0 | 2696 | checked
Unit 1 | no | ACC/ACC FANS | 01-ACC-HTR-04E | UNIT 1 ACC FAN GRBX OIL HTR 04E | 01-LVD-PPL-2511, BR 16, ACC MCC ENCLOSURE | no data | no data | no data | 208/120VAC CIRCUIT BREAKER | no data | no data |  | CLOSED | OPEN | no data | no data | 4744.0 | 2206 | checked
no data | no |  | lotonodata134 | NTW DCS CAB 12 UTILITY | 01-LVD-PPL-2511, BR 17, ACC MCC ENCLOSURE | no data | no data | no data | 208/120VAC CIRCUIT BREAKER | no data | no data |  | CLOSED | OPEN | no data | no data | 4731.0 | 11527 | checked
no data | no |  | lotonodata141 | HVAC 1 PRESSURIZATION MODULE | 01-LVD-PPL-2511, BR 18, ACC MCC ENCLOSURE | no data | no data | no data | 208/120VAC CIRCUIT BREAKER | no data | no data |  | CLOSED | OPEN | no data | no data | 4745.0 | 11534 | checked
no data | no |  | lotonodata135 | HVAC 4 PRESSURIZATION MODULE | 01-LVD-PPL-2511, BR 19, ACC MCC ENCLOSURE | no data | no data | no data | 208/120VAC CIRCUIT BREAKER | no data | no data |  | CLOSED | OPEN | no data | no data | 4732.0 | 11528 | checked
Unit 1 | no | ACC/ACC FANS | 01-ACC-HTR-04F | UNIT 1 ACC FAN GRBX OIL HTR 04F | 01-LVD-PPL-2511, BR 20, ACC MCC ENCLOSURE | no data | no data | no data | 208/120VAC CIRCUIT BREAKER | no data | no data |  | CLOSED | OPEN | no data | no data | 4746.0 | 2207 | checked
Unit 1 | no | ACC/ACC FANS | 01-ACC-HTR-04D | UNIT 1 ACC FAN GRBX OIL HTR 04D | 01-LVD-PPL-2511, BR 25, ACC MCC ENCLOSURE | no data | no data | no data | 208/120VAC CIRCUIT BREAKER | no data | no data |  | CLOSED | OPEN | no data | no data | 4733.0 | 2205 | checked
Unit 1 | no |  | 01-0601-R1 | CONVENIENCE RECPTS UNIT 1 ACC UPPER DECK | 01-LVD-PPL-2511, BR 26, ACC MCC ENCLOSURE | no data | no data | no data | 208/120VAC CIRCUIT BREAKER | no data | no data |  | CLOSED | OPEN | no data | no data | 4747.0 | 2146 | checked
Unit 1 | no |  | 01-0701-R1 | CONVENIENCE RECPTS UNIT 1 ACC UPPER DECK | 01-LVD-PPL-2511, BR 27, ACC MCC ENCLOSURE | no data | no data | no data | 208/120VAC CIRCUIT BREAKER | no data | no data |  | CLOSED | OPEN | no data | no data | 4734.0 | 2147 | checked
Unit 1 | no |  | 01-0801-R1 | CONVENIENCE RECPTS UNIT 1 ACC UPPER DECK | 01-LVD-PPL-2511, BR 28, ACC MCC ENCLOSURE | no data | no data | no data | 208/120VAC CIRCUIT BREAKER | no data | no data |  | CLOSED | OPEN | no data | no data | 4748.0 | 2148 | checked
Unit 1 | no |  | 01-0901-R1 | CONVENIENCE RECPTS UNIT 1 ACC UPPER DECK | 01-LVD-PPL-2511, BR 29, ACC MCC ENCLOSURE | no data | no data | no data | 208/120VAC CIRCUIT BREAKER | no data | no data |  | CLOSED | OPEN | no data | no data | 4735.0 | 2149 | checked
Unit 1 | no |  | 01-LTG-CNT-2511 | ACC 1 LIGHTING - UPPER DECK 208VAC | 01-LVD-PPL-2511, BR 30/32, ACC MCC ENCLOSURE | no data | no data | no data | 208/120VAC CIRCUIT BREAKER | no data | no data |  | CLOSED | OPEN | no data | no data | 4749.0 | 2686 | checked
Unit 1 | no |  | 01-LTG-CNT-2511 | ACC 1 LIGHTING - UPPER DECK 208VAC | 01-LVD-PPL-2511, BR 31/33, ACC MCC ENCLOSURE | no data | no data | no data | 208/120VAC CIRCUIT BREAKER | no data | no data |  | CLOSED | OPEN | no data | no data | 4736.0 | 2687 | checked
Unit 1 | no |  | 01-LTG-CNT-2511 | ACC 1 LIGHTING - NORTH PLATFORM & STAIR TOWER | 01-LVD-PPL-2511, BR 34/36, ACC MCC ENCLOSURE | no data | no data | no data | 208/120VAC CIRCUIT BREAKER | no data | no data |  | CLOSED | OPEN | no data | no data | 4750.0 | 2688 | checked
Unit 1 | no |  | 01-LTG-CNT-2511 | ACC 1 LIGHTING - UPPER DECK 208VAC | 01-LVD-PPL-2511, BR 35/37, ACC MCC ENCLOSURE | no data | no data | no data | 208/120VAC CIRCUIT BREAKER | no data | no data |  | CLOSED | OPEN | no data | no data | 4737.0 | 2689 | checked
Unit 1 | no |  | 01-LTG-CNT-2511 | ACC 1 LIGHTING - UPPER DECK 208VAC | 01-LVD-PPL-2511, BR 38/40, ACC MCC ENCLOSURE | no data | no data | no data | 208/120VAC CIRCUIT BREAKER | no data | no data |  | CLOSED | OPEN | no data | no data | 4751.0 | 2690 | checked
Unit 1 | no |  | 01-LTG-CNT-2511 | ACC 1 LIGHTING - SOUTH PLATFORM 208VAC | 01-LVD-PPL-2511, BR 39/41, ACC MCC ENCLOSURE | no data | no data | no data | 208/120VAC CIRCUIT BREAKER | no data | no data |  | CLOSED | OPEN | no data | no data | 4738.0 | 2691 | checked
no data | no | FIRE PROTECTION | 00-FPS-PNL-09 | FIRE PANEL | 01-LVD-PPL-2511, BR 4, ACC MCC ENCLOSURE | no data | no data | no data | 208/120VAC CIRCUIT BREAKER | no data | no data |  | CLOSED | OPEN | no data | no data | 4740.0 | 293 | checked
no data | no |  | lotonodata142 | ENCLOSURE PRESSURIZATION MODULE | 01-LVD-PPL-2511, BR 42, ACC MCC ENCLOSURE | no data | no data | no data | 208/120VAC CIRCUIT BREAKER | no data | no data |  | CLOSED | OPEN | no data | no data | 4752.0 | 11535 | checked
no data | no |  | lotonodata131 | MCC-151 SECTION HEATER SUPPLY #1 | 01-LVD-PPL-2511, BR 7, ACC MCC ENCLOSURE | no data | no data | no data | 208/120VAC CIRCUIT BREAKER | no data | no data |  | CLOSED | OPEN | no data | no data | 4726.0 | 11524 | checked
no data | no |  | lotonodata138 | MCC-151 MOTOR SPACE HEATER SUPPLY #1 | 01-LVD-PPL-2511, BR 8, ACC MCC ENCLOSURE | no data | no data | no data | 208/120VAC CIRCUIT BREAKER | no data | no data |  | CLOSED | OPEN | no data | no data | 4741.0 | 11530 | checked
no data | no |  | lotonodata132 | MCC-151 SECTION HEATER SUPPLY #2 | 01-LVD-PPL-2511, BR 9, ACC MCC ENCLOSURE | no data | no data | no data | 208/120VAC CIRCUIT BREAKER | no data | no data |  | CLOSED | OPEN | no data | no data | 4727.0 | 11525 | checked
no data | no |  | lotonodata136 | SECURITY PANEL | 01-LVD-PPL-2511, BR 2, ACC MCC ENCLOSURE | no data | no data | no data | 208/120VAC CIRCUIT BREAKER | no data | no data |  | CLOSED | OPEN | no data | no data | 4739.0 | 11529 | checked
Unit 1 | PRINTING | HRH | 01-MOV-HRS914 | REHEAT ATTEMP DRIPLEG MOV PWR FEED | 01-LVB-PPL-2112, BR 13/15/17, INSIDE HRSG SWG ENCLOSURE | 01-MOV-HRS914 | no data | no data | 480 V CIRCUIT BREACKER | no data | no data |  | CLOSED | OPEN | no data | no data | 4099.0 | 3373 | checked
Unit 1 | PRINTING | HRSG/LP | 01-MOV-HLS905 | LP STEAM STARTUP VENT ROOT MOV PWR | 01-LVB-PPL-2112, BR 14/16/18, INSIDE HRSG SWG ENCLOSURE | HRSG/SH LP/01-MOV-HLS905 | no data | no data | 480 V CIRCUIT BREACKER | no data | no data |  | CLOSED | OPEN | no data | no data | 4100.0 | 3351 | checked
Unit 1 | PRINTING | HRSG/LP | 01-MOV-HLS902 | LP STEAM STARTUP VENT BLOCK MOV PWR | 01-LVB-PPL-2112, BR 19/21/23, INSIDE HRSG SWG ENCLOSURE | HRSG/SH LP/01-MOV-HLS902 | no data | no data | 480 V CIRCUIT BREACKER | no data | no data |  | CLOSED | OPEN | no data | no data | 4100.0 | 3348 | checked
no data | no |  | lotonodata29 | 5 TON HVAC #5 | 01-LVB-PPL-2112, BR 2/4/6, INSIDE HRSG SWG ENCLOSURE | no data | no data | no data | 480 V CIRCUIT BREACKER | no data | no data |  | CLOSED | OPEN | no data | no data | 4096.0 | 11693 | checked
Unit 1 | PRINTING | HRSG/LP | 01-MOV-HLS906 | LP STEAM OUTLET MOV MAIN PWR FEED | 01-LVB-PPL-2112, BR 20/22/24, INSIDE HRSG SWG ENCLOSURE | HRSG/SH LP/STEAM HEADER LP/01-MOV-HLS906 | no data | no data | 480 V CIRCUIT BREACKER | no data | no data |  | CLOSED | OPEN | no data | no data | 4102.0 | 3354 | checked
Unit 1 | PRINTING | HRSG/IP | 01-MOV-HIS918 | IP SH OUTLET DRIPLEG MOV PWR FEED | 01-LVB-PPL-2112, BR 25/27/29, INSIDE HRSG SWG ENCLOSURE | HRSG/STEAM HEADER IP/BLOWDOWN/01-MOV-HIS918 | no data | no data | 480 V CIRCUIT BREACKER | no data | no data |  | CLOSED | OPEN | no data | no data | 4103.0 | 3339 | checked
Unit 1 | PRINTING | HRSG/IP | 01-MOV-HIS915 | IP SH OUTLET DRIPLEG MOV MAIN PWR FEED | 01-LVB-PPL-2112, BR 26/28/30, INSIDE HRSG SWG ENCLOSURE | HRSG/SH IP/BLOWDOWN/01-MOV-HIS915 | no data | no data | 480 V CIRCUIT BREACKER | no data | no data |  | CLOSED | OPEN | no data | no data | 4104.0 | 3333 | checked
Unit 1 | no | CEMS | 01-CEM-DSW-02 | UNIT 1 CEMS DSW 02 480VAC | 01-LVB-PPL-2112, BR 32/34/36, INSIDE HRSG SWG ENCLOSURE | no data | no data | no data | 480 V CIRCUIT BREACKER | no data | no data |  | CLOSED | OPEN | no data | no data | 4105.0 | 2470 | checked
no data | no |  | lotonodata30 | 5 TON HVAC #6 | 01-LVB-PPL-2112, BR 7/9/11, INSIDE HRSG SWG ENCLOSURE | no data | no data | no data | 480 V CIRCUIT BREACKER | no data | no data |  | CLOSED | OPEN | no data | no data | 4097.0 | 11701 | checked
Unit 1 | no | HRH | 01-MOV-HRS912 | RHT ATTEMP SPRAY WATER STOP PWR FEED | 01-LVB-PPL-2112, BR 8/10/12, INSIDE HRSG SWG ENCLOSURE | FW IP/REHEAT/01-MOV-HRS912 | no data | no data | 480 V CIRCUIT BREACKER | no data | no data |  | CLOSED | OPEN | no data | no data | 4098.0 | 3371 | checked
BOP | no | FGS/FGC C | 00-FGS-CPL-02C | FGS CMP C STARTER ENCL OIL RSVR HTR 1/2 | 01-LVB-PPL-2113, BR 13/15/17, OUTSIDE CHROMATOGRAPH BLDG | no data | no data | no data | 480 V CIRCUIT BREACKER | no data | no data |  | CLOSED | OPEN | no data | no data | 4108.0 | 139 | checked
Unit 1 | no |  | 01-LVB-XFR-21132 | FGS COND LOAD CENTER XFR | 01-LVB-PPL-2113, BR 14/16/18, OUTSIDE CHROMATOGRAPH BLDG | no data | no data | no data | 480 V CIRCUIT BREACKER | no data | no data |  | CLOSED | OPEN | no data | no data | 4109.0 | 2709 | checked
|  |  | 00-LVB-RCP-02 | FUEL GAS AREA WELDING RECEPT | 01-LVB-PPL-2113, BR 19/21/23, OUTSIDE CHROMATOGRAPH BLDG | [13 empty] | checked
BOP | no | FGS NITROGEN GENERATOR A | 00-FGS-JBX-03 | FGS COMP N2 GEN HTR A | 01-LVB-PPL-2113, BR 25/27/29, OUTSIDE CHROMATOGRAPH BLDG | no data | no data | no data | 480 V CIRCUIT BREACKER | no data | no data |  | CLOSED | OPEN | no data | no data | 4110.0 | 145 | checked
BOP | no | FGS NITROGEN GENERATOR B | 00-FGS-JBX-03 | SFGS COMP N2 GEN HTR B | 01-LVB-PPL-2113, BR 26/28/30, OUTSIDE CHROMATOGRAPH BLDG | no data | no data | no data | 480 V CIRCUIT BREACKER | no data | no data |  | CLOSED | OPEN | no data | no data | 4111.0 | 146 | checked
BOP | no | FGS NITROGEN GENERATOR | 00-FGS-JBX-03 | FGS COMP N2 ENCL HTR A/B | 01-LVB-PPL-2113, BR 31/33/35, OUTSIDE CHROMATOGRAPH BLDG | no data | no data | no data | 480 V CIRCUIT BREACKER | no data | no data |  | CLOSED | OPEN | no data | no data | 4112.0 | 143 | checked
BOP | no | FGS/FGC A | 00-FGS-CPL-02A | FGS CMP A STARTER ENCL OIL RSVR HTR 1/2 | 01-LVB-PPL-2113, BR 7/9/11, OUTSIDE CHROMATOGRAPH BLDG | no data | no data | no data | 480 V CIRCUIT BREACKER | no data | no data |  | CLOSED | OPEN | no data | no data | 4106.0 | 137 | checked
BOP | no | FGS/FGC B | 00-FGS-CPL-02B | FGS CMP B STARTER ENCL OIL RSVR HTR 1/2 | 01-LVB-PPL-2113, BR 8/10/12, OUTSIDE CHROMATOGRAPH BLDG | no data | no data | no data | 480 V CIRCUIT BREACKER | no data | no data |  | CLOSED | OPEN | no data | no data | 4107.0 | 138 | checked
Unit 1 | no |  | 01-HVC-DSW-11 | UNIT 1 TURBINE BLDG ROOF EXH FAN DSW 11 480VAC | 01-LVB-PPL-21132, BR 1/3/5, TURBINE DECK SE | no data | no data | no data | 480 V CIRCUIT BREACKER | no data | no data |  | CLOSED | OPEN | no data | no data | 4181.0 | 2554 | checked
Unit 1 | no |  | 01-HVC-DSW-15 | UNIT 1 TURBINE BLDG ROOF EXH FAN DSW 15 480VAC | 01-LVB-PPL-21132, BR 13/15/17, TURBINE DECK SE | no data | no data | no data | 480 V CIRCUIT BREACKER | no data | no data |  | CLOSED | OPEN | no data | no data | 4183.0 | 2558 | checked
Unit 1 | no |  | 01-HVC-DSW-16 | UNIT 1 TURBINE BLDG ROOF EXH FAN DSW 16 480VAC | 01-LVB-PPL-21132, BR 14/16/18, TURBINE DECK SE | no data | no data | no data | 480 V CIRCUIT BREACKER | no data | no data |  | CLOSED | OPEN | no data | no data | 4190.0 | 2559 | checked
Unit 1 | no |  | 01-HVC-DSW-17 | UNIT 1 TURBINE BLDG ROOF EXH FAN DSW 17 480VAC | 01-LVB-PPL-21132, BR 19/21/23, TURBINE DECK SE | no data | no data | no data | 480 V CIRCUIT BREACKER | no data | no data |  | CLOSED | OPEN | no data | no data | 4184.0 | 2560 | checked
Unit 1 | no |  | 01-HVC-DSW-12 | UNIT 1 TURBINE BLDG ROOF EXH FAN DSW 12 480VAC | 01-LVB-PPL-21132, BR 2/4/6, TURBINE DECK SE | no data | no data | no data | 480 V CIRCUIT BREACKER | no data | no data |  | CLOSED | OPEN | no data | no data | 4188.0 | 2555 | checked
Unit 1 | no |  | 01-HVC-DSW-18 | UNIT 1 TURBINE BLDG ROOF EXH FAN DSW 18 480VAC | 01-LVB-PPL-21132, BR 20/22/24, TURBINE DECK SE | no data | no data | no data | 480 V CIRCUIT BREACKER | no data | no data |  | CLOSED | OPEN | no data | no data | 4191.0 | 2561 | checked
Unit 1 | no |  | 01-HVC-DSW-27 | UNIT 1 TURBINE BLDG AHU 11 DSW 480 VAC | 01-LVB-PPL-21132, BR 25/27/29, TURBINE DECK SE | no data | no data | no data | 480 V CIRCUIT BREACKER | no data | no data |  | CLOSED | OPEN | no data | no data | 4185.0 | 2570 | checked
Unit 1 | no |  | 01-HVC-DSW-30 | UNIT 1 TURBINE BLDG AHU 14 DSW 480 VAC | 01-LVB-PPL-21132, BR 26/28/30, TURBINE DECK SE | no data | no data | no data | 480 V CIRCUIT BREACKER | no data | no data |  | CLOSED | OPEN | no data | no data | 4192.0 | 2573 | checked
Unit 1 | no |  | 01-HVC-DOR-01 | UNIT 1 TURBINE BLDG ROLL UP DOOR 1 480 VAC | 01-LVB-PPL-21132, BR 31/33/35, TURBINE DECK SE | no data | no data | no data | 480 V CIRCUIT BREACKER | no data | no data |  | CLOSED | OPEN | no data | no data | 4186.0 | 2552 | checked
Unit 1 | no |  | 01-HVC-DSW-13 | UNIT 1 TURBINE BLDG ROOF EXH FAN DSW 13 480VAC | 01-LVB-PPL-21132, BR 7/9/11, TURBINE DECK SE | no data | no data | no data | 480 V CIRCUIT BREACKER | no data | no data |  | CLOSED | OPEN | no data | no data | 4182.0 | 2556 | checked
Unit 1 | no |  | 01-HVC-DSW-14 | UNIT 1 TURBINE BLDG ROOF EXH FAN DSW 14 480VAC | 01-LVB-PPL-21132, BR 8/10/12, TURBINE DECK SE | no data | no data | no data | 480 V CIRCUIT BREACKER | no data | no data |  | CLOSED | OPEN | no data | no data | 4189.0 | 2557 | checked
Unit 1 | no |  | 01-STP-HST-01 | UNIT 1 LP DRAIN PUMPS HOIST 480VAC PWR FEED | 01-LVB-PPL-21133, BR 13/15/17, TURBINE DECK SW | no data | no data | no data | 480 V CIRCUIT BREACKER | no data | no data |  | CLOSED | OPEN | no data | no data | 4196.0 | 3879 | checked
Unit 1 | no |  | 02-LVB-XFR-21133 | UNIT 1 TUR BLDG 480-208/120V AC DIST XFR 2 | 01-LVB-PPL-21133, BR 7/9/11, TURBINE DECK SW | no data | no data | no data | 480 V CIRCUIT BREACKER | no data | no data |  | CLOSED | OPEN | no data | no data | 4195.0 | 7264 | checked
no data | no |  | 01-LVB-PPL-21132 | UNIT 1 TURBINE BUILDING 480V PANELBOARD SE | 01-LVB-SWB-2113, BR 4, NE CORNER TURBINE BLDG | no data | no data | no data | no data | no data | no data |  | CLOSED | OPEN | no data | no data | 4151.0 | 11720 | checked
no data | no |  | 01-LVB-PPL-21133 | UNIT 1 TURBINE BUILDING 480V PANELBOARD SW | 01-LVB-SWB-2113, BR 5, NE CORNER TURBINE BLDG | no data | no data | no data | no data | no data | no data |  | CLOSED | OPEN | no data | no data | 4149.0 | 11718 | checked
no data | no |  | 01-LVB-XFR-21131 | UNIT 1 TUR BLDG 480V/208-120V AC DIST XFR 1 | 01-LVB-SWB-2113, BR 7, NE CORNER TURBINE BLDG | no data | no data | no data | no data | no data | no data |  | CLOSED | OPEN | no data | no data | 4150.0 | 11719 | checked
Unit 1 | no | OIL/WATER SEPARATOR | 01-WDR-PNL-02 | UNIT 1 OIL-IN-WATER ANALYZER PWR 120VAC | 01-LVD-PPL-2111, BR 1, INSIDE HRSG SWG ENCLOSURE | no data | no data | no data | 208/120VAC CIRCUIT BREAKER | no data | no data |  | CLOSED | OPEN | no data | no data | 4113.0 | 6541 | checked
no data | no |  | lotonodata40 | NSBD - 21 SPACE HEATER SUPPLY | 01-LVD-PPL-2111, BR 10, INSIDE HRSG SWG ENCLOSURE | no data | no data | no data | 208/120VAC CIRCUIT BREAKER | no data | no data |  | CLOSED | OPEN | no data | no data | 4136.0 | 11712 | checked
no data | no |  | lotonodata33 | MCC-211 MOTOR SPACE HEATER SUPPLY #1 | 01-LVD-PPL-2111, BR 11, INSIDE HRSG SWG ENCLOSURE | no data | no data | no data | 208/120VAC CIRCUIT BREAKER | no data | no data |  | CLOSED | OPEN | no data | no data | 4118.0 | 11704 | checked
BOP | no | INA | 00-INA-CPL-01 | INA CMP CTRL PWR FEED | 01-LVD-PPL-2111, BR 12, INSIDE HRSG SWG ENCLOSURE | no data | no data | no data | 208/120VAC CIRCUIT BREAKER | no data | no data |  | CLOSED | OPEN | no data | no data | 4137.0 | 440 | checked
BOP | no | FGS/FGC B | 00-FGS-CPL-01B | FGS CMP B CPL MAIN 120VAC | 01-LVD-PPL-2111, BR 13, INSIDE HRSG SWG ENCLOSURE | no data | no data | no data | 208/120VAC CIRCUIT BREAKER | no data | no data |  | CLOSED | OPEN | no data | no data | 4119.0 | 131 | checked
BOP | no | FGS/FGC C | 00-FGS-CPL-01C | FGS CMP C CPL MAIN 120VAC | 01-LVD-PPL-2111, BR 14, INSIDE HRSG SWG ENCLOSURE | no data | no data | no data | 208/120VAC CIRCUIT BREAKER | no data | no data |  | CLOSED | OPEN | no data | no data | 4138.0 | 134 | checked
Unit 2 | no |  | 02MKE01GU101/00 | UNIT 2 SFC CUBICLE (REDUNDANT CTRL PWR-1) | 01-LVE-PPL-01, F10.13, MVB, DC DISTRIBUTION PANEL | no data | no data | no data | no data | no data | no data |  | CLOSED | OPEN | no data | no data | 5293.0 | 7748 | checked
Unit 1 | no |  | 01MKE01GU101/01 | UNIT 1 SFC CUBICLE (REDUNDANT CTRL PWR-2) | 01-LVE-PPL-01, F10.15, MVB, DC DISTRIBUTION PANEL | no data | no data | no data | no data | no data | no data |  | CLOSED | OPEN | no data | no data | 5294.0 | 3221 | checked
Unit 1 | no |  | 01-GEN-CPL-01 | UNIT 1 GCB MAIN 125 VDC | 01-LVE-PPL-01, F10.17, MVB, DC DISTRIBUTION PANEL | no data | no data | no data | no data | no data | no data |  | CLOSED | OPEN | no data | no data | 5295.0 | 2531 | checked
Unit 2 | no |  | 02-GEN-CPL-01 | UNIT 2 GCB TRIP COIL 2 125 VDC | 01-LVE-PPL-01, F10.19, MVB, DC DISTRIBUTION PANEL | no data | no data | no data | no data | no data | no data |  | CLOSED | OPEN | no data | no data | 5296.0 | 7016 | checked
BOP | no |  | 00-SAT-CPL-11 | SAT 11 CONTROL PANEL 125 VDC PWR MAIN | 01-LVE-PPL-01, F10.2, MVB, DC DISTRIBUTION PANEL | no data | no data | no data | no data | no data | no data |  | CLOSED | OPEN | no data | no data | 5297.0 | 672 | checked
BOP | no |  | 00-MVB-SWG-11 | SWGR 11/MCC 11 BREAKER CONTROL | 01-LVE-PPL-01, F10.3, MVB, DC DISTRIBUTION PANEL | no data | no data | no data | no data | no data | no data |  | CLOSED | OPEN | no data | no data | 5289.0 | 491 | checked
BOP | no |  | 00-UAT-CPL-01 | UAT 01 CONTROL PANEL 125 VDC PWR MAIN | 01-LVE-PPL-01, F10.4, MVB, DC DISTRIBUTION PANEL | no data | no data | no data | no data | no data | no data |  | CLOSED | OPEN | no data | no data | 5298.0 | 721 | checked
Unit 1 | no |  | 01-RPS-PNL-07 | RELAY PANEL 01-RPS-PNL-07 SEL-487E | 01-LVE-PPL-01, F10.5, MVB, DC DISTRIBUTION PANEL | no data | no data | no data | no data | no data | no data |  | CLOSED | OPEN | no data | no data | 5290.0 | 3825 | checked
BOP | no |  | 00-MVA-SWG-1 | SWGR 1 BREAKER CONTROL | 01-LVE-PPL-01, F10.6, MVB, DC DISTRIBUTION PANEL | no data | no data | no data | no data | no data | no data |  | CLOSED | OPEN | no data | no data | 5299.0 | 484 | checked
Unit 1 | no |  | 01-RPS-PNL-07 | RELAY PANEL 01-RPS-PNL-07 GE T60U & MET-UAT | 01-LVE-PPL-01, F10.7, MVB, DC DISTRIBUTION PANEL | no data | no data | no data | no data | no data | no data |  | CLOSED | OPEN | no data | no data | 5291.0 | 3826 | checked
Unit 1 | no |  | 01-LVB-SWG-17 | SWGR 17 BREAKER CONTROL | 01-LVE-PPL-01, F10.8, MVB, DC DISTRIBUTION PANEL | no data | no data | no data | no data | no data | no data |  | CLOSED | OPEN | no data | no data | 5300.0 | 2726 | checked
Unit 1 | no |  | 01-GSU-CPL-01 | UNIT 1 GSU CONTROL PANEL 125 VDC PWR MAIN | 01-LVE-PPL-01, F10.9, MVB, DC DISTRIBUTION PANEL | no data | no data | no data | no data | no data | no data |  | CLOSED | OPEN | no data | no data | 5292.0 | 2535 | checked
Unit 1 | no |  | 01-LVE-PPL-01 | CHARGER A INPUT TO SECONDARY DC BUS | 01-LVE-PPL-01, F2, MVB, DC DISTRIBUTION PANEL | no data | no data | no data | no data | no data | no data |  | CLOSED | OPEN | no data | no data | 5281.0 | 2746 | checked
no data | no |  |  | CH. A INP. TO PRIM. DC BUS (JUMPER TO FUSE F2) | 01-LVE-PPL-01, F3, MVB, DC DISTRIBUTION PANEL | no data | no data | no data | no data | no data | no data |  | CLOSED | OPEN | no data | no data | 5282.0 | 11614 | checked
Unit 1 | no |  | 01-LVE-PPL-01 | CHARGER B INPUT TO SECONDARY DC BUS | 01-LVE-PPL-01, F4, MVB, DC DISTRIBUTION PANEL | no data | no data | no data | no data | no data | no data |  | CLOSED | OPEN | no data | no data | 5283.0 | 2747 | checked
no data | no |  |  | CH. B INP. TO PRIM. DC BUS (JUMPER TO FUSE F4) | 01-LVE-PPL-01, F5, MVB, DC DISTRIBUTION PANEL | no data | no data | no data | no data | no data | no data |  | CLOSED | OPEN | no data | no data | 5284.0 | 11615 | checked
Unit 1 | no |  | 01-LVF-UPS-01 | UPS SYSTEM UNIT 01 | 01-LVE-PPL-01, F6, MVB, DC DISTRIBUTION PANEL | no data | no data | no data | no data | no data | no data |  | CLOSED | OPEN | no data | no data | 5285.0 | 2770 | checked
Unit 1 | no |  | 01-LVE-DSW-012 | HRSG 1 PDC 125VDC PANELBOARD 01 DSW | 01-LVE-PPL-01, F7, MVB, DC DISTRIBUTION PANEL | no data | no data | no data | no data | no data | no data |  | CLOSED | OPEN | no data | no data | 5286.0 | 2742 | checked
Unit 1 | no |  | 01-LVE-RBX-013 | ADMIN BUILDING 125VDC PANELBOARD 01 RBX | 01-LVE-PPL-01, F8, MVB, DC DISTRIBUTION PANEL | no data | no data | no data | no data | no data | no data |  | CLOSED | OPEN | no data | no data | 5287.0 | 2751 | checked
Unit 1 | no | HRSG BLOWDOWN | 01-MOV-HBD942 | HRSG 1 IP BD MANIFOLD DRAIN MAIN PWR FEED | 01-LVB-PPL-1114, BR 25/27/29, OUTSIDE HRSG SWG ENCLOSURE | no data | no data | no data | 480 V CIRCUIT BREACKER | HBD | no data |  | CLOSED | OPEN | no data | 2" | 4045.0 | 3285 | checked
Unit 1 | no | HRSG BLOWDOWN | 01-MOV-HBD943 | HRSG 1 LP BD MANIFOLD DRN MAIN PWR FEED | 01-LVB-PPL-1114, BR 26/28/30, OUTSIDE HRSG SWG ENCLOSURE | no data | no data | no data | 480 V CIRCUIT BREACKER | HBD | no data |  | CLOSED | OPEN | no data | 2" | 4046.0 | 3286 | checked
Unit 1 | no |  | 01-MVA-XFR-21 | MVA XFR HRSG 1 B - SUS HEATERS | 01-LVD-PPL-2111, BR 15, INSIDE HRSG SWG ENCLOSURE | no data | no data | no data | 208/120VAC CIRCUIT BREAKER | no data | no data |  | CLOSED | OPEN | no data | no data | 4120.0 | 3563 | checked
Unit 1 | PRINTING | HRSG/HP | 01-MOV-HHS904 | HP SPARGING STEAM MOV MAIN FEED | 01-LVB-PPL-11121, BR 20/22/24, OUTSIDE HRSG SWG ENCLOSURE | HRSG/SPARGING HP/AUX HEADER01/MOV-HHS904 | no data | no data | 480 V CIRCUIT BREACKER | no data | no data |  | CLOSED | OPEN | no data | no data | 4093.0 | 3288 | checked
BOP | no | EYE WASH | 00-PWS-JBX-04 | UNIT 1 SCR SKID SAFETY SHWR 120 VAC MAIN | 01-LVD-PPL-2111, BR 16, INSIDE HRSG SWG ENCLOSURE | no data | no data | no data | 208/120VAC CIRCUIT BREAKER | no data | no data |  | CLOSED | OPEN | no data | no data | 4139.0 | 663 | checked
no data | no |  | lotonodata34 | DCS CAB 00-DCS-CAB-70 UTILITY POWER | 01-LVD-PPL-2111, BR 17, INSIDE HRSG SWG ENCLOSURE | no data | no data | no data | 208/120VAC CIRCUIT BREAKER | no data | no data |  | CLOSED | OPEN | no data | no data | 4121.0 | 11705 | checked
Unit 2 | no |  | 02-WDR-PNL-02 | UNIT 2 OIL-IN-WATER ANALYZER PWR 120VAC | 01-LVD-PPL-2111, BR 18, INSIDE HRSG SWG ENCLOSURE | no data | no data | no data | 208/120VAC CIRCUIT BREAKER | no data | no data |  | CLOSED | OPEN | no data | no data | 4140.0 | 11062 | checked
Unit 1 | PRINTING | BFW/HP STEAM | 01-MOV-HHS908 | HP ATTEMP SPRAY WATER MOV PWR | 01-LVB-PPL-1112, BR 38/40/42, OUTSIDE HRSG SWG ENCLOSURE | HRSG/SH HP/01-MOV-HHS908 | no data | no data | 480 V CIRCUIT BREACKER | no data | no data |  | CLOSED | OPEN | no data | no data | 4018.0 | 3299 | checked
Unit 1 | PRINTING | HRSG/HP | 01-MOV-HHS909 | HP IBD MOV MAIN PWR FEED | 01-LVB-PPL-1114, BR 31/33/35, OUTSIDE HRSG SWG ENCLOSURE | HRSG/DRUM HP/BLOWDOWN/01-MOV-HHS909 | no data | no data | 480 V CIRCUIT BREACKER | no data | no data |  | CLOSED | OPEN | no data | no data | 4047.0 | 3301 | checked
Unit 1 | PRINTING | HRSG/HP | 01-MOV-HHS910 | HP SH STG1 DRAIN POT DR MOV PWR FEED | 01-LVB-PPL-1114, BR 13/15/17, OUTSIDE HRSG SWG ENCLOSURE | HRSG/SH HP/01-MOV-HHS910 | no data | no data | 480 V CIRCUIT BREACKER | no data | no data |  | CLOSED | OPEN | no data | no data | 4041.0 | 3303 | checked
Unit 1 | PRINTING | HRSG/HP | 01-MOV-HHS911 | HP SH STG2 DRAIN POT DR MOV PWR FEED | 01-LVB-PPL-11121, BR 38/40/42, OUTSIDE HRSG SWG ENCLOSURE | HRSG/SH HP/01-MOV-HHS911 | no data | no data | 480 V CIRCUIT BREACKER | no data | no data |  | CLOSED | OPEN | no data | no data | 4094.0 | 3306 | checked
no data | no |  | lotonodata177 | 5 TON HVAC #1 | 02-LVB-PPL-1611, BR 1/3/5, ACC MCC ENCLOSURE | no data | no data | no data | 480 V CIRCUIT BREACKER | no data | no data |  | CLOSED | OPEN | no data | no data | 4881.0 | 11573 | checked
no data | no |  | lotonodata178 | 5 TON HVAC #4 | 02-LVB-PPL-1611, BR 2/4/6, ACC MCC ENCLOSURE | no data | no data | no data | 480 V CIRCUIT BREACKER | no data | no data |  | CLOSED | OPEN | no data | no data | 4886.0 | 11574 | checked
Unit 2 | no |  | 02-LVB-RCP-06 | UNIT 2 ACC UPPER DECK WELDING RECEPT 6 | 02-LVB-PPL-1611, BR 31/33/35, ACC MCC ENCLOSURE | no data | no data | no data | 480 V CIRCUIT BREACKER | no data | no data |  | CLOSED | OPEN | no data | no data | 4885.0 | 7246 | checked
Unit 2 | no |  | 02-LVB-RCP-07 | UNIT 2 ACC UPPER DECK WELDING RECEPT 7 | 02-LVB-PPL-1611, BR 26/28/30, ACC MCC ENCLOSURE | no data | no data | no data | 480 V CIRCUIT BREACKER | no data | no data |  | CLOSED | OPEN | no data | no data | 4887.0 | 7247 | checked
Unit 2 | no |  | 02-LVB-RCP-08 | UNIT 2 ACC GRADE WELDING RECEPT 8 | 02-LVB-PPL-1611, BR 32/34/46, ACC MCC ENCLOSURE | no data | no data | no data | 480 V CIRCUIT BREACKER | no data | no data |  | CLOSED | OPEN | no data | no data | 4888.0 | 7248 | checked
Unit 2 | no |  | 02-LVB-RCP-04 | UNIT 2 ACC UPPER DECK WELDING RECEPT 4 | 02-LVB-PPL-1611, BR 19/21/23, ACC MCC ENCLOSURE | no data | no data | no data | 480 V CIRCUIT BREACKER | no data | no data |  | CLOSED | OPEN | no data | no data | 4883.0 | 7244 | checked
Unit 2 | no |  | 02-LVB-RCP-05 | UNIT 2 ACC UPPER DECK WELDING RECEPT 5 | 02-LVB-PPL-1611, BR 25/27/29, ACC MCC ENCLOSURE | no data | no data | no data | 480 V CIRCUIT BREACKER | no data | no data |  | CLOSED | OPEN | no data | no data | 4884.0 | 7245 | checked
Unit 2 | no |  | 02-CND-HTR-869 | UNIT 2 CND TNK IMMERSION HTR | 02-LVB-PPL-1611, BR 13/15/17, ACC MCC ENCLOSURE | no data | no data | no data | 480 V CIRCUIT BREACKER | no data | no data |  | CLOSED | OPEN | no data | no data | 4882.0 | 6970 | checked
no data | no |  | lotonodata100 | 5 TON HVAC #4 | 02-LVB-PPL-2212, BR 1/3/5, INSIDE HRSG SWG ENCLOSURE | no data | no data | no data | 480 V CIRCUIT BREACKER | no data | no data |  | CLOSED | OPEN | no data | no data | 4449.0 | 11490 | checked
no data | no |  | lotonodata101 | 5 TON HVAC #5 | 02-LVB-PPL-2212, BR 2/4/6, INSIDE HRSG SWG ENCLOSURE | no data | no data | no data | 480 V CIRCUIT BREACKER | no data | no data |  | CLOSED | OPEN | no data | no data | 4450.0 | 11491 | checked
no data | no |  | lotonodata102 | 5 TON HVAC #6 | 02-LVB-PPL-2212, BR 7/9/11, INSIDE HRSG SWG ENCLOSURE | no data | no data | no data | 480 V CIRCUIT BREACKER | no data | no data |  | CLOSED | OPEN | no data | no data | 4451.0 | 11492 | checked
Unit 2 | no |  | 02-CEM-DSW-02 | UNIT 2 CEMS DSW 02 480 VAC | 02-LVB-PPL-2212, BR 37/39/41, INSIDE HRSG SWG ENCLOSURE | no data | no data | no data | 480 V CIRCUIT BREACKER | no data | no data |  | CLOSED | OPEN | no data | no data | 4457.0 | 6961 | checked
Unit 1 | PRINTING | HRSG/HP | 01-MOV-HHS912 | HP IBD MOV MAIN PWR FEED | 01-LVB-PPL-1114, BR 37/39/41, OUTSIDE HRSG SWG ENCLOSURE | HRSG/DRUM HP/BLOWDOWN/01-MOV-HHS912 | no data | no data | 480 V CIRCUIT BREACKER | no data | no data |  | CLOSED | OPEN | no data | no data | 4048.0 | 3307 | checked
BOP | no | FGS NITROGEN GENERATOR | 00-FGS-JBX-03 | GS CMP N2 GENERATOR CTRL PNL MAIN 120VAC | 01-LVD-PPL-2111, BR 2, INSIDE HRSG SWG ENCLOSURE | no data | no data | no data | 208/120VAC CIRCUIT BREAKER | no data | no data |  | CLOSED | OPEN | no data | no data | 4132.0 | 144 | checked
Unit 1 | no | HRSG/HP | 01-MOV-HHS941 | HRSG 1 HP FEEDWATER STOP MOV MAIN PWR FEED | 01-LVB-PPL-1114, BR 14/16/18, OUTSIDE HRSG SWG ENCLOSURE | no data | no data | no data | 480 V CIRCUIT BREACKER | no data | no data |  | CLOSED | OPEN | no data | no data | 4042.0 | 3311 | checked
Unit 1 | no | HRSG/HP | 01-MOV-HHS942 | HRSG 1 HP ECON VENT MAIN PWR FEED | 01-LVB-PPL-11121, BR 8/10/12, OUTSIDE HRSG SWG ENCLOSURE | no data | no data | no data | 480 V CIRCUIT BREACKER | no data | no data |  | CLOSED | OPEN | no data | no data | 4084.0 | 3314 | checked
Unit 1 | PRINTING | HRSG/HP | 01-MOV-HHS943 | HP CBD MOV MAIN FEED | 01-LVB-PPL-11121, BR 14/16/18, OUTSIDE HRSG SWG ENCLOSURE | HRSG/STEAM HEADER LP | no data | no data | 480 V CIRCUIT BREACKER | no data | no data |  | CLOSED | OPEN | no data | no data | 4086.0 | 3316 | checked
Unit 2 | no |  | 02-LVB-PPL-22131 | HRSG 2 GRADE W 480VAC PANELBOARD 2 MAIN FEED | 02-LVB-PPL-2213, BR 26/28/30, OUTSIDE HRSG SWG ENCLOSURE | no data | no data | no data | 480 V CIRCUIT BREACKER | no data | no data |  | CLOSED | OPEN | no data | no data | 4467.0 | 7236 | checked
Unit 2 | no |  | 02-LVB-RCP-10 | PIPERACK 2 WELDING RECEPT 10 480VAC | 02-LVB-PPL-2213, BR 55/57/59, OUTSIDE HRSG SWG ENCLOSURE | no data | no data | no data | 480 V CIRCUIT BREACKER | no data | no data |  | CLOSED | OPEN | no data | no data | 4476.0 | 7250 | checked
Unit 2 | no |  | 02-LVB-RCP-11 | PIPERACK 2 WELDING RECEPT 11 480VAC | 02-LVB-PPL-2213, BR 50/52/54, OUTSIDE HRSG SWG ENCLOSURE | no data | no data | no data | 480 V CIRCUIT BREACKER | no data | no data |  | CLOSED | OPEN | no data | no data | 4475.0 | 7251 | checked
Unit 2 | no |  | 02-LVB-RCP-12 | PIPERACK 2 WELDING RECEPT 12 480VAC | 02-LVB-PPL-2213, BR 61/63/65, OUTSIDE HRSG SWG ENCLOSURE | no data | no data | no data | 480 V CIRCUIT BREACKER | no data | no data |  | CLOSED | OPEN | no data | no data | 4478.0 | 7252 | checked
Unit 2 | no |  | 02-LVB-RCP-13 | PIPERACK 2 WELDING RECEPT 13 480VAC | 02-LVB-PPL-2213, BR 56/58/60, OUTSIDE HRSG SWG ENCLOSURE | no data | no data | no data | 480 V CIRCUIT BREACKER | no data | no data |  | CLOSED | OPEN | no data | no data | 4477.0 | 7253 | checked
Unit 2 | no |  | 02-LVB-RCP-09 | PIPERACK 2 WELDING RECEPT 9 480VAC | 02-LVB-PPL-2213, BR 44/46/48, OUTSIDE HRSG SWG ENCLOSURE | no data | no data | no data | 480 V CIRCUIT BREACKER | no data | no data |  | CLOSED | OPEN | no data | no data | 4473.0 | 7249 | checked
Unit 2 | no |  | 02-LVB-RCP-02 | UNIT 2 ACHE AREA WELDING RECEPT | 02-LVB-PPL-2213, BR 31/33/35, OUTSIDE HRSG SWG ENCLOSURE | no data | no data | no data | 480 V CIRCUIT BREACKER | no data | no data |  | CLOSED | OPEN | no data | no data | 4468.0 | 7242 | checked
Unit 2 | no |  | 02-BFW-PNL-01A | UNIT 2 BFP A SOUND ENCLOSURE HEATER PWR FEED | 02-LVB-PPL-2213, BR 1/3/5, OUTSIDE HRSG SWG ENCLOSURE | no data | no data | no data | 480 V CIRCUIT BREACKER | no data | no data |  | CLOSED | OPEN | no data | no data | 4458.0 | 6897 | checked
Unit 2 | no |  | 02-BFW-PNL-01B | UNIT 2 BFP B SOUND ENCLOSURE HEATER PWR FEED | 02-LVB-PPL-2213, BR 2/4/6, OUTSIDE HRSG SWG ENCLOSURE | no data | no data | no data | 480 V CIRCUIT BREACKER | no data | no data |  | CLOSED | OPEN | no data | no data | 4459.0 | 6899 | checked
Unit 2 | no |  | 02-BFW-HST-01A | UNIT 2 BFW PUMP 01A HOIST 480VAC PWR FEED | 02-LVB-PPL-2213, BR 49/51/53, OUTSIDE HRSG SWG ENCLOSURE | no data | no data | no data | 480 V CIRCUIT BREACKER | no data | no data |  | CLOSED | OPEN | no data | no data | 4474.0 | 6886 | checked
Unit 2 | no |  | 02-BFW-HST-01B | UNIT 2 BFW PUMP 01B HOIST 480VAC PWR FEED | 02-LVB-PPL-2213, BR 38/40/42, OUTSIDE HRSG SWG ENCLOSURE | no data | no data | no data | 480 V CIRCUIT BREACKER | no data | no data |  | CLOSED | OPEN | no data | no data | 4471.0 | 6887 | checked
Unit 2 | no |  | 02-HPS-HST-01 | UNIT 2 HP STEAM BYPASS VALVE HOIST PWR FEED | 02-LVB-PPL-2213, BR 43/45/47, OUTSIDE HRSG SWG ENCLOSURE | no data | no data | no data | 480 V CIRCUIT BREACKER | no data | no data |  | CLOSED | OPEN | no data | no data | 4472.0 | 7021 | checked
Unit 2 | no |  | 02-HRG-HST-01 | UNIT 2 HRSG STACK HOIST PWR FEED | 02-LVB-PPL-2213, BR 37/39/41, OUTSIDE HRSG SWG ENCLOSURE | no data | no data | no data | 480 V CIRCUIT BREACKER | no data | no data |  | CLOSED | OPEN | no data | no data | 4470.0 | 7024 | checked
Unit 1 | PRINTING | HRSG/IP | 01-MOV-HIS902 | IP SUPERHEATER OUTLET VENT MOV ROOT PWR FEED | 01-LVB-PPL-1112, BR 7/9/11, OUTSIDE HRSG SWG ENCLOSURE | HRSG/IP SH/01-MOV-HIS902 | no data | no data | 480 V CIRCUIT BREACKER | no data | no data |  | CLOSED | OPEN | no data | no data | 4007.0 | 3318 | checked
Unit 1 | no | HRSG IP/FGPH | 01-MOV-HIS904 | IP FW FGH STOP VLV MAIN FEED | 01-LVB-PPL-11121, BR 13/15/17, OUTSIDE HRSG SWG ENCLOSURE | no data | no data | IP FEEDWATER FGH STOP VALVE | 480 V CIRCUIT BREACKER | no data | no data |  | CLOSED | OPEN | no data | no data | 4085.0 | 3320 | checked
Unit 1 | PRINTING | HRSG IP | 01-MOV-HIS905 | IP CBD MOV MAIN FEED | 01-LVB-PPL-11121, BR 19/21/23, OUTSIDE HRSG SWG ENCLOSURE | DRUM IP/BLOWDOWN/01-MOV-HIS905 | no data | no data | 480 V CIRCUIT BREACKER | no data | no data |  | CLOSED | OPEN | no data | no data | 4087.0 | 3323 | checked
Unit 1 | PRINTING | HRSG/IP | 01-MOV-HIS908 | IP STEAM STOP MAIN PWR FEED | 01-LVB-PPL-11121, BR 37/39/41, OUTSIDE HRSG SWG ENCLOSURE | HRSG/IP SH/01-MOV-HIS908 | no data | no data | 480 V CIRCUIT BREACKER | no data | no data |  | CLOSED | OPEN | no data | no data | 4088.0 | 3327 | checked
Unit 1 | PRINTING | HRSG/IP | 01-MOV-HIS909 | IP SPARGING STEAM STOP MAIN PWR FEED | 01-LVB-PPL-11121, BR 26/28/30, OUTSIDE HRSG SWG ENCLOSURE | HRSG/IP DUM/SPARGING IP/AUX HEADER/01-MOV-HIS909 | no data | no data | 480 V CIRCUIT BREACKER | no data | no data |  | CLOSED | OPEN | no data | no data | 4090.0 | 3328 | checked
no data | no |  | lotonodata38 | MCC-211 SECTION SPACE HEATER SUPPLY #2 | 01-LVD-PPL-2111, BR 25, INSIDE HRSG SWG ENCLOSURE | no data | no data | no data | 208/120VAC CIRCUIT BREAKER | no data | no data |  | CLOSED | OPEN | no data | no data | 4125.0 | 11709 | checked
Unit 1 | no |  | 01-1201-R1 | CONVENIENCE RECPT UNIT 1 ACHE | 01-LVD-PPL-2111, BR 29, INSIDE HRSG SWG ENCLOSURE | no data | no data | no data | 208/120VAC CIRCUIT BREAKER | no data | no data |  | CLOSED | OPEN | no data | no data | 4127.0 | 2152 | checked
Unit 1 | PRINTING | HRSG/IP | 01-MOV-HIS916 | IP IBD MOV MAIN FEED | 01-LVB-PPL-11121, BR 25/27/29, OUTSIDE HRSG SWG ENCLOSURE | HRSG/DRUM IP/BLOWDOWN/01-MOV-HIS916 | no data | no data | 480 V CIRCUIT BREACKER | no data | no data |  | CLOSED | OPEN | no data | no data | 4089.0 | 3335 | checked
Unit 2 | no |  | 02-LVB-XFR-22141 | ADMN BLDG 480-208/120VAC XFR | 02-LVB-PPL-2214, BR 13/15/17, NE CORNER OF RO BLDG | no data | no data | no data | 480 V CIRCUIT BREACKER | no data | no data |  | CLOSED | OPEN | no data | no data | 4482.0 | 7238 | checked
BOP | no | WW | 00-DWT-CPL-01 | WT DRAINS SUMP PMP CPL FEED B 480VAC | 02-LVB-PPL-2214, BR 2/4/6, NE CORNER OF RO BLDG | no data | no data | no data | 480 V CIRCUIT BREACKER | no data | no data |  | CLOSED | OPEN | no data | no data | 4480.0 | 83 | checked
BOP | no |  | 00-DWS-CPL-01 | DWS CPL PWR FEED | 02-LVB-PPL-2214, BR 7/9/11, NE CORNER OF RO BLDG | no data | no data | no data | 480 V CIRCUIT BREACKER | no data | no data |  | CLOSED | OPEN | no data | no data | 4481.0 | 78 | checked
BOP | no |  | 00-LVB-RCP-01 | ADMIN BLDG WELDING RECEPT | 02-LVB-PPL-2214, BR 19/21/23, NE CORNER OF RO BLDG | no data | no data | no data | 480 V CIRCUIT BREACKER | no data | no data |  | CLOSED | OPEN | no data | no data | 4483.0 | 448 | checked
BOP | no |  | 00-SDR-CPL-01 | SDR CPL LIFT STATION FEED B 480VAC | 02-LVB-PPL-2214, BR 1/3/5, NE CORNER OF RO BLDG | no data | no data | no data | 480 V CIRCUIT BREACKER | no data | no data |  | CLOSED | OPEN | no data | no data | 4479.0 | 697 | checked
Unit 2 | no |  | 02-HVC-DSW-69 | UNIT 2 TURBINE BLDG AHU 53 DSW 480 VAC | 02-LVB-PPL-2215, BR 25/27/29, NE CORNER TURBINE BLDG | no data | no data | no data | 480 V CIRCUIT BREACKER | no data | no data |  | CLOSED | OPEN | no data | no data | 4492.0 | 7060 | checked
Unit 2 | no |  | 02-HVC-DSW-68 | UNIT 2 TURBINE BLDG AHU 68 DSW 480 VAC | 02-LVB-PPL-2215, BR 26/28/30, NE CORNER TURBINE BLDG | no data | no data | no data | 480 V CIRCUIT BREACKER | no data | no data |  | CLOSED | OPEN | no data | no data | 4493.0 | 7059 | checked
Unit 2 | no |  | 02-HVC-DOR-02 | UNIT 2 TURBINE BLDG ROLL UP DOOR 2 480 VAC | 02-LVB-PPL-2215, BR 31/33/35, NE CORNER TURBINE BLDG | no data | no data | no data | 480 V CIRCUIT BREACKER | no data | no data |  | CLOSED | OPEN | no data | no data | 4494.0 | 7041 | checked
Unit 2 | no |  | 02-HVC-DSW-59 | UNIT 2 TURBINE BLDG ROOF EXH FAN DSW 59 480V | 02-LVB-PPL-2215, BR 1/3/5, NE CORNER TURBINE BLDG | no data | no data | no data | 480 V CIRCUIT BREACKER | no data | no data |  | CLOSED | OPEN | no data | no data | 4484.0 | 7050 | checked
Unit 2 | no |  | 02-HVC-DSW-60 | UNIT 2 TURBINE BLDG ROOF EXH FAN DSW 60 480V | 02-LVB-PPL-2215, BR 2/4/6, NE CORNER TURBINE BLDG | no data | no data | no data | 480 V CIRCUIT BREACKER | no data | no data |  | CLOSED | OPEN | no data | no data | 4485.0 | 7051 | checked
Unit 2 | no |  | 02-HVC-DSW-61 | UNIT 2 TURBINE BLDG ROOF EXH FAN DSW 61 480V | 02-LVB-PPL-2215, BR 7/9/11, NE CORNER TURBINE BLDG | no data | no data | no data | 480 V CIRCUIT BREACKER | no data | no data |  | CLOSED | OPEN | no data | no data | 4486.0 | 7052 | checked
Unit 2 | no |  | 02-HVC-DSW-62 | UNIT 2 TURBINE BLDG ROOF EXH FAN DSW 62 480V | 02-LVB-PPL-2215, BR 8/10/12, NE CORNER TURBINE BLDG | no data | no data | no data | 480 V CIRCUIT BREACKER | no data | no data |  | CLOSED | OPEN | no data | no data | 4487.0 | 7053 | checked
Unit 2 | no |  | 02-HVC-DSW-63 | UNIT 2 TURBINE BLDG ROOF EXH FAN DSW 63 480V | 02-LVB-PPL-2215, BR 13/15/17, NE CORNER TURBINE BLDG | no data | no data | no data | 480 V CIRCUIT BREACKER | no data | no data |  | CLOSED | OPEN | no data | no data | 4488.0 | 7054 | checked
Unit 2 | no |  | 02-HVC-DSW-64 | UNIT 2 TURBINE BLDG ROOF EXH FAN DSW 64 480V | 02-LVB-PPL-2215, BR 14/16/18, NE CORNER TURBINE BLDG | no data | no data | no data | 480 V CIRCUIT BREACKER | no data | no data |  | CLOSED | OPEN | no data | no data | 4489.0 | 7055 | checked
Unit 2 | no |  | 02-HVC-DSW-65 | UNIT 2 TURBINE BLDG ROOF EXH FAN DSW 65 480V | 02-LVB-PPL-2215, BR 19/21/23, NE CORNER TURBINE BLDG | no data | no data | no data | 480 V CIRCUIT BREACKER | no data | no data |  | CLOSED | OPEN | no data | no data | 4490.0 | 7056 | checked
Unit 2 | no |  | 02-HVC-DSW-66 | UNIT 2 TURBINE BLDG ROOF EXH FAN DSW 66 480V | 02-LVB-PPL-2215, BR 20/22/24, NE CORNER TURBINE BLDG | no data | no data | no data | 480 V CIRCUIT BREACKER | no data | no data |  | CLOSED | OPEN | no data | no data | 4491.0 | 7057 | checked
Unit 1 | no |  | 01-CTP-CPL-01 | UNIT 1 CT WASH WTR DRAINS TNK PWR 120VAC | 01-LVD-PPL-2111, BR 3, INSIDE HRSG SWG ENCLOSURE | no data | no data | no data | 208/120VAC CIRCUIT BREAKER | no data | no data |  | CLOSED | OPEN | no data | no data | 4114.0 | 2497 | checked
Unit 1 | no |  | 01-LTG-CNT-2111 | EXTERIOR LIGTHS UNIT 1 PIPE RACK PLATFORMS 208VAC | 01-LVD-PPL-2111, BR 30/32, INSIDE HRSG SWG ENCLOSURE | no data | no data | no data | 208/120VAC CIRCUIT BREAKER | no data | no data |  | CLOSED | OPEN | no data | no data | 4146.0 | 2671 | checked
Unit 1 | no |  | 01-LTG-CNT-2111 | UNIT 1 PIPE RACK PLATFORM LIGHTING 208VAC | 01-LVD-PPL-2111, BR 31/33, INSIDE HRSG SWG ENCLOSURE | no data | no data | no data | 208/120VAC CIRCUIT BREAKER | no data | no data |  | CLOSED | OPEN | no data | no data | 4128.0 | 2672 | checked
Unit 1 | no |  | 01-LTG-CNT-2111 | UNIT 1 ACHE UPPER DECK LIGHTING 208VAC | 01-LVD-PPL-2111, BR 34/36, INSIDE HRSG SWG ENCLOSURE | no data | no data | no data | 208/120VAC CIRCUIT BREAKER | no data | no data |  | CLOSED | OPEN | no data | no data | 4147.0 | 2673 | checked
Unit 1 | no |  | 01-LTG-CNT-2111 | UNIT 1 ACHE UPPER DECK LIGHTING 208VAC | 01-LVD-PPL-2111, BR 35/37, INSIDE HRSG SWG ENCLOSURE | no data | no data | no data | 208/120VAC CIRCUIT BREAKER | no data | no data |  | CLOSED | OPEN | no data | no data | 4129.0 | 2674 | checked
BOP | no |  | 00MBP01CQ105 | PRESSURE REDUCTION UNIT 1 HEATED REGULATOR 120 VAC | 01-LVD-PPL-2111, BR 38, INSIDE HRSG SWG ENCLOSURE | no data | no data | no data | 208/120VAC CIRCUIT BREAKER | no data | no data |  | CLOSED | OPEN | no data | no data | 4148.0 | 453 | checked
Unit 1 | no | BFW/BFP A | 01-BFW-PNL-01A | UNIT 1 BFP A SOUND ENCLOSURE EXHAUST FAN PWR FEED | 01-LVD-PPL-2111, BR 39, INSIDE HRSG SWG ENCLOSURE | no data | no data | no data | 208/120VAC CIRCUIT BREAKER | no data | no data |  | CLOSED | OPEN | no data | no data | 4130.0 | 2410 | checked
BOP | no | FGS/FGC A | 00-FGS-CPL-01A | FGS CMP A CPL MAIN 120VAC | 01-LVD-PPL-2111, BR 4 , INSIDE HRSG SWG ENCLOSURE | no data | no data | no data | 208/120VAC CIRCUIT BREAKER | no data | no data |  | CLOSED | OPEN | no data | no data | 4133.0 | 128 | checked
|  |  | 00-YV-INA007 | INST AIR PULSE AIR REVR 01 SOL PWR 120VAC | 01-LVD-PPL-2111, BR 40, INSIDE HRSG SWG ENCLOSURE | [13 empty] | checked
Unit 1 | no | BFW/BFP B | 01-BFW-PNL-01B | UNIT 1 BFP B SOUND ENCLOSURE EXHAUST FAN PWR FEED | 01-LVD-PPL-2111, BR 41, INSIDE HRSG SWG ENCLOSURE | no data | no data | no data | 208/120VAC CIRCUIT BREAKER | no data | no data |  | CLOSED | OPEN | no data | no data | 4131.0 | 2412 | checked
no data | no |  | lotonodata31 | MCC-211 SECTION SPACE HEATER SUPPLY #1 | 01-LVD-PPL-2111, BR 5, INSIDE HRSG SWG ENCLOSURE | no data | no data | no data | 208/120VAC CIRCUIT BREAKER | no data | no data |  | CLOSED | OPEN | no data | no data | 4115.0 | 11702 | checked
Unit 1 |  |  |  | SPARE | 01-LVD-PPL-2111, BR 6, INSIDE HRSG SWG ENCLOSURE | no data | no data | no data | 208/120VAC CIRCUIT BREAKER | no data | no data |  | CLOSED | OPEN | no data | no data | 4134.0 | 2675 | checked
Unit 1 | no | FGS/DB | 01-BUR-CPL-01 | HRSG 1 DCT BNR MAIN 120VAC | 01-LVD-PPL-2111, BR 7, INSIDE HRSG SWG ENCLOSURE | no data | no data | no data | 208/120VAC CIRCUIT BREAKER | FGS/DB | no data |  | CLOSED | OPEN | no data | no data | 4116.0 | 2444 | checked
Unit 1 | no |  | 01-MVA-XFR-11 | MVA XFR HRSG 1 A - SUS HEATERS | 01-LVD-PPL-2111, BR 8, INSIDE HRSG SWG ENCLOSURE | no data | no data | no data | 208/120VAC CIRCUIT BREAKER | no data | no data |  | CLOSED | OPEN | no data | no data | 4135.0 | 3559 | checked
no data | no |  | lotonodata32 | VIB MONITOR 01-VMS-CPL-01 UTILITY POWER | 01-LVD-PPL-2111, BR 9, INSIDE HRSG SWG ENCLOSURE | no data | no data | no data | 208/120VAC CIRCUIT BREAKER | no data | no data |  | CLOSED | OPEN | no data | no data | 4117.0 | 11703 | checked
Unit 1 | no |  | 01-HRG-HTR-01 | HRSG 1 HP DRUM ENCLOSURE HTR PWR FEED 208VAC | 01-LVD-PPL-21111, BR 14/16, TOP OF HRSG HP DRUM | no data | no data | no data | 208/120VAC CIRCUIT BREAKER | no data | no data |  | CLOSED | OPEN | no data | no data | 4241.0 | 2540 | checked
Unit 1 | no |  | 01-HRG-ENC-02 | HRSG 1 HP DRUM ENCL FAN/LOUVER/THRMSTT FEED | 01-LVD-PPL-21111, BR 19, TOP OF HRSG HP DRUM | no data | no data | no data | 208/120VAC CIRCUIT BREAKER | no data | no data |  | CLOSED | OPEN | no data | no data | 4242.0 | 2537 | checked
Unit 1 | no |  | 01-HRG-HTR-02 | HRSG 1 IP LP DRUM ENCLOSURE HTR FEED 208VAC | 01-LVD-PPL-21111, BR 20/22, TOP OF HRSG HP DRUM | no data | no data | no data | 208/120VAC CIRCUIT BREAKER | no data | no data |  | CLOSED | OPEN | no data | no data | 4244.0 | 2541 | checked
Unit 1 | no |  | 01-HRG-ENC-03 | HRSG 1 IP LP DRUM ENCL FAN/LOUVER/THRMSTT FEED | 01-LVD-PPL-21111, BR 24, TOP OF HRSG HP DRUM | no data | no data | no data | 208/120VAC CIRCUIT BREAKER | no data | no data |  | CLOSED | OPEN | no data | no data | 4243.0 | 2538 | checked
Unit 1 | no |  | 01-LG-HHS905A | HRSG 1 HP DRUM LVL GAUGE PWR FEED | 01-LVD-PPL-21111, BR 26, TOP OF HRSG HP DRUM | no data | no data | no data | 208/120VAC CIRCUIT BREAKER | no data | no data |  | CLOSED | OPEN | no data | no data | 4245.0 | 2651 | checked
Unit 1 | no |  | 01-0301-R1 | CONVENIENCE RECPTS HRSG 1 PLATFORMS | 01-LVD-PPL-21111, BR 29, TOP OF HRSG HP DRUM | no data | no data | no data | 208/120VAC CIRCUIT BREAKER | no data | no data |  | CLOSED | OPEN | no data | no data | 4246.0 | 2143 | checked
Unit 1 | no |  | 01-LTG-CNT-21111 | UNIT 1 HRSG UPPER DECK & STAIR TOWER LTG | 01-LVD-PPL-21111, BR 30/32, TOP OF HRSG HP DRUM | no data | no data | no data | 208/120VAC CIRCUIT BREAKER | no data | no data |  | CLOSED | OPEN | no data | no data | 4248.0 | 2676 | checked
Unit 1 | no |  | 01-LTG-CNT-21111 | UNIT 1 HRSG UPPER DECK & STAIR TOWER LTG | 01-LVD-PPL-21111, BR 31/33, TOP OF HRSG HP DRUM | no data | no data | no data | 208/120VAC CIRCUIT BREAKER | no data | no data |  | CLOSED | OPEN | no data | no data | 4247.0 | 2677 | checked
Unit 1 | no |  | 01-LTG-CNT-21111 | UNIT 1 HRSG PLATFORMS LTG | 01-LVD-PPL-21111, BR 34/36, TOP OF HRSG HP DRUM | no data | no data | no data | 208/120VAC CIRCUIT BREAKER | no data | no data |  | CLOSED | OPEN | no data | no data | 4250.0 | 2678 | checked
Unit 1 | no |  | 01-LTG-CNT-21111 | UNIT 1 HRSG PLATFORMS LTG | 01-LVD-PPL-21111, BR 35/37, TOP OF HRSG HP DRUM | no data | no data | no data | 208/120VAC CIRCUIT BREAKER | no data | no data |  | CLOSED | OPEN | no data | no data | 4249.0 | 2679 | checked
Unit 1 | no |  | 01-LTG-CNT-21111 | LIGHTING CONTACTOR | 01-LVD-PPL-21111, BR 6, TOP OF HRSG HP DRUM | no data | no data | no data | 208/120VAC CIRCUIT BREAKER | no data | no data |  | CLOSED | OPEN | no data | no data | 4240.0 | 2680 | checked
Unit 1 | no |  | 01-LTG-CNT-21131 | LIGHTING CONTACTOR COIL 120VAC | 01-LVD-PPL-21131, BR 1, NE CORNER TURBINE BLDG | no data | no data | no data | 208/120VAC CIRCUIT BREAKER | no data | no data |  | CLOSED | OPEN | no data | no data | 4152.0 | 2681 | checked
Unit 1 | no |  | 01-HVC-HTR-19 | UNIT 1 TURBINE BLDG GAS HEATER FAN 19 120 VAC | 01-LVD-PPL-21131, BR 10, NE CORNER TURBINE BLDG | no data | no data | no data | 208/120VAC CIRCUIT BREAKER | no data | no data |  | CLOSED | OPEN | no data | no data | 4171.0 | 2582 | checked
Unit 1 | no |  | 01-HVC-CPL-12 | UNIT 1 TURBINE HVAC CONTROL PANEL 12 120 VAC | 01-LVD-PPL-21131, BR 11, NE CORNER TURBINE BLDG | no data | no data | no data | 208/120VAC CIRCUIT BREAKER | no data | no data |  | CLOSED | OPEN | no data | no data | 4157.0 | 2551 | checked
Unit 2 | no |  | 02-LTG-CNT-1412 | ACC 2 LIGHTING - GROUND LEVEL | 02-LVD-PPL-1412, BR 30/32, ACC MCC ENCLOSURE | no data | no data | no data | 208/120VAC CIRCUIT BREAKER | no data | no data |  | CLOSED | OPEN | no data | no data | 4838.0 | 7193 | checked
Unit 2 | no |  | 02-LTG-CNT-1412 | ACC 2 LIGHTING - GROUND LEVEL 208VAC | 02-LVD-PPL-1412, BR 31/33, ACC MCC ENCLOSURE | no data | no data | no data | 208/120VAC CIRCUIT BREAKER | no data | no data |  | CLOSED | OPEN | no data | no data | 4824.0 | 7194 | checked
Unit 2 | no |  | 02-LTG-CNT-1412 | ACC 2 LIGHTING - GROUND LEVEL 208VAC | 02-LVD-PPL-1412, BR 34/36, ACC MCC ENCLOSURE | no data | no data | no data | 208/120VAC CIRCUIT BREAKER | no data | no data |  | CLOSED | OPEN | no data | no data | 4839.0 | 7195 | checked
Unit 2 | no |  | 02-LTG-CNT-1412 | ACC 2 LIGHTING - GROUND LEVEL 208VAC | 02-LVD-PPL-1412, BR 35/37, ACC MCC ENCLOSURE | no data | no data | no data | 208/120VAC CIRCUIT BREAKER | no data | no data |  | CLOSED | OPEN | no data | no data | 4825.0 | 7196 | checked
Unit 2 | no |  | 02-LTG-CNT-1412 | ACC 2 LIGHTING CONTACTOR COIL 120VAC | 02-LVD-PPL-1412, BR 4, ACC MCC ENCLOSURE | no data | no data | no data | 208/120VAC CIRCUIT BREAKER | no data | no data |  | CLOSED | OPEN | no data | no data | 4827.0 | 7197 | checked
Unit 2 | no |  | 02-ARM-HTR-888 | ACC 2 LRVP SEP TNK SEAL WTR HTR 888 120VAC | 02-LVD-PPL-1412, BR 27, ACC MCC ENCLOSURE | no data | no data | no data | 208/120VAC CIRCUIT BREAKER | no data | no data |  | CLOSED | OPEN | no data | no data | 4823.0 | 6735 | checked
Unit 2 | no |  | 02-ARM-HTR-895 | ACC 2 LRVP SEP TNK SEAL WTR HTR 895 120VAC | 02-LVD-PPL-1412, BR 24, ACC MCC ENCLOSURE | no data | no data | no data | 208/120VAC CIRCUIT BREAKER | no data | no data |  | CLOSED | OPEN | no data | no data | 4836.0 | 6736 | checked
Unit 2 | no |  | 02-ARM-HTR-901 | ACC 2 LRVP SEP TNK SEAL WTR HTR 901 120VAC | 02-LVD-PPL-1412, BR 25, ACC MCC ENCLOSURE | no data | no data | no data | 208/120VAC CIRCUIT BREAKER | no data | no data |  | CLOSED | OPEN | no data | no data | 4822.0 | 6737 | checked
Unit 2 | no |  | 02-ARM-HTR-911 | ACC 2 LRVP SEP TNK SEAL WTR HTR 911 120VAC | 02-LVD-PPL-1412, BR 26, ACC MCC ENCLOSURE | no data | no data | no data | 208/120VAC CIRCUIT BREAKER | no data | no data |  | CLOSED | OPEN | no data | no data | 4837.0 | 6738 | checked
Unit 2 | no |  | 02-ARM-HTR-919 | ACC 2 LRVP SEP TNK SEAL WTR HTR 919 120VAC | 02-LVD-PPL-1412, BR 13, ACC MCC ENCLOSURE | no data | no data | no data | 208/120VAC CIRCUIT BREAKER | no data | no data |  | CLOSED | OPEN | no data | no data | 4817.0 | 6739 | checked
Unit 2 | no |  | 02-LTG-CNT-1412 | EXTERIOR LIGHTS ACC ENCLOSURE 120VAC | 02-LVD-PPL-1412, BR 2, ACC MCC ENCLOSURE | no data | no data | no data | 208/120VAC CIRCUIT BREAKER | no data | no data |  | CLOSED | OPEN | no data | no data | 4826.0 | 7192 | checked
Unit 2 | no |  | 02-LVB-NSB-24 | NON-SEG SPACE HTR MCC-241, M1 | 02-LVD-PPL-1412, BR 14, ACC MCC ENCLOSURE | no data | no data | no data | 208/120VAC CIRCUIT BREAKER | no data | no data |  | CLOSED | OPEN | no data | no data | 4831.0 | 7219 | checked
Unit 2 | no |  | 02-LVB-NSB-14 | NON-SEG SPACE HTR MCC-241, M2 | 02-LVD-PPL-1412, BR 16, ACC MCC ENCLOSURE | no data | no data | no data | 208/120VAC CIRCUIT BREAKER | no data | no data |  | CLOSED | OPEN | no data | no data | 4832.0 | 7220 | checked
no data | no |  | lotonodata168 | ENCLOSURE PRESSURIZATION MODULE | 02-LVD-PPL-1412, BR 22, ACC MCC ENCLOSURE | no data | no data | no data | 208/120VAC CIRCUIT BREAKER | no data | no data |  | CLOSED | OPEN | no data | no data | 4835.0 | 11563 | checked
no data | no |  | lotonodata157 | EXTERIOR GFCI RECEPTACLES | 02-LVD-PPL-1412, BR 5, ACC MCC ENCLOSURE | no data | no data | no data | 208/120VAC CIRCUIT BREAKER | no data | no data |  | CLOSED | OPEN | no data | no data | 4813.0 | 11551 | checked
no data | no |  | lotonodata167 | HVAC 2 PRESSURIZATION MODULE | 02-LVD-PPL-1412, BR 18, ACC MCC ENCLOSURE | no data | no data | no data | 208/120VAC CIRCUIT BREAKER | no data | no data |  | CLOSED | OPEN | no data | no data | 4833.0 | 11562 | checked
no data | no |  | lotonodata162 | HVAC 3 PRESSURIZATION MODULE | 02-LVD-PPL-1412, BR 21, ACC MCC ENCLOSURE | no data | no data | no data | 208/120VAC CIRCUIT BREAKER | no data | no data |  | CLOSED | OPEN | no data | no data | 4820.0 | 11557 | checked
no data | no |  | lotonodata163 | HVAC 5 PRESSURIZATION MODULE | 02-LVD-PPL-1412, BR 23, ACC MCC ENCLOSURE | no data | no data | no data | 208/120VAC CIRCUIT BREAKER | no data | no data |  | CLOSED | OPEN | no data | no data | 4821.0 | 11558 | checked
no data | no |  | lotonodata156 | INTERIOR GFCI RECEPTACLES | 02-LVD-PPL-1412, BR 3, ACC MCC ENCLOSURE | no data | no data | no data | 208/120VAC CIRCUIT BREAKER | no data | no data |  | CLOSED | OPEN | no data | no data | 4812.0 | 11550 | checked
no data | no |  | lotonodata155 | INTERIOR LIGHTING | 02-LVD-PPL-1412, BR 1, ACC MCC ENCLOSURE | no data | no data | no data | 208/120VAC CIRCUIT BREAKER | no data | no data |  | CLOSED | OPEN | no data | no data | 4811.0 | 11549 | checked
no data | no |  | lotonodata164 | MCC-141 MOTOR SPACE HEATER SUPPLY #1 | 02-LVD-PPL-1412, BR 8, ACC MCC ENCLOSURE | no data | no data | no data | 208/120VAC CIRCUIT BREAKER | no data | no data |  | CLOSED | OPEN | no data | no data | 4828.0 | 11559 | checked
no data | no |  | lotonodata158 | MCC-141 SECTION HEATER SUPPLY #1 | 02-LVD-PPL-1412, BR 7, ACC MCC ENCLOSURE | no data | no data | no data | 208/120VAC CIRCUIT BREAKER | no data | no data |  | CLOSED | OPEN | no data | no data | 4814.0 | 11552 | checked
no data | no |  | lotonodata159 | MCC-141 SECTION HEATER SUPPLY #2 | 02-LVD-PPL-1412, BR 9, ACC MCC ENCLOSURE | no data | no data | no data | 208/120VAC CIRCUIT BREAKER | no data | no data |  | CLOSED | OPEN | no data | no data | 4815.0 | 11553 | checked
no data | no |  | lotonodata160 | MCC-241 MOTOR SPACE HEATER SUPPLY #1 | 02-LVD-PPL-1412, BR 11, ACC MCC ENCLOSURE | no data | no data | no data | 208/120VAC CIRCUIT BREAKER | no data | no data |  | CLOSED | OPEN | no data | no data | 4816.0 | 11555 | checked
no data | no |  | lotonodata165 | MCC-241 SECTION HEATER SUPPLY #1 | 02-LVD-PPL-1412, BR 10, ACC MCC ENCLOSURE | no data | no data | no data | 208/120VAC CIRCUIT BREAKER | no data | no data |  | CLOSED | OPEN | no data | no data | 4829.0 | 11560 | checked
no data | no |  | lotonodata166 | MCC-241 SECTION HEATER SUPPLY #2 | 02-LVD-PPL-1412, BR 12, ACC MCC ENCLOSURE | no data | no data | no data | 208/120VAC CIRCUIT BREAKER | no data | no data |  | CLOSED | OPEN | no data | no data | 4830.0 | 11561 | checked
no data | no |  | lotonodata161 | NTW DCS CAB 20 UTILITY | 02-LVD-PPL-1412, BR 17, ACC MCC ENCLOSURE | no data | no data | no data | 208/120VAC CIRCUIT BREAKER | no data | no data |  | CLOSED | OPEN | no data | no data | 4819.0 | 11556 | checked
Unit 2 | no |  | 02-ACC-HTR-04B | UNIT 2 ACC FAN GRBX OIL HTR 04B | 02-LVD-PPL-1412, BR 15, ACC MCC ENCLOSURE | no data | no data | no data | 208/120VAC CIRCUIT BREAKER | no data | no data |  | CLOSED | OPEN | no data | no data | 4818.0 | 6692 | checked
Unit 2 | no |  | 02-ACC-HTR-04C | UNIT 2 ACC FAN GRBX OIL HTR 04C | 02-LVD-PPL-1412, BR 20, ACC MCC ENCLOSURE | no data | no data | no data | 208/120VAC CIRCUIT BREAKER | no data | no data |  | CLOSED | OPEN | no data | no data | 4834.0 | 6693 | checked
Unit 1 | no |  | 01-HVC-HTR-20 | UNIT 1 TURBINE BLDG GAS HEATER FAN 20 120 VAC | 01-LVD-PPL-21131, BR 12, NE CORNER TURBINE BLDG | no data | no data | no data | 208/120VAC CIRCUIT BREAKER | no data | no data |  | CLOSED | OPEN | no data | no data | 4172.0 | 2583 | checked
Unit 1 |  |  |  | SPARE | 01-LVD-PPL-21131, BR 13, NE CORNER TURBINE BLDG | no data | no data | no data | 208/120VAC CIRCUIT BREAKER | no data | no data |  | CLOSED | OPEN | no data | no data | 4158.0 | 2550 | checked
Unit 1 | no | ST DRAINS | 01-PDR-CPL-01 | ST 1 DRNS SUMP PMP CTRL PNL REDUNDANT 2 120VAC | 01-LVD-PPL-21131, BR 15, NE CORNER TURBINE BLDG | no data | no data | no data | 208/120VAC CIRCUIT BREAKER | no data | no data |  | CLOSED | OPEN | no data | no data | 4159.0 | 3659 | checked
Unit 1 | no |  | 01-1101-R1 | CONVENIENCE RECPTS UNIT 1 TURBINE BLDG | 01-LVD-PPL-21131, BR 28, NE CORNER TURBINE BLDG | no data | no data | no data | 208/120VAC CIRCUIT BREAKER | no data | no data |  | CLOSED | OPEN | no data | no data | 4177.0 | 2151 | checked
Unit 1 | no |  | 01-1001-R1 | CONVENIENCE RECPTS UNIT 1 TURBINE BUILDING | 01-LVD-PPL-21131, BR 29, NE CORNER TURBINE BLDG | no data | no data | no data | 208/120VAC CIRCUIT BREAKER | no data | no data |  | CLOSED | OPEN | no data | no data | 4165.0 | 2150 | checked
Unit 1 | no |  | 01-HVC-LVR-19 | UNIT 1 TURBINE BLDG EAST WALL INTAKE LOUVER 19 | 01-LVD-PPL-21131, BR 3, NE CORNER TURBINE BLDG | no data | no data | no data | 208/120VAC CIRCUIT BREAKER | no data | no data |  | CLOSED | OPEN | no data | no data | 4153.0 | 2588 | checked
Unit 1 | no |  | 01-3001-W2 | UNIT 1 TURBINE BLDG VENT FAN PLATFORM LIGHTS | 01-LVD-PPL-21131, BR 30, NE CORNER TURBINE BLDG | no data | no data | no data | 208/120VAC CIRCUIT BREAKER | no data | no data |  | CLOSED | OPEN | no data | no data | 4178.0 | 2155 | checked
Unit 1 | no |  | 01-LTG-CNT-21131 | UNIT 1 TURBINE BLDG HIGH BAY LIGHTS 208VAC | 01-LVD-PPL-21131, BR 31/33, NE CORNER TURBINE BLDG | no data | no data | no data | 208/120VAC CIRCUIT BREAKER | no data | no data |  | CLOSED | OPEN | no data | no data | 4166.0 | 2682 | checked
Unit 1 | no |  | 01-LTG-CNT-21131 | UNIT 1 TURBINE BLDG HIGH BAY LIGHTS 208VAC | 01-LVD-PPL-21131, BR 32/34, NE CORNER TURBINE BLDG | no data | no data | no data | 208/120VAC CIRCUIT BREAKER | no data | no data |  | CLOSED | OPEN | no data | no data | 4179.0 | 2683 | checked
Unit 1 | no |  | 01-LTG-CNT-21131 | UNIT 1 TURBINE BLDG PIT LIGHTS 208VAC | 01-LVD-PPL-21131, BR 36/38, NE CORNER TURBINE BLDG | no data | no data | no data | 208/120VAC CIRCUIT BREAKER | no data | no data |  | CLOSED | OPEN | no data | no data | 4180.0 | 2684 | checked
Unit 1 | no |  | 01-LTG-CNT-21131 | UNIT 1 TURBINE BLDG PIT LIGHTS 208VAC | 01-LVD-PPL-21131, BR 39/41, NE CORNER TURBINE BLDG | no data | no data | no data | 208/120VAC CIRCUIT BREAKER | no data | no data |  | CLOSED | OPEN | no data | no data | 4167.0 | 2685 | checked
Unit 1 | no |  | 01-HVC-LVR-18 | UNIT 1 TURBINE BLDG EAST WALL INTAKE LOUVER 18 | 01-LVD-PPL-21131, BR 4, NE CORNER TURBINE BLDG | no data | no data | no data | 208/120VAC CIRCUIT BREAKER | no data | no data |  | CLOSED | OPEN | no data | no data | 4168.0 | 2587 | checked
Unit 1 | no |  | 01-HVC-HTR-14 | UNIT 1 TURBINE BLDG GAS HEATER FAN 14 120 VAC | 01-LVD-PPL-21131, BR 5, NE CORNER TURBINE BLDG | no data | no data | no data | 208/120VAC CIRCUIT BREAKER | no data | no data |  | CLOSED | OPEN | no data | no data | 4154.0 | 2577 | checked
Unit 1 | no |  | 01-HVC-HTR-17 | UNIT 1 TURBINE BLDG GAS HEATER FAN 17 120 VAC | 01-LVD-PPL-21131, BR 6, NE CORNER TURBINE BLDG | no data | no data | no data | 208/120VAC CIRCUIT BREAKER | no data | no data |  | CLOSED | OPEN | no data | no data | 4169.0 | 2580 | checked
Unit 1 | no |  | 01-HVC-HTR-15 | UNIT 1 TURBINE BLDG GAS HEATER FAN 15 120 VAC | 01-LVD-PPL-21131, BR 7, NE CORNER TURBINE BLDG | no data | no data | no data | 208/120VAC CIRCUIT BREAKER | no data | no data |  | CLOSED | OPEN | no data | no data | 4155.0 | 2578 | checked
Unit 1 | no |  | 01-HVC-HTR-18 | UNIT 1 TURBINE BLDG GAS HEATER FAN 18 120 VAC | 01-LVD-PPL-21131, BR 8, NE CORNER TURBINE BLDG | no data | no data | no data | 208/120VAC CIRCUIT BREAKER | no data | no data |  | CLOSED | OPEN | no data | no data | 4170.0 | 2581 | checked
Unit 1 | no |  | 01-HVC-HTR-16 | UNIT 1 TURBINE BLDG GAS HEATER FAN 16 120 VAC | 01-LVD-PPL-21131, BR 9, NE CORNER TURBINE BLDG | no data | no data | no data | 208/120VAC CIRCUIT BREAKER | no data | no data |  | CLOSED | OPEN | no data | no data | 4156.0 | 2579 | checked
Unit 1 | no |  | 01-1301-R1 | UNIT 1 DRAINS TANK AREA CONVENIENCE RECPT | 01-LVD-PPL-21133, BR 10, TURBINE DECK SW | no data | no data | no data | 208/120VAC CIRCUIT BREAKER | no data | no data |  | CLOSED | OPEN | no data | no data | 4217.0 | 2153 | checked
Unit 1 | no | CALSITE CONTACTOR | 01-DWS-CPL-07 | U1 CALCITE FILTER CO2 INJ MODULE CONTROL PANEL | 01-LVD-PPL-21133, BR 11, TURBINE DECK SW | no data | no data | no data | 208/120VAC CIRCUIT BREAKER | no data | no data |  | CLOSED | OPEN | no data | no data | 4203.0 | 2502 | checked
Unit 1 | no |  | 01-IPB-CPL-03 | UNIT 1 IPBD BTSC MAIN PWR 208VAC | 01-LVD-PPL-21133, BR 12/14/16, TURBINE DECK SW | no data | no data | no data | 208/120VAC CIRCUIT BREAKER | no data | no data |  | CLOSED | OPEN | no data | no data | 4218.0 | 2597 | checked
no data | no | FIRE PROTECTION | 00-FPS-PNL-10 | FIRE PANEL | 02-LVD-PPL-2611, BR 4, ACC MCC ENCLOSURE | no data | no data | no data | 208/120VAC CIRCUIT BREAKER | no data | no data |  | CLOSED | OPEN | no data | no data | 4903.0 | 294 | checked
Unit 2 | no |  | 02-LTG-CNT-2611 | ACC 2 LIGHTING - SOUTH PLATFORM 208VAC | 02-LVD-PPL-2611, BR 39/41, ACC MCC ENCLOSURE | no data | no data | no data | 208/120VAC CIRCUIT BREAKER | no data | no data |  | CLOSED | OPEN | no data | no data | 4901.0 | 7213 | checked
Unit 2 | no |  | 02-LTG-CNT-2611 | ACC 2 LIGHTING - UPPER DECK 208VAC | 02-LVD-PPL-2611, BR 30/32, ACC MCC ENCLOSURE | no data | no data | no data | 208/120VAC CIRCUIT BREAKER | no data | no data |  | CLOSED | OPEN | no data | no data | 4912.0 | 7208 | checked
Unit 2 | no |  | 02-LTG-CNT-2611 | ACC 2 LIGHTING - UPPER DECK 208VAC | 02-LVD-PPL-2611, BR 31/33, ACC MCC ENCLOSURE | no data | no data | no data | 208/120VAC CIRCUIT BREAKER | no data | no data |  | CLOSED | OPEN | no data | no data | 4899.0 | 7209 | checked
Unit 2 | no |  | 02-LTG-CNT-2611 | ACC 2 LIGHTING - UPPER DECK 208VAC | 02-LVD-PPL-2611, BR 35/37, ACC MCC ENCLOSURE | no data | no data | no data | 208/120VAC CIRCUIT BREAKER | no data | no data |  | CLOSED | OPEN | no data | no data | 4900.0 | 7211 | checked
Unit 2 | no |  | 02-LTG-CNT-2611 | ACC 2 LIGHTING - UPPER DECK 208VAC | 02-LVD-PPL-2611, BR 38/40, ACC MCC ENCLOSURE | no data | no data | no data | 208/120VAC CIRCUIT BREAKER | no data | no data |  | CLOSED | OPEN | no data | no data | 4914.0 | 7212 | checked
Unit 2 | no |  | 02-LTG-CNT-2611 | ACC 2 LIGHTING- NORTH PLATFORM & STAIR TOWER | 02-LVD-PPL-2611, BR 34/36, ACC MCC ENCLOSURE | no data | no data | no data | 208/120VAC CIRCUIT BREAKER | no data | no data |  | CLOSED | OPEN | no data | no data | 4913.0 | 7210 | checked
Unit 2 | no |  | 02-0501-R1 | CONVENIENCE RECPTS UNIT 1 ACC GROUND LEVEL | 02-LVD-PPL-2611, BR 42, ACC MCC ENCLOSURE | no data | no data | no data | 208/120VAC CIRCUIT BREAKER | no data | no data |  | CLOSED | OPEN | no data | no data | 4915.0 | 6634 | checked
Unit 2 | no |  | 02-0601-R1 | CONVENIENCE RECPTS UNIT 2 ACC UPPER DECK | 02-LVD-PPL-2611, BR 26, ACC MCC ENCLOSURE | no data | no data | no data | 208/120VAC CIRCUIT BREAKER | no data | no data |  | CLOSED | OPEN | no data | no data | 4910.0 | 6635 | checked
Unit 2 | no |  | 02-0701-R1 | CONVENIENCE RECPTS UNIT 2 ACC UPPER DECK | 02-LVD-PPL-2611, BR 27, ACC MCC ENCLOSURE | no data | no data | no data | 208/120VAC CIRCUIT BREAKER | no data | no data |  | CLOSED | OPEN | no data | no data | 4897.0 | 6636 | checked
Unit 2 | no |  | 02-0801-R1 | CONVENIENCE RECPTS UNIT 2 ACC UPPER DECK | 02-LVD-PPL-2611, BR 28, ACC MCC ENCLOSURE | no data | no data | no data | 208/120VAC CIRCUIT BREAKER | no data | no data |  | CLOSED | OPEN | no data | no data | 4911.0 | 6637 | checked
Unit 2 | no |  | 02-0901-R1 | CONVENIENCE RECPTS UNIT 2 ACC UPPER DECK | 02-LVD-PPL-2611, BR 29, ACC MCC ENCLOSURE | no data | no data | no data | 208/120VAC CIRCUIT BREAKER | no data | no data |  | CLOSED | OPEN | no data | no data | 4898.0 | 6638 | checked
no data | no |  | lotonodata185 | HVAC 1 PRESSURIZATION MODULE | 02-LVD-PPL-2611, BR 19, ACC MCC ENCLOSURE | no data | no data | no data | 208/120VAC CIRCUIT BREAKER | no data | no data |  | CLOSED | OPEN | no data | no data | 4895.0 | 11580 | checked
no data | no |  | lotonodata191 | HVAC 4 PRESSURIZATION MODULE | 02-LVD-PPL-2611, BR 18, ACC MCC ENCLOSURE | no data | no data | no data | 208/120VAC CIRCUIT BREAKER | no data | no data |  | CLOSED | OPEN | no data | no data | 4908.0 | 11586 | checked
no data | no |  | lotonodata188 | MCC-161 MOTOR SPACE HEATER SUPPLY #1 | 02-LVD-PPL-2611, BR 8, ACC MCC ENCLOSURE | no data | no data | no data | 208/120VAC CIRCUIT BREAKER | no data | no data |  | CLOSED | OPEN | no data | no data | 4904.0 | 11582 | checked
no data | no |  | 02-LVB-NSB-16 | MCC-161 NSBD SPACE HEATER SUPPLY #1 | 02-LVD-PPL-2611, BR 13, ACC MCC ENCLOSURE | no data | no data | no data | 208/120VAC CIRCUIT BREAKER | no data | no data |  | CLOSED | OPEN | no data | no data | 4892.0 | 7218 | checked
no data | no |  | 02-LVB-NSB-26 | MCC-161 NSBD SPACE HEATER SUPPLY #2 | 02-LVD-PPL-2611, BR 15, ACC MCC ENCLOSURE | no data | no data | no data | 208/120VAC CIRCUIT BREAKER | no data | no data |  | CLOSED | OPEN | no data | no data | 4893.0 | 7221 | checked
no data | no |  | lotonodata179 | MCC-161 SECTION HEATER SUPPLY #1 | 02-LVD-PPL-2611, BR 7, ACC MCC ENCLOSURE | no data | no data | no data | 208/120VAC CIRCUIT BREAKER | no data | no data |  | CLOSED | OPEN | no data | no data | 4889.0 | 11575 | checked
no data | no |  | lotonodata180 | MCC-161 SECTION HEATER SUPPLY #2 | 02-LVD-PPL-2611, BR 9, ACC MCC ENCLOSURE | no data | no data | no data | 208/120VAC CIRCUIT BREAKER | no data | no data |  | CLOSED | OPEN | no data | no data | 4890.0 | 11577 | checked
no data | no |  | lotonodata181 | MCC-261 MOTOR SPACE HEATER SUPPLY #1 | 02-LVD-PPL-2611, BR 11, ACC MCC ENCLOSURE | no data | no data | no data | 208/120VAC CIRCUIT BREAKER | no data | no data |  | CLOSED | OPEN | no data | no data | 4891.0 | 11578 | checked
no data | no |  | lotonodata189 | MCC-261 SECTION HEATER SUPPLY #1 | 02-LVD-PPL-2611, BR 10, ACC MCC ENCLOSURE | no data | no data | no data | 208/120VAC CIRCUIT BREAKER | no data | no data |  | CLOSED | OPEN | no data | no data | 4905.0 | 11583 | checked
no data | no |  | lotonodata190 | MCC-261 SECTION HEATER SUPPLY #2 | 02-LVD-PPL-2611, BR 12, ACC MCC ENCLOSURE | no data | no data | no data | 208/120VAC CIRCUIT BREAKER | no data | no data |  | CLOSED | OPEN | no data | no data | 4906.0 | 11585 | checked
no data | no |  | lotonodata184 | NTW DCS CAB 22 UTILITY | 02-LVD-PPL-2611, BR 17, ACC MCC ENCLOSURE | no data | no data | no data | 208/120VAC CIRCUIT BREAKER | no data | no data |  | CLOSED | OPEN | no data | no data | 4894.0 | 11579 | checked
Unit 2 | no |  | 02-ACC-HTR-04D | UNIT 2 ACC FAN GRBX OIL HTR 04D | 02-LVD-PPL-2611, BR 25, ACC MCC ENCLOSURE | no data | no data | no data | 208/120VAC CIRCUIT BREAKER | no data | no data |  | CLOSED | OPEN | no data | no data | 4896.0 | 6694 | checked
Unit 2 | no |  | 02-ACC-HTR-04E | UNIT 2 ACC FAN GRBX OIL HTR 04E | 02-LVD-PPL-2611, BR 16, ACC MCC ENCLOSURE | no data | no data | no data | 208/120VAC CIRCUIT BREAKER | no data | no data |  | CLOSED | OPEN | no data | no data | 4907.0 | 6695 | checked
Unit 2 | no |  | 02-ACC-HTR-04F | UNIT 2 ACC FAN GRBX OIL HTR 04F | 02-LVD-PPL-2611, BR 20, ACC MCC ENCLOSURE | no data | no data | no data | 208/120VAC CIRCUIT BREAKER | no data | no data |  | CLOSED | OPEN | no data | no data | 4909.0 | 6696 | checked
Unit 2 | no |  | 02-0301-R1 | CONVENIENCE RECPTS HRSG 2 PLATFORMS | 02-LVD-PPL-12121, BR 29, TOP OF HRSG HP DRUM | no data | no data | no data | 208/120VAC CIRCUIT BREAKER | no data | no data |  | CLOSED | OPEN | no data | no data | 4410.0 | 6632 | checked
Unit 2 | no |  | 02-HRG-ENC-02 | HRSG 2 HP DRUM ENCL FAN/LOUVER/THRMSTT FEED | 02-LVD-PPL-12121, BR 19, TOP OF HRSG HP DRUM | no data | no data | no data | 208/120VAC CIRCUIT BREAKER | no data | no data |  | CLOSED | OPEN | no data | no data | 4406.0 | 7022 | checked
Unit 2 | no |  | 02-HRG-HTR-01 | HRSG 2 HP DRUM ENCLOSURE HTR PWR FEED 208VAC | 02-LVD-PPL-12121, BR 14/16, TOP OF HRSG HP DRUM | no data | no data | no data | 208/120VAC CIRCUIT BREAKER | no data | no data |  | CLOSED | OPEN | no data | no data | 4405.0 | 7025 | checked
Unit 2 | no |  | 02-LG-HHS905A | HRSG 2 HP DRUM LVL GAUGE PWR FEED | 02-LVD-PPL-12121, BR 26, TOP OF HRSG HP DRUM | no data | no data | no data | 208/120VAC CIRCUIT BREAKER | no data | no data |  | CLOSED | OPEN | no data | no data | 4409.0 | 7167 | checked
Unit 2 | no |  | 02-HRG-HTR-02 | HRSG 2 IP LP DRUM ENCLOSURE HTR PWR FEED 208V | 02-LVD-PPL-12121, BR 20/22, TOP OF HRSG HP DRUM | no data | no data | no data | 208/120VAC CIRCUIT BREAKER | no data | no data |  | CLOSED | OPEN | no data | no data | 4407.0 | 7026 | checked
Unit 2 | no |  | 02-HRG-ENC-03 | HRSG 2 IP/LP DRM ENCL FAN/LOUVER/THRMSTT FEED | 02-LVD-PPL-12121, BR 21, TOP OF HRSG HP DRUM | no data | no data | no data | 208/120VAC CIRCUIT BREAKER | no data | no data |  | CLOSED | OPEN | no data | no data | 4408.0 | 7023 | checked
Unit 2 | no |  | 02-LTG-CNT-12121 | HRSG 2 LIGHTING CONTACTOR COIL 120VAC | 02-LVD-PPL-12121, BR 42, TOP OF HRSG HP DRUM | no data | no data | no data | 208/120VAC CIRCUIT BREAKER | no data | no data |  | CLOSED | OPEN | no data | no data | 4415.0 | 7181 | checked
Unit 2 | no |  | 02-LTG-CNT-12121 | HRSG 2 UPPER DECK/STAIRTOWER/STACK LIGHTS 1 | 02-LVD-PPL-12121, BR 30/32, TOP OF HRSG HP DRUM | no data | no data | no data | 208/120VAC CIRCUIT BREAKER | no data | no data |  | CLOSED | OPEN | no data | no data | 4411.0 | 7182 | checked
Unit 2 | no |  | 02-LTG-CNT-12121 | HRSG 2 UPPER DECK/STAIRTOWER/STACK LIGHTS 2 | 02-LVD-PPL-12121, BR 31/33, TOP OF HRSG HP DRUM | no data | no data | no data | 208/120VAC CIRCUIT BREAKER | no data | no data |  | CLOSED | OPEN | no data | no data | 4412.0 | 7183 | checked
Unit 2 | no |  | 02-LTG-CNT-12121 | UNIT 2 HRSG PLATFORMS LIGHTS 1 208VAC | 02-LVD-PPL-12121, BR 34/36, TOP OF HRSG HP DRUM | no data | no data | no data | 208/120VAC CIRCUIT BREAKER | no data | no data |  | CLOSED | OPEN | no data | no data | 4413.0 | 7184 | checked
Unit 2 | no |  | 02-LTG-CNT-12121 | UNIT 2 HRSG PLATFORMS LIGHTS 2 208VAC | 02-LVD-PPL-12121, BR 35/37, TOP OF HRSG HP DRUM | no data | no data | no data | 208/120VAC CIRCUIT BREAKER | no data | no data |  | CLOSED | OPEN | no data | no data | 4414.0 | 7185 | checked
Unit 2 | no |  | 02-LTG-CNT-12151 | AUX BOILER BUILDING HIGH BAY LIGHTS #1 208VAC | 02-LVD-PPL-12151, BR 3/5, AUX BOILER WEST WALL | no data | no data | no data | 208/120VAC CIRCUIT BREAKER | no data | no data |  | CLOSED | OPEN | no data | no data | 4418.0 | 7187 | checked
Unit 2 | no |  | 02-LTG-CNT-12151 | AUX BOILER BUILDING HIGH BAY LIGHTS #2 208VAC | 02-LVD-PPL-12151, BR 4/6, AUX BOILER WEST WALL | no data | no data | no data | 208/120VAC CIRCUIT BREAKER | no data | no data |  | CLOSED | OPEN | no data | no data | 4419.0 | 7188 | checked
BOP | no |  | 00-0601-R1 | CONVENIENCE RECPT AUX BOILER BLDG | 02-LVD-PPL-12151, BR 7, AUX BOILER WEST WALL | no data | no data | no data | 208/120VAC CIRCUIT BREAKER | no data | no data |  | CLOSED | OPEN | no data | no data | 4420.0 | 2 | checked
BOP | no |  | 00-4001-E5 | AUX BOILER BLDG EMERGENCY LIGHTING | 02-LVD-PPL-12151, BR 20, AUX BOILER WEST WALL | no data | no data | no data | 208/120VAC CIRCUIT BREAKER | no data | no data |  | CLOSED | OPEN | no data | no data | 4432.0 | 5 | checked
BOP | no |  | 00-AXS-CPL-01 | AUX BLR 120 VAC PWR | 02-LVD-PPL-12151, BR 1, AUX BOILER WEST WALL | no data | no data | no data | 208/120VAC CIRCUIT BREAKER | no data | no data |  | CLOSED | OPEN | no data | no data | 4416.0 | 9 | checked
BOP | no |  | 00-FPS-PNL-15 | AUX BLR BLDG & AMMONIA CONT. AREA LOCAL FIRE ALM CPL NODE #6 | 02-LVD-PPL-12151, BR 21, AUX BOILER WEST WALL | no data | no data | 00-FPS-PNL-15 | Panel | FireSystem | no data |  | CLOSED | OPEN | no data | no data | 4433.0 | 300 | checked
BOP | no |  | 00-HVC-CPL-01 | AUX BOILER BLDG HVAC CPL 120 VAC | 02-LVD-PPL-12151, BR 19, AUX BOILER WEST WALL | no data | no data | no data | 208/120VAC CIRCUIT BREAKER | no data | no data |  | CLOSED | OPEN | no data | no data | 4431.0 | 422 | checked
BOP | no |  | 00-HVC-HTR-01 | AUX BOILER BLDG GAS HEATER FAN 1 120 VAC | 02-LVD-PPL-12151, BR 9, AUX BOILER WEST WALL | no data | no data | no data | 208/120VAC CIRCUIT BREAKER | no data | no data |  | CLOSED | OPEN | no data | no data | 4421.0 | 427 | checked
BOP | no |  | 00-HVC-HTR-02 | AUX BOILER BLDG GAS HEATER FAN 2 120 VAC | 02-LVD-PPL-12151, BR 10, AUX BOILER WEST WALL | no data | no data | no data | 208/120VAC CIRCUIT BREAKER | no data | no data |  | CLOSED | OPEN | no data | no data | 4422.0 | 428 | checked
BOP | no |  | 00-HVC-HTR-03 | AUX BOILER BLDG GAS HEATER FAN 3 120 VAC | 02-LVD-PPL-12151, BR 11, AUX BOILER WEST WALL | no data | no data | no data | 208/120VAC CIRCUIT BREAKER | no data | no data |  | CLOSED | OPEN | no data | no data | 4423.0 | 429 | checked
BOP | no |  | 00-HVC-HTR-04 | AUX BOILER BLDG GAS HEATER FAN 4 120 VAC | 02-LVD-PPL-12151, BR 12, AUX BOILER WEST WALL | no data | no data | no data | 208/120VAC CIRCUIT BREAKER | no data | no data |  | CLOSED | OPEN | no data | no data | 4424.0 | 430 | checked
BOP | no |  | 00-HVC-HTR-05 | AUX BOILER BLDG GAS HEATER FAN 5 120 VAC | 02-LVD-PPL-12151, BR 13, AUX BOILER WEST WALL | no data | no data | no data | 208/120VAC CIRCUIT BREAKER | no data | no data |  | CLOSED | OPEN | no data | no data | 4425.0 | 431 | checked
BOP | no |  | 00-HVC-HTR-06 | AUX BOILER BLDG GAS HEATER FAN 6 120 VAC | 02-LVD-PPL-12151, BR 14, AUX BOILER WEST WALL | no data | no data | no data | 208/120VAC CIRCUIT BREAKER | no data | no data |  | CLOSED | OPEN | no data | no data | 4426.0 | 432 | checked
BOP | no |  | 00-HVC-HTR-07 | AUX BOILER BLDG GAS HEATER FAN 7 120 VAC | 02-LVD-PPL-12151, BR 15, AUX BOILER WEST WALL | no data | no data | no data | 208/120VAC CIRCUIT BREAKER | no data | no data |  | CLOSED | OPEN | no data | no data | 4427.0 | 433 | checked
BOP | no |  | 00-HVC-HTR-08 | AUX BOILER BLDG GAS HEATER FAN 8 120 VAC | 02-LVD-PPL-12151, BR 16, AUX BOILER WEST WALL | no data | no data | no data | 208/120VAC CIRCUIT BREAKER | no data | no data |  | CLOSED | OPEN | no data | no data | 4428.0 | 434 | checked
BOP | no |  | 00-HVC-LVR-02 | AUX BOILER SOUTH WALL INTAKE LOUVER 2 120 VAC | 02-LVD-PPL-12151, BR 18, AUX BOILER WEST WALL | no data | no data | no data | 208/120VAC CIRCUIT BREAKER | no data | no data |  | CLOSED | OPEN | no data | no data | 4430.0 | 435 | checked
BOP | no |  | 00-HVC-LVR-03 | AUX BOILER WEST WALL INTAKE LOUVER 3 120 VAC | 02-LVD-PPL-12151, BR 17, AUX BOILER WEST WALL | no data | no data | no data | 208/120VAC CIRCUIT BREAKER | no data | no data |  | CLOSED | OPEN | no data | no data | 4429.0 | 436 | checked
Unit 2 | no |  | 00-LTG-CNT-12151 | LIGHTING CONTACTOR COIL 120VAC | 02-LVD-PPL-12151, BR 2, AUX BOILER WEST WALL | no data | no data | no data | 208/120VAC CIRCUIT BREAKER | no data | no data |  | CLOSED | OPEN | no data | no data | 4417.0 | 7186 | checked
Unit 1 | no |  | 01-3301-M1 | UNIT 1 GCB PLATFORM LIGHTS | 01-LVD-PPL-21133, BR 15, TURBINE DECK SW | no data | no data | no data | 208/120VAC CIRCUIT BREAKER | no data | no data |  | CLOSED | OPEN | no data | no data | 4204.0 | 2156 | checked
|  |  | 01-3901-M1 | ACC 1 DUCT PLATFORM LIGHTS | 01-LVD-PPL-21133, BR 17, TURBINE DECK SW |  |  |  | 208/120VAC CIRCUIT BREAKER | [8 empty] | 2157 | checked
Unit 1 | no |  | 01-IPB-CPL-02 | UNIT 1 IPBD DCT/UAT DSW HTRS 208VAC | 01-LVD-PPL-21133, BR 18/20/22, TURBINE DECK SW | no data | no data | no data | 208/120VAC CIRCUIT BREAKER | no data | no data |  | CLOSED | OPEN | no data | no data | 4219.0 | 2596 | checked
Unit 1 | no |  | 01-HVC-LVR-37 | U1 TURB BLDG WEST WALL INTAKE LOUVER 37 120 VAC | 01-LVD-PPL-21133, BR 23, TURBINE DECK SW | no data | no data | no data | 208/120VAC CIRCUIT BREAKER | no data | no data |  | CLOSED | OPEN | no data | no data | 4205.0 | 2590 | checked
Unit 1 | no |  | 01-HVC-LVR-34 | U1 TURB BLDG WEST WALL INTAKE LOUVER 34 120 VAC | 01-LVD-PPL-21133, BR 24, TURBINE DECK SW | no data | no data | no data | 208/120VAC CIRCUIT BREAKER | no data | no data |  | CLOSED | OPEN | no data | no data | 4220.0 | 2589 | checked
Unit 1 | no |  | 01-HVC-HTR-11 | UNIT 1 TURBINE BLDG GAS HEATER FAN 11 120 VAC | 01-LVD-PPL-21133, BR 25, TURBINE DECK SW | no data | no data | no data | 208/120VAC CIRCUIT BREAKER | no data | no data |  | CLOSED | OPEN | no data | no data | 4206.0 | 2574 | checked
Unit 1 | no |  | 01-HVC-HTR-21 | UNIT 1 TURBINE BLDG GAS HEATER FAN 21 120 VAC | 01-LVD-PPL-21133, BR 26, TURBINE DECK SW | no data | no data | no data | 208/120VAC CIRCUIT BREAKER | no data | no data |  | CLOSED | OPEN | no data | no data | 4221.0 | 2584 | checked
Unit 1 | no |  | 01-HVC-HTR-12 | UNIT 1 TURBINE BLDG GAS HEATER FAN 12 120 VAC | 01-LVD-PPL-21133, BR 27, TURBINE DECK SW | no data | no data | no data | 208/120VAC CIRCUIT BREAKER | no data | no data |  | CLOSED | OPEN | no data | no data | 4207.0 | 2575 | checked
Unit 1 | no |  | 01-HVC-HTR-22 | UNIT 1 TURBINE BLDG GAS HEATER FAN 22 120 VAC | 01-LVD-PPL-21133, BR 28, TURBINE DECK SW | no data | no data | no data | 208/120VAC CIRCUIT BREAKER | no data | no data |  | CLOSED | OPEN | no data | no data | 4222.0 | 2585 | checked
Unit 1 | no |  | 01-HVC-HTR-13 | UNIT 1 TURBINE BLDG GAS HEATER FAN 13 120 VAC | 01-LVD-PPL-21133, BR 29, TURBINE DECK SW | no data | no data | no data | 208/120VAC CIRCUIT BREAKER | no data | no data |  | CLOSED | OPEN | no data | no data | 4208.0 | 2576 | checked
Unit 1 | no |  | 01-HVC-HTR-23 | UNIT 1 TURBINE BLDG GAS HEATER FAN 23 120 VAC | 01-LVD-PPL-21133, BR 30, TURBINE DECK SW | no data | no data | no data | 208/120VAC CIRCUIT BREAKER | no data | no data |  | CLOSED | OPEN | no data | no data | 4223.0 | 2586 | checked
Unit 1 | no |  | 01-4001-E2 | UNIT 1 TURBINE BLDG EMERGENCY LIGHTING | 01-LVD-PPL-21133, BR 31, TURBINE DECK SW | no data | no data | no data | 208/120VAC CIRCUIT BREAKER | no data | no data |  | CLOSED | OPEN | no data | no data | 4209.0 | 2158 | checked
Unit 1 | no |  | 01-4101-E5 | UNIT 1 TURBINE BLDG EMERGENCY LIGHTING | 01-LVD-PPL-21133, BR 32, TURBINE DECK SW | no data | no data | no data | 208/120VAC CIRCUIT BREAKER | no data | no data |  | CLOSED | OPEN | no data | no data | 4224.0 | 2159 | checked
BOP | no |  | 00-PWS-JBX-05 | UNIT 1 TURB CTRL PKG SAFETY SHWR 120 VAC MAIN | 01-LVD-PPL-21133, BR 34, TURBINE DECK SW | no data | no data | no data | 208/120VAC CIRCUIT BREAKER | no data | no data |  | CLOSED | OPEN | no data | no data | 4225.0 | 664 | checked
BOP | no |  | 00-FPS-PNL-13 | TURBINE BUILDING 01 LOCAL FIRE ALRM CPL NODE #9 | 01-LVD-PPL-21133, BR 5, TURBINE DECK SW | no data | no data | 00-FPS-PNL-13 | Panel | FireSystem | no data |  | CLOSED | OPEN | no data | no data | 4200.0 | 298 | checked
Unit 1 | no | CALCITE CONTACTOR | 01-DWS-CPL-06 | UNIT 1 WTT CALCITE FILTER 120VAC RECEP | 01-LVD-PPL-21133, BR 6, TURBINE DECK SW | no data | no data | no data | 208/120VAC CIRCUIT BREAKER | no data | no data |  | CLOSED | OPEN | no data | no data | 4215.0 | 2501 | checked
Unit 1 | no | ST DRAINS | 01-PDR-CPL-01 | ST 1 DRNS SUMP PMP CTRL PNL REDUNDANT 1 120VAC | 01-LVD-PPL-21133, BR 7, TURBINE DECK SW | no data | no data | no data | 208/120VAC CIRCUIT BREAKER | no data | no data |  | CLOSED | OPEN | no data | no data | 4201.0 | 3660 | checked
Unit 1 | no |  | 01-2701-W2 | UNIT 1 DRAINS TANK AREA DECK LIGHTS 120VAC | 01-LVD-PPL-21133, BR 8, TURBINE DECK SW | no data | no data | no data | 208/120VAC CIRCUIT BREAKER | no data | no data |  | CLOSED | OPEN | no data | no data | 4216.0 | 2154 | checked
Unit 1 | no |  | 01MKE01GT101 | UNIT 1 SFC XFMR S.HTR 120 VAC MAIN | 01-LVD-PPL-21133, BR 9, TURBINE DECK SW | no data | no data | no data | 208/120VAC CIRCUIT BREAKER | no data | no data |  | CLOSED | OPEN | no data | no data | 4202.0 | 3219 | checked
no data | no |  | lotonodata74 | 5 TON HVAC #1 | 02-LVB-PPL-1211, BR 1/3/5, HRSG MCC ENCLOSURE | no data | no data | no data | 480 V CIRCUIT BREACKER | no data | no data |  | CLOSED | OPEN | no data | no data | 4320.0 | 11749 | checked
Unit 2 | no |  | 02-MOV-HLS905 | HRSG 2 LP SH STARTUP VENT MOV MAIN PWR FEED | 02-LVB-PPL-1211, BR 13/15/17, HRSG MCC ENCLOSURE | no data | no data | no data | 480 V CIRCUIT BREACKER | no data | no data |  | CLOSED | OPEN | no data | no data | 4324.0 | 7885 | checked
Unit 2 | no |  | 02-MOV-HLS906 | HRSG 2 LP SH STM STOP VLV MAIN PWR FEED | 02-LVB-PPL-1211, BR 14/16/18, HRSG MCC ENCLOSURE | no data | no data | no data | 480 V CIRCUIT BREACKER | no data | no data |  | CLOSED | OPEN | no data | no data | 4325.0 | 7887 | checked
BOP | no | SCR | 00-AQA-CPL-01 | AQA AMMONIA FORWARDING SYS 480VAC | 02-LVB-PPL-1211, BR 19/21/23, HRSG MCC ENCLOSURE | no data | no data | no data | 480 V CIRCUIT BREACKER | no data | no data |  | CLOSED | OPEN | no data | no data | 4326.0 | 8 | checked
no data | no |  | lotonodata75 | 5 TON HVAC #2 | 02-LVB-PPL-1211, BR 2/4/6, HRSG MCC ENCLOSURE | no data | no data | no data | 480 V CIRCUIT BREACKER | no data | no data |  | CLOSED | OPEN | no data | no data | 4321.0 | 11750 | checked
Unit 2 | no |  | 02-MOV-HBD943 | HRSG 2 LP BD MAINFOLD DRN MAIN PWR FEED | 02-LVB-PPL-1211, BR 20/22/24, HRSG MCC ENCLOSURE | no data | no data | no data | 480 V CIRCUIT BREACKER | no data | no data |  | CLOSED | OPEN | no data | no data | 4327.0 | 7806 | checked
no data | no |  | lotonodata77 | WELDING RECEPTACLE | 02-LVB-PPL-1211, BR 25/27/29, HRSG MCC ENCLOSURE | no data | no data | no data | 480 V CIRCUIT BREACKER | no data | no data |  | CLOSED | OPEN | no data | no data | 4328.0 | 11752 | checked
Unit 2 | no |  | 02-CEM-DSW-01 | UNIT 2 CEMS DSW 01 480 VAC | 02-LVB-PPL-1211, BR 37/39/41, HRSG MCC ENCLOSURE | no data | no data | no data | 480 V CIRCUIT BREACKER | no data | no data |  | CLOSED | OPEN | no data | no data | 4329.0 | 6960 | checked
no data | no |  | lotonodata76 | 5 TON HVAC #3 | 02-LVB-PPL-1211, BR 7/9/11, HRSG MCC ENCLOSURE | no data | no data | no data | 480 V CIRCUIT BREACKER | no data | no data |  | CLOSED | OPEN | no data | no data | 4322.0 | 11751 | checked
no data | no |  | 03-GSU-CPL-01 | SPARE GSU CTRL PNL 480 VAC PWR MAIN 1 | 02-LVB-PPL-1211, BR 8/10/12, HRSG MCC ENCLOSURE | no data | no data | no data | 480 V CIRCUIT BREACKER | no data | no data |  | CLOSED | OPEN | no data | no data | 4323.0 | 11118 | checked
|  |  | NO ID | 134B | 02-LVB-PPL-2211 TUB 1, BR 10, WAREHOUSE BUILDING | [13 empty] | checked
|  |  | NO ID | ELECTRIC UNIT HEATER EUH-02 | 02-LVB-PPL-2211 TUB 1, BR 15, WAREHOUSE BUILDING | [13 empty] | checked
|  |  | NO ID | BRIDGE CRANE | 02-LVB-PPL-2211 TUB 1, BR 16, WAREHOUSE BUILDING | [13 empty] | checked
|  |  | NO ID | OVERHEAD DOOR | 02-LVB-PPL-2211 TUB 1, BR 2, WAREHOUSE BUILDING | [13 empty] | checked
|  |  | NO ID | OVERHEAD DOOR | 02-LVB-PPL-2211 TUB 1, BR 20, WAREHOUSE BUILDING | [13 empty] | checked
|  |  | NO ID | ELECTRIC UNIT HEATER EUH-03 | 02-LVB-PPL-2211 TUB 1, BR 21, WAREHOUSE BUILDING | [13 empty] | checked
|  |  | NO ID | 133D | 02-LVB-PPL-2211 TUB 1, BR 22, WAREHOUSE BUILDING | [13 empty] | checked
|  |  | NO ID | OVERHEAD DOOR | 02-LVB-PPL-2211 TUB 1, BR 26, WAREHOUSE BUILDING | [13 empty] | checked
|  |  | NO ID | ELECTRIC UNIT HEATER EUH-04 | 02-LVB-PPL-2211 TUB 1, BR 27, WAREHOUSE BUILDING | [13 empty] | checked
|  |  | NO ID | 133G | 02-LVB-PPL-2211 TUB 1, BR 28, WAREHOUSE BUILDING | [13 empty] | checked
|  |  | NO ID | PANELBOARD 02-LVD-PPL-2211 | 02-LVB-PPL-2211 TUB 1, BR 3, WAREHOUSE BUILDING | [13 empty] | checked
Unit 2 | no |  | 02-LVE-PPL-01 | BATTERY INPUT TO SECONDARY DC BUS | 02-LVE-PPL-01, F1, MVB, DC DISTRIBUTION PANEL | no data | no data | no data | no data | no data | no data |  | CLOSED | OPEN | no data | no data | 5306.0 | 7280 | checked
Unit 2 | no |  | 02-IPB-CPL-01 | IPBD 2 UAT DSW MAIN 125 VDC | 02-LVE-PPL-01, F10.1, MVB, DC DISTRIBUTION PANEL | no data | no data | no data | no data | no data | no data |  | CLOSED | OPEN | no data | no data | 5314.0 | 7079 | checked
no data | no |  | MV-BKR-TEST-CAB | MV SWGR BREAKER TEST CABINET | 02-LVE-PPL-01, F10.10, MVB, DC DISTRIBUTION PANEL | no data | no data | no data | no data | no data | no data |  | CLOSED | OPEN | no data | no data | 5327.0 | 11785 | checked
Unit 1 | no |  | 01MKE01GU101/00 | UNIT 1 SFC CUBICLE (REDUNDANT CTRL PWR-1) | 02-LVE-PPL-01, F10.11, MVB, DC DISTRIBUTION PANEL | no data | no data | no data | no data | no data | no data |  | CLOSED | OPEN | no data | no data | 5319.0 | 3220 | checked
Unit 1 | no |  | 02-LVB-SWG-27 | SWGR 27 BREAKER CONTROL | 02-LVE-PPL-01, F10.12, MVB, DC DISTRIBUTION PANEL | no data | no data | no data | no data | no data | no data |  | CLOSED | OPEN | no data | no data | 5326.0 | 7258 | checked
Unit 2 | no |  | 02MKE01GU101/01 | UNIT 2 SFC CUBICLE (REDUNDANT CTRL PWR-2) | 02-LVE-PPL-01, F10.13, MVB, DC DISTRIBUTION PANEL | no data | no data | no data | no data | no data | no data |  | CLOSED | OPEN | no data | no data | 5320.0 | 7749 | checked
Unit 2 | no |  | 02-GEN-CPL-01 | UNIT 2 GCB MAIN 125 VDC | 02-LVE-PPL-01, F10.17, MVB, DC DISTRIBUTION PANEL | no data | no data | no data | no data | no data | no data |  | CLOSED | OPEN | no data | no data | 5321.0 | 7017 | checked
Unit 1 | no |  | 01-GEN-CPL-01 | UNIT 1 GCB TRIP COIL 2 125 VDC | 02-LVE-PPL-01, F10.19, MVB, DC DISTRIBUTION PANEL | no data | no data | no data | no data | no data | no data |  | CLOSED | OPEN | no data | no data | 5322.0 | 2532 | checked
BOP | no |  | 00-SAT-CPL-21 | SAT 21 CONTROL PANEL 125 VDC PWR MAIN | 02-LVE-PPL-01, F10.2, MVB, DC DISTRIBUTION PANEL | no data | no data | no data | no data | no data | no data |  | CLOSED | OPEN | no data | no data | 5323.0 | 675 | checked
BOP | no |  | 00-MVB-SWG-21 | SWGR 21/MCC 21 BREAKER CONTROL | 02-LVE-PPL-01, F10.3, MVB, DC DISTRIBUTION PANEL | no data | no data | no data | no data | no data | no data |  | CLOSED | OPEN | no data | no data | 5315.0 | 492 | checked
BOP | no |  | 00-UAT-CPL-02 | UAT 02 CONTROL PANEL 125 VDC PWR MAIN | 02-LVE-PPL-01, F10.4, MVB, DC DISTRIBUTION PANEL | no data | no data | no data | no data | no data | no data |  | CLOSED | OPEN | no data | no data | 5324.0 | 724 | checked
Unit 2 | no |  | 02-RPS-PNL-08 | RELAY PANEL 02-RPS-PNL-08 SEL-487E | 02-LVE-PPL-01, F10.5, MVB, DC DISTRIBUTION PANEL | no data | no data | no data | no data | no data | no data |  | CLOSED | OPEN | no data | no data | 5316.0 | 8375 | checked
BOP | no |  | 00-MVA-SWG-2 | SWGR 2 BREAKER CONTROL | 02-LVE-PPL-01, F10.6, MVB, DC DISTRIBUTION PANEL | no data | no data | no data | no data | no data | no data |  | CLOSED | OPEN | no data | no data | 5325.0 | 485 | checked
Unit 2 | no |  | 02-RPS-PNL-08 | RELAY PANEL 02-RPS-PNL-08 GE T60U & MET-UAT | 02-LVE-PPL-01, F10.7, MVB, DC DISTRIBUTION PANEL | no data | no data | no data | no data | no data | no data |  | CLOSED | OPEN | no data | no data | 5317.0 | 8376 | checked
Unit 2 | no |  | 02-GSU-CPL-01 | UNIT 2 GSU CONTROL PANEL 125 VDC PWR MAIN | 02-LVE-PPL-01, F10.9, MVB, DC DISTRIBUTION PANEL | no data | no data | no data | no data | no data | no data |  | CLOSED | OPEN | no data | no data | 5318.0 | 7020 | checked
Unit 2 | no |  | 02-LVE-PPL-01 | CHARGER A INPUT TO SECONDARY DC BUS | 02-LVE-PPL-01, F2, MVB, DC DISTRIBUTION PANEL | no data | no data | no data | no data | no data | no data |  | CLOSED | OPEN | no data | no data | 5307.0 | 7281 | checked
no data | no |  |  | CH. A INP. TO PRIM. DC BUS (JUMPER TO FUSE F2) | 02-LVE-PPL-01, F3, MVB, DC DISTRIBUTION PANEL | no data | no data | no data | no data | no data | no data |  | CLOSED | OPEN | no data | no data | 5308.0 | 11620 | checked
Unit 2 | no |  | 02-LVE-PPL-01 | CHARGER B INPUT TO SECONDARY DC BUS | 02-LVE-PPL-01, F4, MVB, DC DISTRIBUTION PANEL | no data | no data | no data | no data | no data | no data |  | CLOSED | OPEN | no data | no data | 5309.0 | 7282 | checked
no data | no |  |  | CH. B INP. TO PRIM. DC BUS (JUMPER TO FUSE F4) | 02-LVE-PPL-01, F5, MVB, DC DISTRIBUTION PANEL | no data | no data | no data | no data | no data | no data |  | CLOSED | OPEN | no data | no data | 5310.0 | 11621 | checked
Unit 2 | no |  | 02-LVF-UPS-01 | UPS SYSTEM UNIT 02 | 02-LVE-PPL-01, F6, MVB, DC DISTRIBUTION PANEL | no data | no data | no data | no data | no data | no data |  | CLOSED | OPEN | no data | no data | 5311.0 | 7304 | checked
Unit 2 | no |  | 02-LVE-DSW-012 | HRSG 2 PDC 125VDC PANELBOARD 01 DSW | 02-LVE-PPL-01, F7, MVB, DC DISTRIBUTION PANEL | no data | no data | no data | no data | no data | no data |  | CLOSED | OPEN | no data | no data | 5312.0 | 7279 | checked
Unit 2 | no |  | 02-LVF-PPL-011 | HRSG 1 PDC 120VAC UPS PANELBOARD 02 | 02-LVF-PPL-01, BR 31, MVB | no data | no data | no data | no data | no data | no data |  | CLOSED | OPEN | no data | no data | 5335.0 | 7289 | checked
Unit 2 | no |  | 02-LVF-PPL-012 | HRSG 2 PDC 120VAC UPS PANELBOARD 02 | 02-LVF-PPL-01, BR 32, MVB | no data | no data | no data | no data | no data | no data |  | CLOSED | OPEN | no data | no data | 5336.0 | 7290 | checked
Unit 2 | no |  | 02-LVF-PPL-014 | ACC 1 PDC 120VAC UPS PANELBOARD 02 | 02-LVF-PPL-01, BR 34, MVB | no data | no data | no data | no data | no data | no data |  | CLOSED | OPEN | no data | no data | 5338.0 | 7300 | checked
Unit 2 | no |  | 02-LVF-PPL-015 | ACC 2 PDC 120VAC UPS PANELBOARD 02 | 02-LVF-PPL-01, BR 35, MVB | no data | no data | no data | no data | no data | no data |  | CLOSED | OPEN | no data | no data | 5339.0 | 7301 | checked
Unit 2 | no |  | 02-LVF-RBX-013 | ADMIN BUILDING 120VAC UPS PANELBOARD 02 RBX | 02-LVF-PPL-01, BR 33, MVB | no data | no data | no data | no data | no data | no data |  | CLOSED | OPEN | no data | no data | 5337.0 | 7302 | checked
|  |  | NO ID | OVERHEAD DOOR | 02-LVB-PPL-2211 TUB 1, BR 32, WAREHOUSE BUILDING | [13 empty] | checked
|  |  | NO ID | ELECTRIC UNIT HEATER EUH-05 | 02-LVB-PPL-2211 TUB 1, BR 33, WAREHOUSE BUILDING | [13 empty] | checked
|  |  | NO ID | 135F | 02-LVB-PPL-2211 TUB 1, BR 34, WAREHOUSE BUILDING | [13 empty] | checked
|  |  | NO ID | 134D | 02-LVB-PPL-2211 TUB 1, BR 4, WAREHOUSE BUILDING | [13 empty] | checked
|  |  | NO ID | WELDING RECEPTACLE | 02-LVB-PPL-2211 TUB 1, BR 40, WAREHOUSE BUILDING | [13 empty] | checked
|  |  | NO ID | EXHAUST FAN FAN-04 | 02-LVB-PPL-2211 TUB 1, BR 46, WAREHOUSE BUILDING | [13 empty] | checked
|  |  | NO ID | OVERHEAD DOOR | 02-LVB-PPL-2211 TUB 1, BR 8, WAREHOUSE BUILDING | [13 empty] | checked
|  |  | NO ID | ELECTRIC UNIT HEATER EUH-01 | 02-LVB-PPL-2211 TUB 1, BR 9, WAREHOUSE BUILDING | [13 empty] | checked
|  |  | NO ID | TUB 2 FEEDER LUGS | 02-LVB-PPL-2211 TUB 1, WAREHOUSE BUILDING | [13 empty] | checked
|  |  | NO ID | TUB 2 FEEDER LUGS | 02-LVB-PPL-2211 TUB 1, WAREHOUSE BUILDING | [13 empty] | checked
|  |  | NO ID | ELECTRIC UNIT HEATER EUH-06 | 02-LVB-PPL-2211 TUB 2, BR 39, WAREHOUSE BUILDING | [13 empty] | checked
|  |  | NO ID | ELECTRIC UNIT HEATER EUH-07 | 02-LVB-PPL-2211 TUB 2, BR 45, WAREHOUSE BUILDING | [13 empty] | checked
|  |  | NO ID | ELECTRIC UNIT HEATER EUH-08 | 02-LVB-PPL-2211 TUB 2, BR 51, WAREHOUSE BUILDING | [13 empty] | checked
|  |  | NO ID | EXHAUST FAN FAN-05 | 02-LVB-PPL-2211 TUB 2, BR 52, WAREHOUSE BUILDING | [13 empty] | checked
|  |  | NO ID | ELECTRIC UNIT HEATER EUH-09 | 02-LVB-PPL-2211 TUB 2, BR 57, WAREHOUSE BUILDING | [13 empty] | checked
|  |  | NO ID | EXHAUST FAN (ARTICULATING) | 02-LVB-PPL-2211 TUB 2, BR 58, WAREHOUSE BUILDING | [13 empty] | checked
|  |  | NO ID | ELECTRIC UNIT HEATER EUH-10 | 02-LVB-PPL-2211 TUB 2, BR 63, WAREHOUSE BUILDING | [13 empty] | checked
|  |  | NO ID | WELDING RECEPTACLE | 02-LVB-PPL-2211 TUB 2, BR 64, WAREHOUSE BUILDING | [13 empty] | checked
|  |  | NO ID | ELECTRIC UNIT HEATER EUH-11 | 02-LVB-PPL-2211 TUB 2, BR 69, WAREHOUSE BUILDING | [13 empty] | checked
|  |  | NO ID | FORKLIFT CHARGER | 02-LVB-PPL-2211 TUB 2, BR 70, WAREHOUSE BUILDING | [13 empty] | checked
|  |  | NO ID | TUB 3 FEEDER LUGS | 02-LVB-PPL-2211 TUB 2, WAREHOUSE BUILDING | [13 empty] | checked
|  |  | NO ID | TUB 3 FEEDER LUGS | 02-LVB-PPL-2211 TUB 2, WAREHOUSE BUILDING | [13 empty] | checked
Unit 2 | no |  | 02-HVC-DSW-51 | UNIT 2 TURBINE BLDG ROOF EXH FAN DSW 51 480V | 02-LVB-PPL-22112, BR 1/3/5, SE TURBINE DECK | no data | no data | no data | 480 V CIRCUIT BREACKER | no data | no data |  | CLOSED | OPEN | no data | no data | 4539.0 | 7042 | checked
Unit 2 | no |  | 02-HVC-DSW-55 | UNIT 2 TURBINE BLDG ROOF EXH FAN DSW 55 480V | 02-LVB-PPL-22112, BR 13/15/17, SE TURBINE DECK | no data | no data | no data | 480 V CIRCUIT BREACKER | no data | no data |  | CLOSED | OPEN | no data | no data | 4543.0 | 7046 | checked
Unit 2 | no |  | 02-HVC-DSW-56 | UNIT 2 TURBINE BLDG ROOF EXH FAN DSW 56 480V | 02-LVB-PPL-22112, BR 14/16/18, SE TURBINE DECK | no data | no data | no data | 480 V CIRCUIT BREACKER | no data | no data |  | CLOSED | OPEN | no data | no data | 4544.0 | 7047 | checked
Unit 2 | no |  | 02-HVC-DSW-57 | UNIT 2 TURBINE BLDG ROOF EXH FAN DSW 57 480V | 02-LVB-PPL-22112, BR 19/21/23, SE TURBINE DECK | no data | no data | no data | 480 V CIRCUIT BREACKER | no data | no data |  | CLOSED | OPEN | no data | no data | 4545.0 | 7048 | checked
Unit 2 | no |  | 02-HVC-DSW-52 | UNIT 2 TURBINE BLDG ROOF EXH FAN DSW 52 480V | 02-LVB-PPL-22112, BR 2/4/6, SE TURBINE DECK | no data | no data | no data | 480 V CIRCUIT BREACKER | no data | no data |  | CLOSED | OPEN | no data | no data | 4540.0 | 7043 | checked
Unit 2 | no |  | 02-HVC-DSW-58 | UNIT 2 TURBINE BLDG ROOF EXH FAN DSW 58 480V | 02-LVB-PPL-22112, BR 20/22/24, SE TURBINE DECK | no data | no data | no data | 480 V CIRCUIT BREACKER | no data | no data |  | CLOSED | OPEN | no data | no data | 4546.0 | 7049 | checked
Unit 2 | no |  | 02-HVC-DSW-67 | UNIT 2 TURBINE BLDG AHU 67 DSW 480 VAC | 02-LVB-PPL-22112, BR 25/27/29, SE TURBINE DECK | no data | no data | no data | 480 V CIRCUIT BREACKER | no data | no data |  | CLOSED | OPEN | no data | no data | 4547.0 | 7058 | checked
Unit 2 | no |  | 02-HVC-DSW-70 | UNIT 2 TURBINE BLDG AHU 54 DSW 480 VAC | 02-LVB-PPL-22112, BR 26/28/30, SE TURBINE DECK | no data | no data | no data | 480 V CIRCUIT BREACKER | no data | no data |  | CLOSED | OPEN | no data | no data | 4548.0 | 7061 | checked
Unit 2 | no |  | 02-HVC-DOR-01 | UNIT 2 TURBINE BLDG ROLL UP DOOR 1 480 VAC | 02-LVB-PPL-22112, BR 31/33/35, SE TURBINE DECK | no data | no data | no data | 480 V CIRCUIT BREACKER | no data | no data |  | CLOSED | OPEN | no data | no data | 4549.0 | 7040 | checked
Unit 2 | no |  | 02-HVC-DSW-53 | UNIT 2 TURBINE BLDG ROOF EXH FAN DSW 53 480V | 02-LVB-PPL-22112, BR 7/9/11, SE TURBINE DECK | no data | no data | no data | 480 V CIRCUIT BREACKER | no data | no data |  | CLOSED | OPEN | no data | no data | 4541.0 | 7044 | checked
Unit 2 | no |  | 02-HVC-DSW-54 | UNIT 2 TURBINE BLDG ROOF EXH FAN DSW 54 480V | 02-LVB-PPL-22112, BR 8/10/12, SE TURBINE DECK | no data | no data | no data | 480 V CIRCUIT BREACKER | no data | no data |  | CLOSED | OPEN | no data | no data | 4542.0 | 7045 | checked
U2 |  |  | 02-STP-HST-01 | UNIT 2 LP DRAIN PUMPS HOIST 480VAC PWR FEED | 02-LVB-PPL-22113, BR 13/15/17, SW TURBINE DECK | [12 empty] | 8439 | checked
U2 |  |  | 02-LVB-XFR-22113 | UNIT 2 TURBINE BLDG 480-208/120VAC DIST XFR 2 | 02-LVB-PPL-22113, BR 7/9/11, SW TURBINE DECK | [12 empty] | 7267 | checked
|  |  | 02-LVB-PPL-22114 | UNIT 2 TURBINE BUILDING 480V PANELBOARD NW | 02-LVB-SWB-2211, BR 2, MAINTENANCE SHOP NW | [13 empty] | checked
Unit 2 | no |  | 02-LVB-PPL-22112 | UNIT 2 TURBINE BUILDING 480V PANELBOARD SE | 02-LVB-SWB-2211, BR 4, MAINTENANCE SHOP NW | no data | no data | no data | 480 V CIRCUIT BREACKER | no data | no data |  | CLOSED | OPEN | no data | no data | 4447.0 | 7232 | checked
Unit 2 | no |  | 02-LVB-PPL-22113 | UNIT 2 TURBINE BUILDING 480V PANELBOARD SW | 02-LVB-SWB-2211, BR 5, MAINTENANCE SHOP NW | no data | no data | no data | 480 V CIRCUIT BREACKER | no data | no data |  | CLOSED | OPEN | no data | no data | 4448.0 | 7233 | checked
Unit 2 | no |  | 02-LVB-XFR-22111 | UNIT 2 TUR BLDG 480V/208-120V AC DIST XFR 1 | 02-LVB-SWB-2211, BR 7, MAINTENANCE SHOP NW | no data | no data | no data | 480 V CIRCUIT BREACKER | no data | no data |  | CLOSED | OPEN | no data | no data | 4446.0 | 7266 | checked
no data | no |  | lotonodata78 | INTERIOR LIGHTING | 02-LVD-PPL-1211, BR 1, INSIDE HRSG SWG ENCLOSURE | no data | no data | no data | 208/120VAC CIRCUIT BREAKER | no data | no data |  | CLOSED | OPEN | no data | no data | 4376.0 | 11753 | checked
no data | no |  | lotonodata85 | NSBD - 22 SPACE HEATER SUPPLY | 02-LVD-PPL-1211, BR 10, INSIDE HRSG SWG ENCLOSURE | no data | no data | no data | 208/120VAC CIRCUIT BREAKER | no data | no data |  | CLOSED | OPEN | no data | no data | 4385.0 | 11761 | checked
no data | no |  | lotonodata86 | MCC-121 MSH BUS SUPPLY | 02-LVD-PPL-1211, BR 11, INSIDE HRSG SWG ENCLOSURE | no data | no data | no data | 208/120VAC CIRCUIT BREAKER | no data | no data |  | CLOSED | OPEN | no data | no data | 4386.0 | 11762 | checked
no data | no |  | 02-VMS-CPL-01 | VIBRATION CAB UTILITY | 02-LVD-PPL-1211, BR 12, INSIDE HRSG SWG ENCLOSURE | no data | no data | no data | 208/120VAC CIRCUIT BREAKER | no data | no data |  | CLOSED | OPEN | no data | no data | 4387.0 | 10875 | checked
no data | no |  | lotonodata88 | MCC-221 MSH BUS SUPPLY | 02-LVD-PPL-1211, BR 13, INSIDE HRSG SWG ENCLOSURE | no data | no data | no data | 208/120VAC CIRCUIT BREAKER | no data | no data |  | CLOSED | OPEN | no data | no data | 4388.0 | 11763 | checked
BOP | no | RO | 00-DWT-CPL-05B | WTT RO CIP CPL PRI PWR FEED | 01-LVF-PPL-013, BR 8, ADMIN BLDG U1 UPS | no data | no data | no data | no data | no data | no data |  | CLOSED | OPEN | no data | no data | 5422.0 | 88 | checked
BOP | no | RO | 00-DWT-PNL-01 | WTT BLDG MAIN CPL | 01-LVF-PPL-013, BR 5, ADMIN BLDG U1 UPS | no data | no data | no data | no data | no data | no data |  | CLOSED | OPEN | no data | no data | 5411.0 | 96 | checked
BOP | no |  | 00-BOP-WST-01 | SITE WEATHER STATION | 01-LVF-PPL-013, BR 1, ADMIN BLDG U1 UPS | no data | no data | no data | no data | no data | no data |  | CLOSED | OPEN | no data | no data | 5409.0 | 15 | checked
BOP | no |  | 00-DCS-CAB-00 | DCS NTWRK CAB 0 PRI PWR FEED 120VAC UPS | 01-LVF-PPL-013, BR 19, ADMIN BLDG U1 UPS | no data | no data | no data | no data | no data | no data |  | CLOSED | OPEN | no data | no data | 5414.0 | 27 | checked
BOP | no |  | 00-DCS-CAB-01 | DCS NTWRK CAB 1 PRI PWR FEED 120VAC UPS | 01-LVF-PPL-013, BR 20, ADMIN BLDG U1 UPS | no data | no data | no data | no data | no data | no data |  | CLOSED | OPEN | no data | no data | 5424.0 | 29 | checked
BOP | no |  | 00-DCS-CAB-02 | DCS NTWRK CAB 2 PRI PWR FEED 120VAC UPS | 01-LVF-PPL-013, BR 21, ADMIN BLDG U1 UPS | no data | no data | no data | no data | no data | no data |  | CLOSED | OPEN | no data | no data | 5415.0 | 31 | checked
BOP | no |  | 00-DCS-CAB-95 | DCS SRVR CAB 1 PRI PWR FEED PDU1 120VAC UPS | 01-LVF-PPL-013, BR 22, ADMIN BLDG U1 UPS | no data | no data | no data | no data | no data | no data |  | CLOSED | OPEN | no data | no data | 5425.0 | 68 | checked
BOP | no |  | 00-DCS-CAB-95 | DCS SRVR CAB 1 PRI PWR FEED PDU3 120VAC UPS | 01-LVF-PPL-013, BR 24, ADMIN BLDG U1 UPS | no data | no data | no data | no data | no data | no data |  | CLOSED | OPEN | no data | no data | 5426.0 | 69 | checked
BOP | no |  | 00-DCS-CAB-96 | DCS SRVR CAB 2 PRI PWR FEED PDU3 | 01-LVF-PPL-013, BR 34, ADMIN BLDG U1 UPS | no data | no data | no data | no data | no data | no data |  | CLOSED | OPEN | no data | no data | 5429.0 | 72 | checked
BOP | no |  | 00-DCS-CAB-96 | DCS SRVR CAB 2 PRI PWR FEED PDU1 | 01-LVF-PPL-013, BR 32, ADMIN BLDG U1 UPS | no data | no data | no data | no data | no data | no data |  | CLOSED | OPEN | no data | no data | 5430.0 | 73 | checked
BOP | no |  | 00-LT-WST966 | SITE WEATHER STATION RAIN GAUGE | 01-LVF-PPL-013, BR 3, ADMIN BLDG U1 UPS | no data | no data | no data | no data | no data | no data |  | CLOSED | OPEN | no data | no data | 5410.0 | 446 | checked
Unit 1 | no |  | 01CKC00GH002/20 | U1 VIRT HMI SERV/NTWRK CAB PWR DIST PRIMARY | 01-LVF-PPL-013, BR 15, ADMIN BLDG U1 UPS | no data | no data | no data | no data | no data | no data |  | CLOSED | OPEN | no data | no data | 5412.0 | 2477 | checked
Unit 1 | no |  | 01CKC00GH002/21 | U1 VIRT HMI SERV/NTWRK CAB PWR DIST PRIMARY | 01-LVF-PPL-013, BR 17, ADMIN BLDG U1 UPS | no data | no data | no data | no data | no data | no data |  | CLOSED | OPEN | no data | no data | 5413.0 | 2478 | checked
Unit 1 | no |  | 01-LVB-PPL-013-25 | ADMN BLDG DCS RM N WALL UNIT 1 DSK RCPTS | 01-LVF-PPL-013, BR 25, ADMIN BLDG U1 UPS | no data | no data | no data | no data | no data | no data |  | CLOSED | OPEN | no data | no data | 5416.0 | 2756 | checked
Unit 1 | no |  | 01-LVF-PPL-013-26 | ADMN BLDG DCS RM E WALL UNIT 1 DSK RCPTS | 01-LVF-PPL-013, BR 26, ADMIN BLDG U1 UPS | no data | no data | no data | no data | no data | no data |  | CLOSED | OPEN | no data | no data | 5427.0 | 2757 | checked
Unit 1 | no |  | 01-LVB-PPL-013-27 | ADMN BLDG CTRL RM UNIT 1 FLR RCPTS | 01-LVF-PPL-013, BR 27, ADMIN BLDG U1 UPS | no data | no data | no data | no data | no data | no data |  | CLOSED | OPEN | no data | no data | 5417.0 | 2758 | checked
Unit 1 | no |  | 01-LVF-PPL-013-28 | ADMN BLDG CTRL RM E WALL UNIT 1 DSK RCPTS | 01-LVF-PPL-013, BR 28, ADMIN BLDG U1 UPS | no data | no data | no data | no data | no data | no data |  | CLOSED | OPEN | no data | no data | 5428.0 | 2759 | checked
Unit 1 | no |  | 01-LVB-PPL-013-29 | ADMN BLDG CTRL RM UNIT 1 S WALL TV RCPT | 01-LVF-PPL-013, BR 29, ADMIN BLDG U1 UPS | no data | no data | no data | no data | no data | no data |  | CLOSED | OPEN | no data | no data | 5418.0 | 2760 | checked
Unit 1 | no |  | 01-LVB-PPL-013-31 | ADMN BLDG CTRL RM UNIT 1 MAIN DSK W RCPTS | 01-LVF-PPL-013, BR 31, ADMIN BLDG U1 UPS | no data | no data | no data | no data | no data | no data |  | CLOSED | OPEN | no data | no data | 5419.0 | 2761 | checked
Unit 1 | no |  | 01-LVB-PPL-013-33 | ADMN BLDG CTRL RM UNIT 1 MAIN DSK E RCPTS | 01-LVF-PPL-013, BR 33, ADMIN BLDG U1 UPS | no data | no data | no data | no data | no data | no data |  | CLOSED | OPEN | no data | no data | 5420.0 | 2762 | checked
Unit 1 | no |  | 01-LVF-PPL-013-36 | ELE RM RCP (ADMIN VENDOR CABLING) | 01-LVF-PPL-013, BR 36, ADMIN BLDG U1 UPS | no data | no data | no data | no data | no data | no data |  | CLOSED | OPEN | no data | no data | 5432.0 | 2764 | checked
Unit 1 | no |  | 01-LVF-PPL-013-38 | COMM RM RCP (MHPS-JPOW. -ADM. VEND. CABL) | 01-LVF-PPL-013, BR 38, ADMIN BLDG U1 UPS | no data | no data | no data | no data | no data | no data |  | CLOSED | OPEN | no data | no data | 5433.0 | 2765 | checked
BOP | no |  | 00-DCS-CAB-10 | 00-DCS-CAB-10 POWER 1 | 01-LVF-PPL-014, BR 1, ACC 1 U1 UPS PANEL | no data | no data | no data | no data | no data | no data |  | CLOSED | OPEN | no data | no data | 5456.0 | 39 | checked
BOP | no |  | 00-DCS-CAB-12 | 00-DCS-CAB-12 POWER 1 | 01-LVF-PPL-014, BR 3, ACC 1 U1 UPS PANEL | no data | no data | no data | no data | no data | no data |  | CLOSED | OPEN | no data | no data | 5457.0 | 41 | checked
BOP | no |  | 00-DCS-CAB-12 | 00-DCS-CAB-12 SOLENOID POWER | 01-LVF-PPL-014, BR 7, ACC 1 U1 UPS PANEL | no data | no data | no data | no data | no data | no data |  | CLOSED | OPEN | no data | no data | 5459.0 | 42 | checked
Unit 1 | no |  | 01-ACC-MCC-131 | MCC 131 SHUNT TRIP POWER | 01-LVF-PPL-014, BR 2, ACC 1 U1 UPS PANEL | no data | no data | no data | no data | no data | no data |  | CLOSED | OPEN | no data | no data | 5460.0 | 2212 | checked
Unit 1 | no |  | 01-ACC-MCC-151 | MCC 151 SHUNT TRIP POWER | 01-LVF-PPL-014, BR 5, ACC 1 U1 UPS PANEL | no data | no data | no data | no data | no data | no data |  | CLOSED | OPEN | no data | no data | 5458.0 | 2214 | checked
Unit 1 | no |  | 01-ACC-MCC-231 | MCC 231 SHUNT TRIP POWER | 01-LVF-PPL-014, BR 4, ACC 1 U1 UPS PANEL | no data | no data | no data | no data | no data | no data |  | CLOSED | OPEN | no data | no data | 5461.0 | 2218 | checked
Unit 1 | no |  | 01-ACC-MCC-251 | MCC 251 SHUNT TRIP POWER | 01-LVF-PPL-014, BR 6, ACC 1 U1 UPS PANEL | no data | no data | no data | no data | no data | no data |  | CLOSED | OPEN | no data | no data | 5462.0 | 2220 | checked
BOP | no |  | 00-DCS-CAB-20 | 00-DCS-CAB-20 POWER 1 | 01-LVF-PPL-015, BR 1, ACC 2 U1 UPS PANEL | no data | no data | no data | no data | no data | no data |  | CLOSED | OPEN | no data | no data | 5469.0 | 44 | checked
BOP | no |  | 00-DCS-CAB-22 | 00-DCS-CAB-22 POWER 1 | 01-LVF-PPL-015, BR 3, ACC 2 U1 UPS PANEL | no data | no data | no data | no data | no data | no data |  | CLOSED | OPEN | no data | no data | 5470.0 | 46 | checked
BOP | no |  | 00-DCS-CAB-22 | 00-DCS-CAB-22 SOLENOID POWER | 01-LVF-PPL-015, BR 7, ACC 2 U1 UPS PANEL | no data | no data | no data | no data | no data | no data |  | CLOSED | OPEN | no data | no data | 5472.0 | 47 | checked
Unit 2 | no |  | 02-ACC-MCC-141 | MCC 141 SHUNT TRIP POWER | 01-LVF-PPL-015, BR 2, ACC 2 U1 UPS PANEL | no data | no data | no data | no data | no data | no data |  | CLOSED | OPEN | no data | no data | 5473.0 | 6698 | checked
Unit 2 | no |  | 02-ACC-MCC-161 | MCC 161 SHUNT TRIP POWER | 01-LVF-PPL-015, BR 5, ACC 2 U1 UPS PANEL | no data | no data | no data | no data | no data | no data |  | CLOSED | OPEN | no data | no data | 5471.0 | 6700 | checked
Unit 2 | no |  | 02-ACC-MCC-241 | MCC 241 SHUNT TRIP POWER | 01-LVF-PPL-015, BR 4, ACC 2 U1 UPS PANEL | no data | no data | no data | no data | no data | no data |  | CLOSED | OPEN | no data | no data | 5474.0 | 6702 | checked
Unit 2 | no |  | 02-ACC-MCC-261 | MCC 261 SHUNT TRIP POWER | 01-LVF-PPL-015, BR 6, ACC 2 U1 UPS PANEL | no data | no data | no data | no data | no data | no data |  | CLOSED | OPEN | no data | no data | 5475.0 | 6704 | checked
BOP | no | AUX BOILER | 00-CCF-CPL-01 | CCF AUX BLR AMMONIA FEED PMP CPL 480VAC | 02-LVB-PPL-1215, BR 1/3/5, AUX BOILER WEST WALL | no data | no data | no data | 480 V CIRCUIT BREACKER | no data | no data |  | CLOSED | OPEN | no data | no data | 4361.0 | 25 | checked
Unit 1 | PRINTING | HRSG/IP | 01-MOV-HIS917 | IP IBD MOV MAIN FEED | 01-LVB-PPL-11121, BR 31/33/35, OUTSIDE HRSG SWG ENCLOSURE | HRSG/DRUM IP/BLOWDOWN/01-MOV-HIS917 | no data | no data | 480 V CIRCUIT BREACKER | no data | no data |  | CLOSED | OPEN | no data | no data | 4091.0 | 3337 | checked
no data | no |  | lotonodata89 | MCC-221 SECTION HEATER SUPPLY #2 | 02-LVD-PPL-1211, BR 14, INSIDE HRSG SWG ENCLOSURE | no data | no data | no data | 208/120VAC CIRCUIT BREAKER | no data | no data |  | CLOSED | OPEN | no data | no data | 4389.0 | 11764 | checked
Unit 1 | no | HRSG/IP | 01-MOV-HIS941 | HRSG 1 IP FEEDWATER INLET STOP VLV MAIN PWR | 01-LVB-PPL-1114, BR 19/21/23, OUTSIDE HRSG SWG ENCLOSURE | no data | no data | no data | 480 V CIRCUIT BREACKER | no data | no data |  | CLOSED | OPEN | no data | no data | 4043.0 | 3341 | checked
Unit 2 | no |  | 02-LVB-XFR-12151 | AUX BLR BLDG 480-208/120VAC XFR 12151 FEED | 02-LVB-PPL-1215, BR 13/15/17, AUX BOILER WEST WALL | no data | no data | no data | 480 V CIRCUIT BREACKER | no data | no data |  | CLOSED | OPEN | no data | no data | 4362.0 | 7261 | checked
BOP | no |  | 00-HVC-DOR-01 | AUX BOILER ROLL UP DOOR 480VAC | 02-LVB-PPL-1215, BR 38/40/42, AUX BOILER WEST WALL | no data | no data | no data | 480 V CIRCUIT BREACKER | no data | no data |  | CLOSED | OPEN | no data | no data | 4370.0 | 423 | checked
BOP | no |  | 00-HVC-DSW-01 | AUX BOILER BLDG ROOF EXH FAN DSW 1 480 VAC | 02-LVB-PPL-1215, BR 31/33/35, AUX BOILER WEST WALL | no data | no data | no data | 480 V CIRCUIT BREACKER | no data | no data |  | CLOSED | OPEN | no data | no data | 4367.0 | 424 | checked
BOP | no |  | 00-HVC-DSW-02 | AUX BOILER BLDG ROOF EXH FAN DSW 2 480 VAC | 02-LVB-PPL-1215, BR 32/34/36, AUX BOILER WEST WALL | no data | no data | no data | 480 V CIRCUIT BREACKER | no data | no data |  | CLOSED | OPEN | no data | no data | 4368.0 | 425 | checked
BOP | no |  | 00-HVC-DSW-03 | AUX BOILER BLDG ROOF EXH FAN DSW 3 480 VAC | 02-LVB-PPL-1215, BR 37/39/41, AUX BOILER WEST WALL | no data | no data | no data | 480 V CIRCUIT BREACKER | no data | no data |  | CLOSED | OPEN | no data | no data | 4369.0 | 426 | checked
BOP | no | RO | 00-DWT-CPL-05A | WTT RO CIP PWR DIST 480VAC | 02-LVB-PPL-1218, BR 13/15/17, NE CORNER OF RO BLDG | no data | no data | no data | 480 V CIRCUIT BREACKER | no data | no data |  | CLOSED | OPEN | no data | no data | 4373.0 | 87 | checked
BOP | no | SWS | 00-SWS-CPL-01 | SWS CPL MAIN PWR FEED - PWR CABLE | 02-LVB-PPL-1218, BR 14/16/18, NE CORNER OF RO BLDG | no data | no data | no data | 480 V CIRCUIT BREACKER | no data | no data |  | CLOSED | OPEN | no data | no data | 4374.0 | 710 | checked
BOP | no | WW | 00-DWT-CPL-01 | WT DRAINS SUMP PMP CPL FEED A 480VAC | 02-LVB-PPL-1218, BR 2/4/6, NE CORNER OF RO BLDG | no data | no data | no data | 480 V CIRCUIT BREACKER | no data | no data |  | CLOSED | OPEN | no data | no data | 4372.0 | 82 | checked
BOP | no |  | 00-SDR-CPL-01 | SDR CPL LIFT STATION FEED A 480VAC | 02-LVB-PPL-1218, BR 1/3/5, NE CORNER OF RO BLDG | no data | no data | no data | 480 V CIRCUIT BREACKER | no data | no data |  | CLOSED | OPEN | no data | no data | 4371.0 | 696 | checked
Unit 2 | no |  | 02-LVB-XFR-12181 | WTT BLDG 480-208/120VAC XFR 12181 FEED | 02-LVB-PPL-1218, BR 38/40/42, NE CORNER OF RO BLDG | no data | no data | no data | 480 V CIRCUIT BREACKER | no data | no data |  | CLOSED | OPEN | no data | no data | 4375.0 | 7262 | checked
no data | no |  | lotonodata153 | 5 TON HVAC #2 | 02-LVB-PPL-1411, BR 2/4/6, ACC MCC ENCLOSURE | no data | no data | no data | 480 V CIRCUIT BREACKER | no data | no data |  | CLOSED | OPEN | no data | no data | 4806.0 | 11547 | checked
no data | no |  | lotonodata151 | 5 TON HVAC #3 | 02-LVB-PPL-1411, BR 1/3/5, ACC MCC ENCLOSURE | no data | no data | no data | 480 V CIRCUIT BREACKER | no data | no data |  | CLOSED | OPEN | no data | no data | 4802.0 | 11545 | checked
no data | no |  | lotonodata152 | 5 TON HVAC #5 | 02-LVB-PPL-1411, BR 7/9/11, ACC MCC ENCLOSURE | no data | no data | no data | 480 V CIRCUIT BREACKER | no data | no data |  | CLOSED | OPEN | no data | no data | 4803.0 | 11546 | checked
Unit 1 | no | HRSG/IP | 01-MOV-HIS943 | HRSG 1 IP ECON VENT STOP MAIN PWR FEED | 01-LVB-PPL-11121, BR 32/34/36, OUTSIDE HRSG SWG ENCLOSURE | no data | no data | no data | 480 V CIRCUIT BREACKER | no data | no data |  | CLOSED | OPEN | no data | no data | 4092.0 | 3344 | checked
Unit 1 | no | HRSG/IP | 01-MOV-HIS946 | HRSG 1 IP SH MOV VENT VLV 480VAC | 01-LVB-PPL-1112, BR 44/46/48, OUTSIDE HRSG SWG ENCLOSURE | no data | no data | no data | 480 V CIRCUIT BREACKER | no data | no data |  | CLOSED | OPEN | no data | no data | 4020.0 | 3346 | checked
no data | no |  | lotonodata90 | NTW DCS CAB 80 UTILITY | 02-LVD-PPL-1211, BR 15, INSIDE HRSG SWG ENCLOSURE | no data | no data | no data | 208/120VAC CIRCUIT BREAKER | no data | no data |  | CLOSED | OPEN | no data | no data | 4390.0 | 11766 | checked
no data | no |  | lotonodata91 | PRESSURIZATION MODULE POWER SUPPLY | 02-LVD-PPL-1211, BR 16, INSIDE HRSG SWG ENCLOSURE | no data | no data | no data | 208/120VAC CIRCUIT BREAKER | no data | no data |  | CLOSED | OPEN | no data | no data | 4391.0 | 11767 | checked
no data | no |  | lotonodata92 | NTW DCS CAB 90 UTILITY | 02-LVD-PPL-1211, BR 17, INSIDE HRSG SWG ENCLOSURE | no data | no data | no data | 208/120VAC CIRCUIT BREAKER | no data | no data |  | CLOSED | OPEN | no data | no data | 4392.0 | 11768 | checked
no data | no |  | lotonodata154 | WELDING RECEPTACLE | 02-LVB-PPL-1411, BR 8/10/12, ACC MCC ENCLOSURE | no data | no data | no data | 480 V CIRCUIT BREACKER | no data | no data |  | CLOSED | OPEN | no data | no data | 4807.0 | 11548 | checked
no data | no |  | lotonodata93 | HVAC#2 PRESSURIZATION POWER SUPPLY | 02-LVD-PPL-1211, BR 18, INSIDE HRSG SWG ENCLOSURE | no data | no data | no data | 208/120VAC CIRCUIT BREAKER | no data | no data |  | CLOSED | OPEN | no data | no data | 4393.0 | 11769 | checked
no data | no |  | lotonodata94 | MCC-121 SECTION HEATER SUPPLY #2 | 02-LVD-PPL-1211, BR 19, INSIDE HRSG SWG ENCLOSURE | no data | no data | no data | 208/120VAC CIRCUIT BREAKER | no data | no data |  | CLOSED | OPEN | no data | no data | 4394.0 | 11770 | checked
no data | no |  | lotonodata79 | EXTERIOR GFCI RECEPTACLES | 02-LVD-PPL-1211, BR 2, INSIDE HRSG SWG ENCLOSURE | no data | no data | no data | 208/120VAC CIRCUIT BREAKER | no data | no data |  | CLOSED | OPEN | no data | no data | 4377.0 | 11754 | checked
no data | no |  | lotonodata95 | HVAC#4 PRESSURIZATION POWER SUPPLY | 02-LVD-PPL-1211, BR 20, INSIDE HRSG SWG ENCLOSURE | no data | no data | no data | 208/120VAC CIRCUIT BREAKER | no data | no data |  | CLOSED | OPEN | no data | no data | 4395.0 | 11771 | checked
no data | no |  | lotonodata96 | HVAC#1 PRESSURIZATION POWER SUPPLY | 02-LVD-PPL-1211, BR 21, INSIDE HRSG SWG ENCLOSURE | no data | no data | no data | 208/120VAC CIRCUIT BREAKER | no data | no data |  | CLOSED | OPEN | no data | no data | 4396.0 | 11772 | checked
no data | no |  | lotonodata97 | HVAC#6 PRESSURIZATION POWER SUPPLY | 02-LVD-PPL-1211, BR 22, INSIDE HRSG SWG ENCLOSURE | no data | no data | no data | 208/120VAC CIRCUIT BREAKER | no data | no data |  | CLOSED | OPEN | no data | no data | 4397.0 | 11773 | checked
no data | no |  | lotonodata98 | HVAC#3 PRESSURIZATION POWER SUPPLY | 02-LVD-PPL-1211, BR 23, INSIDE HRSG SWG ENCLOSURE | no data | no data | no data | 208/120VAC CIRCUIT BREAKER | no data | no data |  | CLOSED | OPEN | no data | no data | 4398.0 | 11774 | checked
no data | no |  | lotonodata99 | HVAC#5 PRESSURIZATION POWER SUPPLY | 02-LVD-PPL-1211, BR 25, INSIDE HRSG SWG ENCLOSURE | no data | no data | no data | 208/120VAC CIRCUIT BREAKER | no data | no data |  | CLOSED | OPEN | no data | no data | 4399.0 | 11775 | checked
no data | no |  | lotonodata80 | INTERIOR GFCI RECEPTACLES | 02-LVD-PPL-1211, BR 3, INSIDE HRSG SWG ENCLOSURE | no data | no data | no data | 208/120VAC CIRCUIT BREAKER | no data | no data |  | CLOSED | OPEN | no data | no data | 4378.0 | 11756 | checked
Unit 2 | no |  | 02-LTG-CNT-12111 | UNIT 2 PIPE RACK GROUND LEVEL LIGHTS 208VAC | 02-LVD-PPL-1211, BR 30/32, INSIDE HRSG SWG ENCLOSURE | no data | no data | no data | 208/120VAC CIRCUIT BREAKER | no data | no data |  | CLOSED | OPEN | no data | no data | 4400.0 | 7175 | checked
Unit 2 | no |  | 02-LTG-CNT-12111 | UNIT 2 PIPE RACK GROUND LEVEL LIGHTS 208VAC | 02-LVD-PPL-1211, BR 31/33, INSIDE HRSG SWG ENCLOSURE | no data | no data | no data | 208/120VAC CIRCUIT BREAKER | no data | no data |  | CLOSED | OPEN | no data | no data | 4401.0 | 7176 | checked
Unit 2 | no |  | 02-LTG-CNT-12111 | UNIT 2 ACHE & COMPR. AREA GRND LVL LTS 208VAC | 02-LVD-PPL-1211, BR 34/36, INSIDE HRSG SWG ENCLOSURE | no data | no data | no data | 208/120VAC CIRCUIT BREAKER | no data | no data |  | CLOSED | OPEN | no data | no data | 4402.0 | 7177 | checked
Unit 2 | no |  | 02-LTG-CNT-12111 | UNIT 2 HRSG AREA GROUND LEVEL LIGHTS 208VAC | 02-LVD-PPL-1211, BR 35/37, INSIDE HRSG SWG ENCLOSURE | no data | no data | no data | 208/120VAC CIRCUIT BREAKER | no data | no data |  | CLOSED | OPEN | no data | no data | 4403.0 | 7178 | checked
Unit 2 | no |  | 02-LTG-CNT-12111 | AUX BOILER BLDG. EXT.& STACK LIGHTS & 208VAC | 02-LVD-PPL-1211, BR 38/40, INSIDE HRSG SWG ENCLOSURE | no data | no data | no data | 208/120VAC CIRCUIT BREAKER | no data | no data |  | CLOSED | OPEN | no data | no data | 4404.0 | 7174 | checked
Unit 2 | no |  | 02-LTG-CNT-12111 | EXTERIOR LIGHTS HRSG ENCLOSURE 120VAC | 02-LVD-PPL-1211, BR 4, INSIDE HRSG SWG ENCLOSURE | no data | no data | no data | 208/120VAC CIRCUIT BREAKER | no data | no data |  | CLOSED | OPEN | no data | no data | 4379.0 | 7179 | checked
no data | no |  | lotonodata81 | MCC-121 SECTION HEATER SUPPLY #1 | 02-LVD-PPL-1211, BR 5, INSIDE HRSG SWG ENCLOSURE | no data | no data | no data | 208/120VAC CIRCUIT BREAKER | no data | no data |  | CLOSED | OPEN | no data | no data | 4380.0 | 11757 | checked
Unit 1 | PRINTING | HRSG/LP | 01-MOV-HLS907 | LP ECON VENT MAIN PWR FEED | 01-LVB-PPL-1112, BR 13/15/17, OUTSIDE HRSG SWG ENCLOSURE | HRSG/ECON LP/01-MOV-HLS907 | no data | no data | 480 V CIRCUIT BREACKER | no data | no data |  | CLOSED | OPEN | no data | no data | 4009.0 | 3357 | checked
Unit 1 | PRINTING | HRSG/LP | 01-MOV-HLS908 | LP IBD MOV MAIN PWR FEED | 01-LVB-PPL-1112, BR 37/39/41, OUTSIDE HRSG SWG ENCLOSURE | HRSG/DRUM LP/BLOWDOWN | no data | no data | 480 V CIRCUIT BREACKER | no data | no data |  | CLOSED | OPEN | no data | no data | 4017.0 | 3359 | checked
Unit 1 | PRINTING | HRSG/LP | 01-MOV-HLS931 | LP ECON INLET MOV MAIN PWR FEED | 01-LVB-PPL-1112, BR 8/10/12, OUTSIDE HRSG SWG ENCLOSURE | HRSG/ECON LP/01-MOV-HLS931 | no data | no data | 480 V CIRCUIT BREACKER | no data | no data |  | CLOSED | OPEN | no data | no data | 4008.0 | 3361 | checked
Unit 2 | no |  | 02-LTG-CNT-12111 | LIGHTING CONTACTOR 1 120VAC | 02-LVD-PPL-1211, BR 6, INSIDE HRSG SWG ENCLOSURE | no data | no data | no data | 208/120VAC CIRCUIT BREAKER | no data | no data |  | CLOSED | OPEN | no data | no data | 4381.0 | 7180 | checked
no data | no |  | lotonodata82 | MCC-221 SECTION HEATER SUPPLY #1 | 02-LVD-PPL-1211, BR 7, INSIDE HRSG SWG ENCLOSURE | no data | no data | no data | 208/120VAC CIRCUIT BREAKER | no data | no data |  | CLOSED | OPEN | no data | no data | 4382.0 | 11758 | checked
Unit 1 | PRINTING | HRSG/LP | 01-MOV-HLS944 | LP SPARGING STEAM SHUTOFF VALVE | 01-LVB-PPL-1112, BR 32/34/36, OUTSIDE HRSG SWG ENCLOSURE | HRSG/SPARGING LP/STEAM HEADER AUX/01-MOV-HLS944 | no data | no data | 480 V CIRCUIT BREACKER | no data | no data |  | CLOSED | OPEN | no data | no data | 4016.0 | 3364 | checked
no data | no |  | lotonodata83 | NSBD - 12 SPACE HEATER SUPPLY | 02-LVD-PPL-1211, BR 8, INSIDE HRSG SWG ENCLOSURE | no data | no data | no data | 208/120VAC CIRCUIT BREAKER | no data | no data |  | CLOSED | OPEN | no data | no data | 4383.0 | 11759 | checked
no data | no |  | lotonodata84 | LV SWGR - 12/22 SECTION HEATER SUPPLY | 02-LVD-PPL-1211, BR 9, INSIDE HRSG SWG ENCLOSURE | no data | no data | no data | 208/120VAC CIRCUIT BREAKER | no data | no data |  | CLOSED | OPEN | no data | no data | 4384.0 | 11760 | checked
no data | no |  | MV ENC HTR #5 | 10 TON HVAC UNIT - MAIN ROOM HVAC #5 | 01-LVB-SWB-171, BR 8, MVB | no data | no data | no data | 480 V CIRCUIT BREACKER | no data | no data |  | CLOSED | OPEN | no data | no data | 5215.0 | 11589 | checked
no data | no |  | MV ENC HTR #7 | 10 TON HVAC UNIT - MAIN ROOM HVAC #7 | 01-LVB-SWB-171, BR 9, MVB | no data | no data | no data | 480 V CIRCUIT BREACKER | no data | no data |  | CLOSED | OPEN | no data | no data | 5222.0 | 11592 | checked
no data | no |  | MV ENC HTR #9 | 10 TON HVAC UNIT - MAIN ROOM HVAC #9 | 01-LVB-SWB-171, BR 11, MVB | no data | no data | no data | 480 V CIRCUIT BREACKER | no data | no data |  | CLOSED | OPEN | no data | no data | 5225.0 | 11593 | checked
no data | no |  | MV ENC HTR #1 | 10KW ROOM HEATER #1 | 01-LVB-SWB-171, BR 47, MVB | no data | no data | no data | 480 V CIRCUIT BREACKER | no data | no data |  | CLOSED | OPEN | no data | no data | 5232.0 | 11594 | checked
no data | no |  | MV ENC HTR #2 | 10KW ROOM HEATER #2 | 01-LVB-SWB-171, BR 48, MVB | no data | no data | no data | 480 V CIRCUIT BREACKER | no data | no data |  | CLOSED | OPEN | no data | no data | 5242.0 | 11600 | checked
no data | no |  | MV ENC HTR #3 | 10KW ROOM HEATER #3 | 01-LVB-SWB-171, BR 49, MVB | no data | no data | no data | 480 V CIRCUIT BREACKER | no data | no data |  | CLOSED | OPEN | no data | no data | 5233.0 | 11597 | checked
no data | no |  | BR ENC HTR #1 | 5 TON HVAC - BATTERY ROOM UNIT #1 | 01-LVB-SWB-171, BR 51, MVB | no data | no data | no data | 480 V CIRCUIT BREACKER | no data | no data |  | CLOSED | OPEN | no data | no data | 5234.0 | 11598 | checked
no data | no |  | BR ENC HTR #3 | 5 TON HVAC - BATTERY ROOM UNIT #3 | 01-LVB-SWB-171, BR 52, MVB | no data | no data | no data | 480 V CIRCUIT BREACKER | no data | no data |  | CLOSED | OPEN | no data | no data | 5243.0 | 11601 | checked
BOP | no |  | 00-LVB-RCP-03 | AQUEOUS AMMONIA TNK AREA WELDING RECEPT | 01-LVB-SWB-171, BR 35, MVB | no data | no data | no data | 480 V CIRCUIT BREACKER | no data | no data |  | CLOSED | OPEN | no data | no data | 5229.0 | 449 | checked
BOP | no | EDG | 00-DSL-DSW-01 | EDG AUX POWER XFMR 45KVA | 01-LVB-SWB-171, BR 22, MVB | no data | no data | no data | 480 V CIRCUIT BREACKER | no data | no data |  | CLOSED | OPEN | no data | no data | 5219.0 | 77 | checked
BOP | no | GT/BLADE WASH | 00SDD01GH001 | GT CMP BLADE WASHING DEVICE CTRL PNL MAIN | 01-LVB-SWB-171, BR 43, MVB | no data | no data | no data | 480 V CIRCUIT BREACKER | no data | no data |  | CLOSED | OPEN | no data | no data | 5231.0 | 694 | checked
BOP | no | INA | 00-INA-CPL-03A | INA AIR COOLER A MAIN POWER FEED | 01-LVB-SWB-171, BR 44, MVB | no data | no data | no data | 480 V CIRCUIT BREACKER | no data | no data |  | CLOSED | OPEN | no data | no data | 5241.0 | 444 | checked
BOP | no | INA | 00-INA-CPL-03B | INA AIR COOLER B MAIN POWER FEED | 01-LVB-SWB-171, BR 42, MVB | no data | no data | no data | 480 V CIRCUIT BREACKER | no data | no data |  | CLOSED | OPEN | no data | no data | 5240.0 | 445 | checked
Unit 1 | no |  | 01-LVB-XFR-1712 | MV PDC XFMR 1 480-120/208VAC | 01-LVB-SWB-171, BR 17, MVB | no data | no data | no data | 480 V CIRCUIT BREACKER | no data | no data |  | CLOSED | OPEN | no data | no data | 5223.0 | 2729 | checked
BOP | no |  | 00-SAT-CPL-11 | SAT 11 CTRL PNL 480 VAC PWR MAIN 1 | 01-LVB-SWB-171, BR 56, MVB | no data | no data | no data | 480 V CIRCUIT BREACKER | no data | no data |  | CLOSED | OPEN | no data | no data | 5245.0 | 670 | checked
BOP | no |  | 00-SAT-CPL-21 | SAT 21 CTRL PNL 480 VAC PWR MAIN 2 | 01-LVB-SWB-171, BR 54, MVB | no data | no data | no data | 480 V CIRCUIT BREACKER | no data | no data |  | CLOSED | OPEN | no data | no data | 5244.0 | 673 | checked
Unit 1 | no |  | 01-LVB-PPL-1711 | SWYD PPL 1 480VAC MAIN | 01-LVB-SWB-171, BR 3, MVB | no data | no data | no data | 480 V CIRCUIT BREACKER | no data | no data |  | CLOSED | OPEN | no data | no data | 5212.0 | 2705 | checked
BOP | no |  | 00-UAT-CPL-01 | UAT 1 CTRL PNL 480 VAC PWR MAIN 1 | 01-LVB-SWB-171, BR 55, MVB | no data | no data | no data | 480 V CIRCUIT BREACKER | no data | no data |  | CLOSED | OPEN | no data | no data | 5236.0 | 719 | checked
BOP | no |  | 00-UAT-CPL-02 | UAT 2 CTRL PNL 480 VAC PWR MAIN 2 | 01-LVB-SWB-171, BR 53, MVB | no data | no data | no data | 480 V CIRCUIT BREACKER | no data | no data |  | CLOSED | OPEN | no data | no data | 5235.0 | 722 | checked
Unit 1 | no |  | 01-LVE-CHG-01A | UNIT 1 125VDC BATTERY CHARGER A (MVB) | 01-LVB-SWB-171, BR 14, MVB | no data | no data | no data | 480 V CIRCUIT BREACKER | no data | no data |  | CLOSED | OPEN | no data | no data | 5218.0 | 2737 | checked
Unit 1 | no |  | 01-GEN-CPL-01 | UNIT 1 GCB CPL MAIN 480 VAC | 01-LVB-SWB-171, BR 57, MVB | no data | no data | no data | 480 V CIRCUIT BREACKER | no data | no data |  | CLOSED | OPEN | no data | no data | 5237.0 | 2530 | checked
Unit 1 | no |  | 01MKC01GP101 | UNIT 1 GEN EXCIT PKG AUX PWR SPLY 480 VAC | 01-LVB-SWB-171, BR 25, MVB | no data | no data | no data | 480 V CIRCUIT BREACKER | no data | no data |  | CLOSED | OPEN | no data | no data | 5226.0 | 3212 | checked
Unit 1 | no |  | 01-GSU-CPL-01 | UNIT 1 GSU CTRL PNL 480 VAC PWR MAIN 1 | 01-LVB-SWB-171, BR 6, MVB | no data | no data | no data | 480 V CIRCUIT BREACKER | no data | no data |  | CLOSED | OPEN | no data | no data | 5214.0 | 2533 | checked
Unit 1 | no |  | 01MKE01GP101 | UNIT 1 GT SFC PKG AUX PWR SPLY 480 VAC | 01-LVB-SWB-171, BR 37, MVB | no data | no data | no data | 480 V CIRCUIT BREACKER | no data | no data |  | CLOSED | OPEN | no data | no data | 5230.0 | 3218 | checked
Unit 1 | no |  | 01-LVB-RCP-01 | UNIT 1 TURBINE BLDG WELDING RECEPT | 01-LVB-SWB-171, BR 33, MVB | no data | no data | no data | 480 V CIRCUIT BREACKER | no data | no data |  | CLOSED | OPEN | no data | no data | 5228.0 | 2710 | checked
Unit 1 | no |  | 01-LVB-RCP-03 | UNIT 1 UAT AREA WELDING RECEPT | 01-LVB-SWB-171, BR 31, MVB | no data | no data | no data | 480 V CIRCUIT BREACKER | no data | no data |  | CLOSED | OPEN | no data | no data | 5227.0 | 2712 | checked
BOP | no | UPS | 00-LVF-XFR-01 | UPS BYPASS TRANSFORMER | 01-LVB-SWB-171, BR 2, MVB | no data | no data | no data | 480 V CIRCUIT BREACKER | no data | no data |  | CLOSED | OPEN | no data | no data | 5220.0 | 450 | checked
Unit 2 | no |  | 02-LVE-CHG-01B | UNIT 2 125VDC BATTERY CHARGER B | 01-LVB-SWB-171, BR 15, MVB | no data | no data | no data | 480 V CIRCUIT BREACKER | no data | no data |  | CLOSED | OPEN | no data | no data | 5224.0 | 7276 | checked
Unit 2 | no |  | 02-GSU-CPL-01 | UNIT 2 GSU CTRL PNL 480 VAC PWR MAIN 2 | 01-LVB-SWB-171, BR 7, MVB | no data | no data | no data | 480 V CIRCUIT BREACKER | no data | no data |  | CLOSED | OPEN | no data | no data | 5221.0 | 7018 | checked
Unit 1 | no | UPS | 01-LVF-UPS-01 | UPS SYSTEM UNIT 01 | 01-LVB-SWB-171, BR 4, MVB | no data | no data | no data | 480 V CIRCUIT BREACKER | no data | no data |  | CLOSED | OPEN | no data | no data | 5213.0 | 2769 | checked
Unit 1 | no |  | 01-LVB-DSW-1713 | WAREHOUSE BUILDING LOAD BKR | 01-LVB-SWB-171, BR 26, MVB | no data | no data | no data | 480 V CIRCUIT BREACKER | no data | no data |  | CLOSED | OPEN | no data | no data | 5239.0 | 2692 | checked
no data | no |  | MV ENC WLD RCP | WELDING RECEPTACLE #1 | 01-LVB-SWB-171, BR 10, MVB | no data | no data | no data | 480 V CIRCUIT BREACKER | no data | no data |  | CLOSED | OPEN | no data | no data | 5216.0 | 11590 | checked
no data | no |  | lotonodata196 | WELDING RECEPTACLE #2 | 01-LVB-SWB-171, BR 12, MVB | no data | no data | no data | 480 V CIRCUIT BREACKER | no data | no data |  | CLOSED | OPEN | no data | no data | 5217.0 | 11591 | checked
|  |  | 00-YV-INA010 | INST AIR PULS AIR RCVR 02 SOL PWR 120VAC | 02-LVD-PPL-2211, BR 1, OUTSIDE HRSG SWG ENCLOSURE | [12 empty] | 2140 | checked
Unit 2 | no |  | 02-MVA-XFR-22 | MVA XFR HRSG 2 B - SUS HEATERS | 02-LVD-PPL-2211, BR 10, OUTSIDE HRSG SWG ENCLOSURE | no data | no data | no data | 208/120VAC CIRCUIT BREAKER | no data | no data |  | CLOSED | OPEN | no data | no data | 4501.0 | 8101 | checked
BOP | no | FIRE PROTECTION | 00-FPS-PNL-12 | FIRE WTR PMP BLD LOCAL FIRE ALM CPL NODE #4 | 02-LVD-PPL-2211, BR 11, OUTSIDE HRSG SWG ENCLOSURE | no data | no data | no data | 208/120VAC CIRCUIT BREAKER | no data | no data |  | CLOSED | OPEN | no data | no data | 4502.0 | 297 | checked
Unit 2 | no |  | 02-CTP-CPL-01 | UNIT 2 OIL/WATER SEPARATOR | 02-LVD-PPL-2211, BR 16, OUTSIDE HRSG SWG ENCLOSURE | no data | no data | no data | 208/120VAC CIRCUIT BREAKER | no data | no data |  | CLOSED | OPEN | no data | no data | 4503.0 | 6981 | checked
Unit 2 | no |  | 02-BUR-CPL-01 | UNIT 2 DUCT BURNER CONTROL PANEL MAIN POWER | 02-LVD-PPL-2211, BR 18, OUTSIDE HRSG SWG ENCLOSURE | no data | no data | no data | 208/120VAC CIRCUIT BREAKER | no data | no data |  | CLOSED | OPEN | no data | no data | 4504.0 | 6934 | checked
Unit 2 | no |  | 02-0401-R1 | CONVENIENCE RECPTS UNIT 2 HRSG GROUND LEVEL | 02-LVD-PPL-2211, BR 2, OUTSIDE HRSG SWG ENCLOSURE | no data | no data | no data | 208/120VAC CIRCUIT BREAKER | no data | no data |  | CLOSED | OPEN | no data | no data | 4495.0 | 6633 | checked
BOP | no | EYE WASH | 00-PWS-JBX-03 | AQA TNK AREA EAST SAFETY SHWR 120 VAC MAIN | 02-LVD-PPL-2211, BR 20, OUTSIDE HRSG SWG ENCLOSURE | no data | no data | no data | 208/120VAC CIRCUIT BREAKER | no data | no data |  | CLOSED | OPEN | no data | no data | 4505.0 | 662 | checked
Unit 2 | no |  | 02-MVA-XFR-12 | MVA XFR HRSG 2 A - SUS HEATERS | 02-LVD-PPL-2211, BR 21, OUTSIDE HRSG SWG ENCLOSURE | no data | no data | no data | 208/120VAC CIRCUIT BREAKER | no data | no data |  | CLOSED | OPEN | no data | no data | 4506.0 | 8097 | checked
BOP | no | EYE WASH | 00-PWS-JBX-02 | AQA TNK AREA WEST SAFETY SHWR 120 VAC MAIN | 02-LVD-PPL-2211, BR 22, OUTSIDE HRSG SWG ENCLOSURE | no data | no data | no data | 208/120VAC CIRCUIT BREAKER | no data | no data |  | CLOSED | OPEN | no data | no data | 4507.0 | 661 | checked
Unit 2 |  |  |  | SPARE | 02-LVD-PPL-2211, BR 23, OUTSIDE HRSG SWG ENCLOSURE | no data | no data | no data | 208/120VAC CIRCUIT BREAKER | no data | no data |  | CLOSED | OPEN | no data | no data | 4508.0 | 6890 | checked
BOP | no |  | 00-PWS-JBX-01 | UNIT 2 SCR SKID SAFETY SHWR 120 VAC MAIN | 02-LVD-PPL-2211, BR 24, OUTSIDE HRSG SWG ENCLOSURE | no data | no data | no data | 208/120VAC CIRCUIT BREAKER | no data | no data |  | CLOSED | OPEN | no data | no data | 4509.0 | 660 | checked
Unit 2 |  |  |  | SPARE | 02-LVD-PPL-2211, BR 25, OUTSIDE HRSG SWG ENCLOSURE | no data | no data | no data | 208/120VAC CIRCUIT BREAKER | no data | no data |  | CLOSED | OPEN | no data | no data | 4510.0 | 6891 | checked
Unit 2 | no |  | 02-0101-R1 | CONV. RECPTS UNIT 2 PIPE RACK GROUND LEVEL | 02-LVD-PPL-2211, BR 27, OUTSIDE HRSG SWG ENCLOSURE | no data | no data | no data | 208/120VAC CIRCUIT BREAKER | no data | no data |  | CLOSED | OPEN | no data | no data | 4511.0 | 6629 | checked
Unit 2 | no |  | 02-1201-R1 | CONVENIENCE RECPT AT UNIT 2 ACHE 120VAC | 02-LVD-PPL-2211, BR 28, OUTSIDE HRSG SWG ENCLOSURE | no data | no data | no data | 208/120VAC CIRCUIT BREAKER | no data | no data |  | CLOSED | OPEN | no data | no data | 4512.0 | 6641 | checked
Unit 1 | no | ACC/ACC FANS | 01-ACC-HTR-01A | UNIT 1 ACC FAN GRBX OIL HTR 01A | 01-LVD-PPL-2311, BR 13, OUTSIDE OF ACC MCC ENCLOSURE | no data | no data | no data | 208/120VAC CIRCUIT BREAKER | no data | no data |  | CLOSED | OPEN | no data | no data | 5783.0 | 2184 | checked
Unit 1 | no | ACC/ACC FANS | 01-ACC-HTR-01B | UNIT 1 ACC FAN GRBX OIL HTR 01B | 01-LVD-PPL-2311, BR 15, OUTSIDE OF ACC MCC ENCLOSURE | no data | no data | no data | 208/120VAC CIRCUIT BREAKER | no data | no data |  | CLOSED | OPEN | no data | no data | 5784.0 | 2185 | checked
Unit 1 | no | ACC/ACC FANS | 01-ACC-HTR-01C | UNIT 1 ACC FAN GRBX OIL HTR 01C | 01-LVD-PPL-2311, BR 17, OUTSIDE OF ACC MCC ENCLOSURE | no data | no data | no data | 208/120VAC CIRCUIT BREAKER | no data | no data |  | CLOSED | OPEN | no data | no data | 5757.0 | 2186 | checked
Unit 1 | no | ACC/ACC FANS | 01-ACC-HTR-01D | UNIT 1 ACC FAN GRBX OIL HTR 01D | 01-LVD-PPL-2311, BR 19, OUTSIDE OF ACC MCC ENCLOSURE | no data | no data | no data | 208/120VAC CIRCUIT BREAKER | no data | no data |  | CLOSED | OPEN | no data | no data | 5753.0 | 2187 | checked
Unit 1 | no | ACC/ACC FANS | 01-ACC-HTR-01E | UNIT 1 ACC FAN GRBX OIL HTR 01E | 01-LVD-PPL-2311, BR 21, OUTSIDE OF ACC MCC ENCLOSURE | no data | no data | no data | 208/120VAC CIRCUIT BREAKER | no data | no data |  | CLOSED | OPEN | no data | no data | 5761.0 | 2188 | checked
Unit 1 | no | ACC/ACC FANS | 01-ACC-HTR-01F | UNIT 1 ACC FAN GRBX OIL HTR 01F | 01-LVD-PPL-2311, BR 23, OUTSIDE OF ACC MCC ENCLOSURE | no data | no data | no data | 208/120VAC CIRCUIT BREAKER | no data | no data |  | CLOSED | OPEN | no data | no data | 5785.0 | 2189 | checked
Unit 1 | no | ACC/ACC FANS | 01-ACC-HTR-02A | UNIT 1 ACC FAN GRBX OIL HTR 02A | 01-LVD-PPL-2311, BR 25, OUTSIDE OF ACC MCC ENCLOSURE | no data | no data | no data | 208/120VAC CIRCUIT BREAKER | no data | no data |  | CLOSED | OPEN | no data | no data | 5786.0 | 2190 | checked
Unit 1 | no | ACC/ACC FANS | 01-ACC-HTR-02B | UNIT 1 ACC FAN GRBX OIL HTR 02B | 01-LVD-PPL-2311, BR 27, OUTSIDE OF ACC MCC ENCLOSURE | no data | no data | no data | 208/120VAC CIRCUIT BREAKER | no data | no data |  | CLOSED | OPEN | no data | no data | 5787.0 | 2191 | checked
Unit 1 | no | ACC/ACC FANS | 01-ACC-HTR-02C | UNIT 1 ACC FAN GRBX OIL HTR 02C | 01-LVD-PPL-2311, BR 29, OUTSIDE OF ACC MCC ENCLOSURE | no data | no data | no data | 208/120VAC CIRCUIT BREAKER | no data | no data |  | CLOSED | OPEN | no data | no data | 5758.0 | 2192 | checked
Unit 1 | no | ACC/ACC FANS | 01-ACC-HTR-02D | UNIT 1 ACC FAN GRBX OIL HTR 02D | 01-LVD-PPL-2311, BR 12, OUTSIDE OF ACC MCC ENCLOSURE | no data | no data | no data | 208/120VAC CIRCUIT BREAKER | no data | no data |  | CLOSED | OPEN | no data | no data | 5754.0 | 2193 | checked
Unit 1 | no | ACC/ACC FANS | 01-ACC-HTR-02E | UNIT 1 ACC FAN GRBX OIL HTR 02E | 01-LVD-PPL-2311, BR 14, OUTSIDE OF ACC MCC ENCLOSURE | no data | no data | no data | 208/120VAC CIRCUIT BREAKER | no data | no data |  | CLOSED | OPEN | no data | no data | 5762.0 | 2194 | checked
Unit 1 | no | ACC/ACC FANS | 01-ACC-HTR-02F | UNIT 1 ACC FAN GRBX OIL HTR 02F | 01-LVD-PPL-2311, BR 16, OUTSIDE OF ACC MCC ENCLOSURE | no data | no data | no data | 208/120VAC CIRCUIT BREAKER | no data | no data |  | CLOSED | OPEN | no data | no data | 5788.0 | 2195 | checked
Unit 1 | no | ACC/ACC FANS | 01-ACC-HTR-03A | UNIT 1 ACC FAN GRBX OIL HTR 03A | 01-LVD-PPL-2311, BR 18, OUTSIDE OF ACC MCC ENCLOSURE | no data | no data | no data | 208/120VAC CIRCUIT BREAKER | no data | no data |  | CLOSED | OPEN | no data | no data | 5789.0 | 2196 | checked
Unit 1 | no | ACC/ACC FANS | 01-ACC-HTR-03B | UNIT 1 ACC FAN GRBX OIL HTR 03B | 01-LVD-PPL-2311, BR 20, OUTSIDE OF ACC MCC ENCLOSURE | no data | no data | no data | 208/120VAC CIRCUIT BREAKER | no data | no data |  | CLOSED | OPEN | no data | no data | 5790.0 | 2197 | checked
Unit 1 | no | ACC/ACC FANS | 01-ACC-HTR-03C | UNIT 1 ACC FAN GRBX OIL HTR 03C | 01-LVD-PPL-2311, BR 22, OUTSIDE OF ACC MCC ENCLOSURE | no data | no data | no data | 208/120VAC CIRCUIT BREAKER | no data | no data |  | CLOSED | OPEN | no data | no data | 5759.0 | 2198 | checked
Unit 1 | no | ACC/ACC FANS | 01-ACC-HTR-03D | UNIT 1 ACC FAN GRBX OIL HTR 03D | 01-LVD-PPL-2311, BR 24, OUTSIDE OF ACC MCC ENCLOSURE | no data | no data | no data | 208/120VAC CIRCUIT BREAKER | no data | no data |  | CLOSED | OPEN | no data | no data | 5755.0 | 2199 | checked
Unit 1 | no | ACC/ACC FANS | 01-ACC-HTR-03E | UNIT 1 ACC FAN GRBX OIL HTR 03E | 01-LVD-PPL-2311, BR 26, OUTSIDE OF ACC MCC ENCLOSURE | no data | no data | no data | 208/120VAC CIRCUIT BREAKER | no data | no data |  | CLOSED | OPEN | no data | no data | 5763.0 | 2200 | checked
Unit 1 | no | ACC/ACC FANS | 01-ACC-HTR-03F | UNIT 1 ACC FAN GRBX OIL HTR 03F | 01-LVD-PPL-2311, BR 28, OUTSIDE OF ACC MCC ENCLOSURE | no data | no data | no data | 208/120VAC CIRCUIT BREAKER | no data | no data |  | CLOSED | OPEN | no data | no data | 5791.0 | 2201 | checked
Unit 1 | no | ACC/ACC FANS | 01-ACC-HTR-04A | UNIT 1 ACC FAN GRBX OIL HTR 04A | 01-LVD-PPL-2311, BR 30, OUTSIDE OF ACC MCC ENCLOSURE | no data | no data | no data | 208/120VAC CIRCUIT BREAKER | no data | no data |  | CLOSED | OPEN | no data | no data | 5792.0 | 2202 | checked
Unit 2 | no |  | 02-MOV-HHS941 | HRSG 2 HP FW MOV SHUTOFF VLV MAIN PWR FEED | 02-LVB-PPL-1213, BR 13/15/17, OUTSIDE HRSG SWG ENCLOSURE | no data | no data | no data | 480 V CIRCUIT BREACKER | no data | no data |  | CLOSED | OPEN | no data | no data | 4343.0 | 7844 | checked
BOP | no |  | 00-0920-R1 | CONVENIENCE RECPT AT FIRE PUMP ENCLOSURE | 02-LVD-PPL-2211, BR 29, OUTSIDE HRSG SWG ENCLOSURE | no data | no data | no data | 208/120VAC CIRCUIT BREAKER | no data | no data |  | CLOSED | OPEN | no data | no data | 4513.0 | 4 | checked
Unit 2 | no |  | 02-0201-R1 | CONVENIENCE RECPT UNIT 2 PIPE RACK | 02-LVD-PPL-2211, BR 3, OUTSIDE HRSG SWG ENCLOSURE | no data | no data | no data | 208/120VAC CIRCUIT BREAKER | no data | no data |  | CLOSED | OPEN | no data | no data | 4496.0 | 6630 | checked
Unit 2 | no |  | 02-LTG-CNT-2211 | PIPE RACK PLATFORMS 208VAC | 02-LVD-PPL-2211, BR 30/32, OUTSIDE HRSG SWG ENCLOSURE | no data | no data | no data | 208/120VAC CIRCUIT BREAKER | no data | no data |  | CLOSED | OPEN | no data | no data | 4514.0 | 7198 | checked
Unit 2 |  |  | 02-MOV-HIS918 | HRSG 2 IP SH MOV DRN VLV MAIN PWR FEED | 02-LVB-PPL-1213, BR 14/16/18, OUTSIDE HRSG SWG ENCLOSURE | no data | no data | no data | 480 V CIRCUIT BREACKER | no data | no data |  | CLOSED | OPEN | no data | no data | 4344.0 | 7875 | checked
Unit 2 | no |  | 02-BFW-HTR-02A | HRSG 2 BFW LOL HTR A 480VAC | 02-LVB-PPL-22131, BR 8/10/12, OUTSIDE HRSG SWG ENCLOSURE | no data | no data | no data | 480 V CIRCUIT BREACKER | no data | no data |  | CLOSED | OPEN | no data | no data | 4571.0 | 6888 | checked
Unit 2 | no |  | 02-BFW-HTR-02B | HRSG 2 BFW LOL HTR B 480VAC | 02-LVB-PPL-22131, BR 38/40/42, OUTSIDE HRSG SWG ENCLOSURE | no data | no data | no data | 480 V CIRCUIT BREACKER | no data | no data |  | CLOSED | OPEN | no data | no data | 4581.0 | 6889 | checked
Unit 2 | no |  | 02-LTG-CNT-2211 | PIPE RACK PLATFORMS 208VAC | 02-LVD-PPL-2211, BR 31/33, OUTSIDE HRSG SWG ENCLOSURE | no data | no data | no data | 208/120VAC CIRCUIT BREAKER | no data | no data |  | CLOSED | OPEN | no data | no data | 4515.0 | 7199 | checked
Unit 2 | no |  | 02-MOV-AXS321 | UNIT 2 AUXBLR TO STM SEP INLET BLK VLV | 02-LVB-PPL-1214, BR 26/28/30, OUTSIDE HRSG SWG ENCLOSURE | no data | no data | no data | 480 V CIRCUIT BREACKER | no data | no data |  | CLOSED | OPEN | no data | no data | 4359.0 | 7779 | checked
Unit 2 | no |  | 02-MOV-AXS322 | UNIT 2 AUXBLR TO STM SEP INLET BYP VLV | 02-LVB-PPL-1214, BR 25/27/29, OUTSIDE HRSG SWG ENCLOSURE | no data | no data | no data | 480 V CIRCUIT BREACKER | no data | no data |  | CLOSED | OPEN | no data | no data | 4358.0 | 7780 | checked
Unit 2 | no |  | 02-MOV-BFW139 | UNIT 2 BFW PMP 01A IP DISCH VLV PWR 480VAC | 02-LVB-PPL-1214, BR 13/15/17, OUTSIDE HRSG SWG ENCLOSURE | no data | no data | BFP A IP DISCHARGE ISOLATION MOV | no data | BFW | PD-060B |  | CLOSED | OPEN | Water | 6" | 4354.0 | 7786 | checked
Unit 2 | no |  | 02-MOV-BFW140 | UNIT 2 BFW PMP 01A IP DISCH BYP VLV PWR 480VAC | 02-LVB-PPL-1214, BR 14/16/18, OUTSIDE HRSG SWG ENCLOSURE | no data | no data | no data | 480 V CIRCUIT BREACKER | no data | no data |  | CLOSED | OPEN | no data | no data | 4355.0 | 7787 | checked
Unit 2 | no |  | 02-MOV-BFW145 | UNIT 2 BFW PMP 01A HP DISCH VLV PWR 480VAC | 02-LVB-PPL-1214, BR 1/3/5, OUTSIDE HRSG SWG ENCLOSURE | no data | no data | BFP A HP DISCHARGE ISOLATION MOV | no data | BFW | PD-061B |  | CLOSED | OPEN | Water | 10" | 4350.0 | 7788 | checked
Unit 2 | no |  | 02-MOV-BFW146 | UNIT 2 BFW PMP 01A HP DISCH BYP VLV PWR 480VAC | 02-LVB-PPL-1214, BR 2/4/6, OUTSIDE HRSG SWG ENCLOSURE | no data | no data | no data | 480 V CIRCUIT BREACKER | no data | no data |  | CLOSED | OPEN | no data | no data | 4351.0 | 7789 | checked
Unit 2 | no |  | 02-MOV-BFW179 | UNIT 2 BFW PMP 01B IP DISCH VLV PWR 480VAC | 02-LVB-PPL-1214, BR 19/21/23, OUTSIDE HRSG SWG ENCLOSURE | no data | no data | BFP B IP DISCHARGE ISOLATION MOV | no data | BFW | PD-060B |  | CLOSED | OPEN | Water | 6" | 4356.0 | 7790 | checked
Unit 2 | no |  | 02-MOV-BFW180 | UNIT 2 BFW PMP 01B IP DISCH BYP VLV PWR 480VAC | 02-LVB-PPL-1214, BR 20/22/24, OUTSIDE HRSG SWG ENCLOSURE | no data | no data | no data | 480 V CIRCUIT BREACKER | no data | no data |  | CLOSED | OPEN | no data | no data | 4357.0 | 7791 | checked
BOP | no | RO | 00-DWT-JBX-05 | WTT RO CFD ANTI SCALANT 120VAC | 02-LVD-PPL-12181, BR 8, EAST WALL RO BLDG | no data | no data | no data | 208/120VAC CIRCUIT BREAKER | no data | no data |  | CLOSED | OPEN | no data | no data | 4436.0 | 91 | checked
BOP | no | RO | 00-DWT-JBX-06 | WTT RO CFD SODIUM BISULFITE 120VAC | 02-LVD-PPL-12181, BR 6, EAST WALL RO BLDG | no data | no data | no data | 208/120VAC CIRCUIT BREAKER | no data | no data |  | OPEN | OPEN | no data | no data | 4435.0 | 92 | checked
BOP | no | RO | 00-DWT-JBX-07 | WTT RO CFD CAUSTIC FEED 120VAC | 02-LVD-PPL-12181, BR 9, EAST WALL RO BLDG | no data | no data | no data | 208/120VAC CIRCUIT BREAKER | no data | no data |  | CLOSED | OPEN | no data | no data | 4437.0 | 93 | checked
BOP | no | RO | 00-DWT-JBX-08 | WTT SWS SODIUM HYPOCHLORITE FEED 120VAC | 02-LVD-PPL-12181, BR 10, EAST WALL RO BLDG | no data | no data | no data | 208/120VAC CIRCUIT BREAKER | no data | no data |  | CLOSED | OPEN | no data | no data | 4438.0 | 94 | checked
BOP | no | RO | 00-DWT-PNL-01 | WTT BLDG MAIN CPL 120VAC | 02-LVD-PPL-12181, BR 5, EAST WALL RO BLDG | no data | no data | no data | 208/120VAC CIRCUIT BREAKER | no data | no data |  | CLOSED | OPEN | no data | no data | 4434.0 | 95 | checked
BOP | no | RO | 00-DWT-PNL-10 | WTT BLDG SILICA ANALYZER 120 VAC | 02-LVD-PPL-12181, BR 13, EAST WALL RO BLDG | no data | no data | no data | 208/120VAC CIRCUIT BREAKER | no data | no data |  | CLOSED | OPEN | no data | no data | 4440.0 | 98 | checked
BOP | no | RO | 00-DWT-PNL-10 | WTT BLDG SODIUM ANALYZER 120 VAC | 02-LVD-PPL-12181, BR 15, EAST WALL RO BLDG | no data | no data | no data | 208/120VAC CIRCUIT BREAKER | no data | no data |  | CLOSED | OPEN | no data | no data | 4441.0 | 99 | checked
Unit 2 | no |  | 02-LTG-CNT-12181 | EXTERIOR LIGHTS DEMIN WATER TANK AREA 208VAC | 02-LVD-PPL-12181, BR 31/33, EAST WALL RO BLDG | no data | no data | no data | 208/120VAC CIRCUIT BREAKER | no data | no data |  | CLOSED | OPEN | no data | no data | 4444.0 | 7189 | checked
BOP | no |  | 00-0801-R1 | CONVENIENCE RECPT AT DEMIN WATER TANK | 02-LVD-PPL-12181, BR 30, EAST WALL RO BLDG | no data | no data | no data | 208/120VAC CIRCUIT BREAKER | no data | no data |  | CLOSED | OPEN | no data | no data | 4443.0 | 3 | checked
BOP | no |  | 00-AIT-DWT820 | CHLORINE ANALYZER SYS 120VAC | 02-LVD-PPL-12181, BR 12, EAST WALL RO BLDG | no data | no data | no data | 208/120VAC CIRCUIT BREAKER | no data | no data |  | CLOSED | OPEN | no data | no data | 4439.0 | 7 | checked
Unit 2 | no |  | 02-LTG-CNT-12181 | LIGHTING CONTACTOR COIL 120VAC | 02-LVD-PPL-12181, BR 29, EAST WALL RO BLDG | no data | no data | no data | 208/120VAC CIRCUIT BREAKER | no data | no data |  | CLOSED | OPEN | no data | no data | 4442.0 | 7191 | checked
BOP | no |  | 00-SDR-MPM-02 | SDR SUMP MPM 2 120VAC | 02-LVD-PPL-22141, BR 15, ELECTRICAL ROOM EAST WALL | no data | no data | no data | 208/120VAC CIRCUIT BREAKER | no data | no data |  | CLOSED | OPEN | no data | no data | 4588.0 | 698 | checked
BOP | no |  | 00-VMS-CPL-02 | DCS ADM BLG VMS CAB 02 UTILITY 120VAC | 02-LVD-PPL-22141, BR 16, ELECTRICAL ROOM EAST WALL | no data | no data | no data | 208/120VAC CIRCUIT BREAKER | no data | no data |  | CLOSED | OPEN | no data | no data | 4589.0 | 1897 | checked
no data | no |  | MV ENC HTR #10 | 10 TON HVAC UNIT - MAIN ROOM HVAC #10 | 02-LVB-SWB-271, BR 11, MVB | no data | no data | no data | 480 V CIRCUIT BREACKER | no data | no data |  | CLOSED | OPEN | no data | no data | 5257.0 | 11608 | checked
no data | no |  | MV ENC HTR #6 | 10 TON HVAC UNIT - MAIN ROOM HVAC #6 | 02-LVB-SWB-271, BR 8, MVB | no data | no data | no data | 480 V CIRCUIT BREACKER | no data | no data |  | CLOSED | OPEN | no data | no data | 5249.0 | 11602 | checked
no data | no |  | MV ENC HTR #8 | 10 TON HVAC UNIT - MAIN ROOM HVAC #8 | 02-LVB-SWB-271, BR 9, MVB | no data | no data | no data | 480 V CIRCUIT BREACKER | no data | no data |  | CLOSED | OPEN | no data | no data | 5256.0 | 11606 | checked
no data | no |  | MV ENC HTR #4 | 10KW ROOM HEATER #4 | 02-LVB-SWB-271, BR 47, MVB | no data | no data | no data | 480 V CIRCUIT BREACKER | no data | no data |  | CLOSED | OPEN | no data | no data | 5267.0 | 11609 | checked
no data | no |  | BR ENC HTR #2 | 5 TON HVAC - BATTERY ROOM UNIT #2 | 02-LVB-SWB-271, BR 51, MVB | no data | no data | no data | 480 V CIRCUIT BREACKER | no data | no data |  | CLOSED | OPEN | no data | no data | 5269.0 | 11611 | checked
no data | no |  | BR ENC HTR #4 | 5 TON HVAC - BATTERY ROOM UNIT #4 | 02-LVB-SWB-271, BR 52, MVB | no data | no data | no data | 480 V CIRCUIT BREACKER | no data | no data |  | CLOSED | OPEN | no data | no data | 5277.0 | 11613 | checked
BOP | no | INA | 00-INA-CPL-02B | AIR DRYER B PWR FEED | 02-LVB-SWB-271, BR 30, MVB | no data | no data | no data | 480 V CIRCUIT BREACKER | no data | no data |  | CLOSED | OPEN | no data | no data | 5274.0 | 443 | checked
Unit 2 | no |  | 02-LVB-XFR-2712 | MV PDC XFMR 2 480-120/208VAC | 02-LVB-SWB-271, BR 17, MVB | no data | no data | no data | 480 V CIRCUIT BREACKER | no data | no data |  | CLOSED | OPEN | no data | no data | 5259.0 | 7269 | checked
Unit 2 | no |  | 02-LTG-CNT-2711 | ROADWAY LIGHTS NORTH SECTION 480VAC | 02-LVB-SWB-271, BR 35, MVB | no data | no data | no data | 480 V CIRCUIT BREACKER | no data | no data |  | CLOSED | OPEN | no data | no data | 5263.0 | 7215 | checked
Unit 2 | no |  | 02-LTG-CNT-2711 | ROADWAY LIGHTS SOUTHEAST SECTION 480VAC | 02-LVB-SWB-271, BR 33, MVB | no data | no data | no data | 480 V CIRCUIT BREACKER | no data | no data |  | CLOSED | OPEN | no data | no data | 5262.0 | 7214 | checked
Unit 2 | no |  | 02-LTG-CNT-2711 | ROADWAY LIGHTS SOUTHWEST SECTION 480VAC | 02-LVB-SWB-271, BR 36, MVB | no data | no data | no data | 480 V CIRCUIT BREACKER | no data | no data |  | CLOSED | OPEN | no data | no data | 5275.0 | 7216 | checked
Unit 2 | no |  | 02-LVB-PPL-2711 | SWYD PPL 2 480VAC MAIN | 02-LVB-SWB-271, BR 3, MVB | no data | no data | no data | 480 V CIRCUIT BREACKER | no data | no data |  | CLOSED | OPEN | no data | no data | 5246.0 | 7240 | checked
BOP | no | INA | 00-INA-CPL-02A | INA ADY A PWR FEED | 02-LVB-SWB-271, BR 29, MVB | no data | no data | no data | 480 V CIRCUIT BREACKER | no data | no data |  | CLOSED | OPEN | no data | no data | 5261.0 | 442 | checked
BOP | no |  | 00-SAT-CPL-11 | SAT 11 CTRL PNL 480 VAC PWR MAIN 2 | 02-LVB-SWB-271, BR 54, MVB | no data | no data | no data | 480 V CIRCUIT BREACKER | no data | no data |  | CLOSED | OPEN | no data | no data | 5278.0 | 671 | checked
BOP | no |  | 00-SAT-CPL-21 | SAT 21 CTRL PNL 480 VAC PWR MAIN 1 | 02-LVB-SWB-271, BR 56, MVB | no data | no data | no data | 480 V CIRCUIT BREACKER | no data | no data |  | CLOSED | OPEN | no data | no data | 5279.0 | 674 | checked
BOP | no |  | 00-UAT-CPL-01 | UAT 1 CTRL PNL 480 VAC PWR MAIN 2 | 02-LVB-SWB-271, BR 53, MVB | no data | no data | no data | 480 V CIRCUIT BREACKER | no data | no data |  | CLOSED | OPEN | no data | no data | 5270.0 | 720 | checked
BOP | no |  | 00-UAT-CPL-02 | UAT 2 CTRL PNL 480 VAC PWR MAIN 1 | 02-LVB-SWB-271, BR 55, MVB | no data | no data | no data | 480 V CIRCUIT BREACKER | no data | no data |  | CLOSED | OPEN | no data | no data | 5271.0 | 723 | checked
Unit 1 | no |  | 01-LVE-CHG-01B | UNIT 1 125VDC BATTERY CHARGER B (MVB) | 02-LVB-SWB-271, BR 15, MVB | no data | no data | no data | 480 V CIRCUIT BREACKER | no data | no data |  | CLOSED | OPEN | no data | no data | 5258.0 | 2740 | checked
Unit 1 | no |  | 01-GSU-CPL-01 | UNIT 1 GSU CTRL PNL 480 VAC PWR MAIN 2 | 02-LVB-SWB-271, BR 7, MVB | no data | no data | no data | 480 V CIRCUIT BREACKER | no data | no data |  | CLOSED | OPEN | no data | no data | 5255.0 | 2534 | checked
Unit 2 | no |  | 02-LVE-CHG-01A | UNIT 2 125VDC BATTERY CHARGER A | 02-LVB-SWB-271, BR 16, MVB | no data | no data | no data | 480 V CIRCUIT BREACKER | no data | no data |  | CLOSED | OPEN | no data | no data | 5252.0 | 7273 | checked
Unit 2 | no |  | 02-GEN-CPL-01 | UNIT 2 GCB CPL MAIN 480 VAC | 02-LVB-SWB-271, BR 57, MVB | no data | no data | no data | 480 V CIRCUIT BREACKER | no data | no data |  | CLOSED | OPEN | no data | no data | 5272.0 | 7015 | checked
Unit 2 | no |  | 02-GSU-CPL-01 | UNIT 2 GSU CTRL PNL 480 VAC PWR MAIN 1 | 02-LVB-SWB-271, BR 6, MVB | no data | no data | no data | 480 V CIRCUIT BREACKER | no data | no data |  | CLOSED | OPEN | no data | no data | 5248.0 | 7019 | checked
Unit 2 | no |  | 02MKC01GP101 | UNIT 2 GEN EXCIT PKG AUX PWR SPLY 480 VAC | 02-LVB-SWB-271, BR 25, MVB | no data | no data | no data | 480 V CIRCUIT BREACKER | no data | no data |  | CLOSED | OPEN | no data | no data | 5260.0 | 7740 | checked
Unit 2 | no |  | 02MKE01GP101 | UNIT 2 GT SFC PKG AUX PWR SPLY 480 VAC | 02-LVB-SWB-271, BR 37, MVB | no data | no data | no data | 480 V CIRCUIT BREACKER | no data | no data |  | CLOSED | OPEN | no data | no data | 5264.0 | 7746 | checked
BOP | no | UPS | 00-LVF-XFR-01 | UPS BYPASS TRANSFORMER | 02-LVB-SWB-271, BR 2, MVB | no data | no data | no data | 480 V CIRCUIT BREACKER | no data | no data |  | CLOSED | OPEN | no data | no data | 5254.0 | 452 | checked
Unit 2 | no |  | 02-LVB-RCP-01 | UNIT 2 TURBINE BLDG WELDING RECEPT | 02-LVB-SWB-271, BR 45, MVB | no data | no data | no data | 480 V CIRCUIT BREACKER | no data | no data |  | CLOSED | OPEN | no data | no data | 5266.0 | 7241 | checked
Unit 2 | no |  | 02-LVB-RCP-03 | UNIT 2 UAT AREA WELDING RECEPT | 02-LVB-SWB-271, BR 43, MVB | no data | no data | no data | 480 V CIRCUIT BREACKER | no data | no data |  | CLOSED | OPEN | no data | no data | 5265.0 | 7243 | checked
Unit 2 | no |  | 02-LVF-UPS-01 | UPS SYSTEM UNIT 02 | 02-LVB-SWB-271, BR 4, MVB | no data | no data | no data | 480 V CIRCUIT BREACKER | no data | no data |  | CLOSED | OPEN | no data | no data | 5247.0 | 7303 | checked
Unit 2 | no |  | 02-LVB-DSW-2713 | WAREHOUSE BUILDING LOAD BKR | 02-LVB-SWB-271, BR 26, MVB | no data | no data | no data | 480 V CIRCUIT BREACKER | no data | no data |  | CLOSED | OPEN | no data | no data | 5273.0 | 7217 | checked
Unit 2 | no |  | 02-LVF-PPL-013-28 | ADMN BLDG CTRL RM E WALL UNIT 2 DSK RCPTS | 02-LVF-PPL-013, BR 28, ADMIN BLDG U2 UPS | no data | no data | no data | no data | no data | no data |  | CLOSED | OPEN | no data | no data | 5451.0 | 7294 | checked
Unit 2 | no |  | 02-LVF-PPL-013-27 | ADMN BLDG CTRL RM UNIT 2 FLR RCPTS | 02-LVF-PPL-013, BR 27, ADMIN BLDG U2 UPS | no data | no data | no data | no data | no data | no data |  | CLOSED | OPEN | no data | no data | 5439.0 | 7293 | checked
Unit 2 | no |  | 02-LVF-PPL-013-33 | ADMN BLDG CTRL RM UNIT 2 MAIN DSK E RCPTS | 02-LVF-PPL-013, BR 33, ADMIN BLDG U2 UPS | no data | no data | no data | no data | no data | no data |  | CLOSED | OPEN | no data | no data | 5442.0 | 7298 | checked
Unit 2 | no |  | 02-LVF-PPL-013-31 | ADMN BLDG CTRL RM UNIT 2 MAIN DSK W RCPTS | 02-LVF-PPL-013, BR 31, ADMIN BLDG U2 UPS | no data | no data | no data | no data | no data | no data |  | CLOSED | OPEN | no data | no data | 5441.0 | 7297 | checked
Unit 2 | no |  | 02-LVF-PPL-013-29 | ADMN BLDG CTRL RM UNIT 2 S WALL TV RCPTS | 02-LVF-PPL-013, BR 29, ADMIN BLDG U2 UPS | no data | no data | no data | no data | no data | no data |  | CLOSED | OPEN | no data | no data | 5440.0 | 7295 | checked
Unit 2 | no |  | 02-LVF-PPL-013-30 | ADMN BLDG CTRL RM W DSK PRINTER RCPTS | 02-LVF-PPL-013, BR 30, ADMIN BLDG U2 UPS | no data | no data | no data | no data | no data | no data |  | CLOSED | OPEN | no data | no data | 5452.0 | 7296 | checked
Unit 2 | no |  | 02-LVF-PPL-013-26 | ADMN BLDG DCS RM E WALL UNIT 2 DSK RCPTS | 02-LVF-PPL-013, BR 26, ADMIN BLDG U2 UPS | no data | no data | no data | no data | no data | no data |  | CLOSED | OPEN | no data | no data | 5450.0 | 7292 | checked
Unit 2 | no |  | 02-LVF-PPL-013-25 | ADMN BLDG DCS RM N WALL UNIT 2 DSK RCPTS | 02-LVF-PPL-013, BR 25, ADMIN BLDG U2 UPS | no data | no data | no data | no data | no data | no data |  | CLOSED | OPEN | no data | no data | 5438.0 | 7291 | checked
BOP | no | RO | 00-DWT-CPL-05B | WTT RO CIP CPL 120V UPS REDUNDANT | 02-LVF-PPL-013, BR 8, ADMIN BLDG U2 UPS | no data | no data | no data | no data | no data | no data |  | CLOSED | OPEN | no data | no data | 5445.0 | 89 | checked
BOP | no | RO | 00-DWT-PNL-01 | WTT BLDG MAIN CPL 120VAC UPS REDUNDANT | 02-LVF-PPL-013, BR 6, ADMIN BLDG U2 UPS | no data | no data | no data | no data | no data | no data |  | CLOSED | OPEN | no data | no data | 5444.0 | 97 | checked
Unit 2 | no |  | 02-LVF-PPL-013-38 | COMM RM RCP (MHPS-JPOW-ADM. VENDOR CABLING) | 02-LVF-PPL-013, BR 38, ADMIN BLDG U2 UPS | no data | no data | no data | no data | no data | no data |  | CLOSED | OPEN | no data | no data | 5455.0 | 7299 | checked
BOP | no |  | 00-DCS-CAB-00 | DCS NTWRK CAB 0 SEC PWR FEED 120VAC UPS | 02-LVF-PPL-013, BR 19, ADMIN BLDG U2 UPS | no data | no data | no data | no data | no data | no data |  | CLOSED | OPEN | no data | no data | 5436.0 | 28 | checked
BOP | no |  | 00-DCS-CAB-01 | DCS NTWRK CAB 1 SEC PWR FEED 120VAC UPS | 02-LVF-PPL-013, BR 20, ADMIN BLDG U2 UPS | no data | no data | no data | no data | no data | no data |  | CLOSED | OPEN | no data | no data | 5447.0 | 30 | checked
BOP | no |  | 00-DCS-CAB-02 | DCS NTWRK CAB 2 SEC PWR FEED 120VAC UPS | 02-LVF-PPL-013, BR 21, ADMIN BLDG U2 UPS | no data | no data | no data | no data | no data | no data |  | CLOSED | OPEN | no data | no data | 5437.0 | 32 | checked
BOP | no |  | 00-DCS-CAB-95 | DCS SRVR CAB 1 SEC PWR FEED PDU2 120VAC UPS | 02-LVF-PPL-013, BR 22, ADMIN BLDG U2 UPS | no data | no data | no data | no data | no data | no data |  | CLOSED | OPEN | no data | no data | 5448.0 | 70 | checked
BOP | no |  | 00-DCS-CAB-95 | DCS SRVR CAB 1 SEC PWR FEED PDU4 120VAC UPS | 02-LVF-PPL-013, BR 24, ADMIN BLDG U2 UPS | no data | no data | no data | no data | no data | no data |  | CLOSED | OPEN | no data | no data | 5449.0 | 71 | checked
BOP | no |  | 00-DCS-CAB-96 | DCS SRVR CAB 2 SEC PWR FEED PDU2 120VAC UPS | 02-LVF-PPL-013, BR 32, ADMIN BLDG U2 UPS | no data | no data | no data | no data | no data | no data |  | CLOSED | OPEN | no data | no data | 5453.0 | 74 | checked
BOP | no |  | 00-DCS-CAB-96 | DCS SRVR CAB 2 SEC PWR FEED PDU4 120VAC UPS | 02-LVF-PPL-013, BR 34, ADMIN BLDG U2 UPS | no data | no data | no data | no data | no data | no data |  | CLOSED | OPEN | no data | no data | 5454.0 | 75 | checked
Unit 2 | no |  | 02CKC00GH002/20 | UNIT 2 VIRTUAL HMI SERVER AND NTWRK CAB PWR DIST | 02-LVF-PPL-013, BR 15, ADMIN BLDG U2 UPS | no data | no data | no data | no data | no data | no data |  | CLOSED | OPEN | no data | no data | 5434.0 | 6968 | checked
Unit 2 | no |  | 02CKC00GH002/21 | UNIT 2 VIRTUAL HMI SERVER AND NTWRK CAB PWR DIST | 02-LVF-PPL-013, BR 17, ADMIN BLDG U2 UPS | no data | no data | no data | no data | no data | no data |  | CLOSED | OPEN | no data | no data | 5435.0 | 6969 | checked
BOP | no |  | 00-DCS-CAB-10 | 00-DCS-CAB-10 POWER 2 | 02-LVF-PPL-014, BR 1, ACC 1 U2 UPS PANEL | no data | no data | no data | no data | no data | no data |  | CLOSED | OPEN | no data | no data | 5463.0 | 37 | checked
BOP | no |  | 00-DCS-CAB-12 | 00-DCS-CAB-12 POWER 2 | 02-LVF-PPL-014, BR 3, ACC 1 U2 UPS PANEL | no data | no data | no data | no data | no data | no data |  | CLOSED | OPEN | no data | no data | 5464.0 | 40 | checked
Unit 1 | no |  | 01-ACC-MCC-131 | MCC 131 SHUNT TRIP POWER | 02-LVF-PPL-014, BR 2, ACC 1 U2 UPS PANEL | no data | no data | no data | no data | no data | no data |  | CLOSED | OPEN | no data | no data | 5466.0 | 2208 | checked
Unit 1 | no |  | 01-ACC-MCC-151 | MCC 151 SHUNT TRIP POWER | 02-LVF-PPL-014, BR 5, ACC 1 U2 UPS PANEL | no data | no data | no data | no data | no data | no data |  | CLOSED | OPEN | no data | no data | 5465.0 | 2213 | checked
Unit 1 | no |  | 01-ACC-MCC-231 | MCC 231 SHUNT TRIP POWER | 02-LVF-PPL-014, BR 4, ACC 1 U2 UPS PANEL | no data | no data | no data | no data | no data | no data |  | CLOSED | OPEN | no data | no data | 5467.0 | 2219 | checked
Unit 1 | no |  | 01-ACC-MCC-251 | MCC 251 SHUNT TRIP POWER | 02-LVF-PPL-014, BR 6, ACC 1 U2 UPS PANEL | no data | no data | no data | no data | no data | no data |  | CLOSED | OPEN | no data | no data | 5468.0 | 2221 | checked
BOP | no |  | 00-DCS-CAB-20 | 00-DCS-CAB-20 POWER 2 | 02-LVF-PPL-015, BR 1, ACC 2 U1 UPS PANEL | no data | no data | no data | no data | no data | no data |  | CLOSED | OPEN | no data | no data | 5476.0 | 43 | checked
BOP | no |  | 00-DCS-CAB-22 | 00-DCS-CAB-22 POWER 2 | 02-LVF-PPL-015, BR 3, ACC 2 U1 UPS PANEL | no data | no data | no data | no data | no data | no data |  | CLOSED | OPEN | no data | no data | 5477.0 | 45 | checked
Unit 2 | no |  | 02-ACC-MCC-141 | MCC 141 SHUNT TRIP POWER | 02-LVF-PPL-015, BR 2, ACC 2 U1 UPS PANEL | no data | no data | no data | no data | no data | no data |  | CLOSED | OPEN | no data | no data | 5479.0 | 6697 | checked
Unit 2 | no |  | 02-ACC-MCC-161 | MCC 161 SHUNT TRIP POWER | 02-LVF-PPL-015, BR 5, ACC 2 U1 UPS PANEL | no data | no data | no data | no data | no data | no data |  | CLOSED | OPEN | no data | no data | 5478.0 | 6699 | checked
Unit 2 | no |  | 02-ACC-MCC-241 | MCC 241 SHUNT TRIP POWER | 02-LVF-PPL-015, BR 4, ACC 2 U1 UPS PANEL | no data | no data | no data | no data | no data | no data |  | CLOSED | OPEN | no data | no data | 5480.0 | 6701 | checked
Unit 2 | no |  | 02-ACC-MCC-261 | MCC 261 SHUNT TRIP POWER | 02-LVF-PPL-015, BR 6, ACC 2 U1 UPS PANEL | no data | no data | no data | no data | no data | no data |  | CLOSED | OPEN | no data | no data | 5481.0 | 6703 | checked
Unit 2 | no |  | 02-ACC-HTR-01A | UNIT 2 ACC FAN GRBX OIL HTR 01A | 02-LVD-PPL-2411, BR 13, OUTSIDE OF ACC MCC ENCLOSURE | no data | no data | no data | 208/120VAC CIRCUIT BREAKER | no data | no data |  | CLOSED | OPEN | no data | no data | 5793.0 | 6673 | checked
Unit 2 | no |  | 02-ACC-HTR-01B | UNIT 2 ACC FAN GRBX OIL HTR 01B | 02-LVD-PPL-2411, BR 15, OUTSIDE OF ACC MCC ENCLOSURE | no data | no data | no data | 208/120VAC CIRCUIT BREAKER | no data | no data |  | CLOSED | OPEN | no data | no data | 5794.0 | 6674 | checked
Unit 2 | no |  | 02-ACC-HTR-01C | UNIT 2 ACC FAN GRBX OIL HTR 01C | 02-LVD-PPL-2411, BR 17, OUTSIDE OF ACC MCC ENCLOSURE | no data | no data | no data | 208/120VAC CIRCUIT BREAKER | no data | no data |  | CLOSED | OPEN | no data | no data | 5795.0 | 6675 | checked
Unit 2 | no |  | 02-ACC-HTR-01D | UNIT 2 ACC FAN GRBX OIL HTR 01D | 02-LVD-PPL-2411, BR 19, OUTSIDE OF ACC MCC ENCLOSURE | no data | no data | no data | 208/120VAC CIRCUIT BREAKER | no data | no data |  | CLOSED | OPEN | no data | no data | 5796.0 | 6676 | checked
Unit 2 | no |  | 02-ACC-HTR-01E | UNIT 2 ACC FAN GRBX OIL HTR 01E | 02-LVD-PPL-2411, BR 21, OUTSIDE OF ACC MCC ENCLOSURE | no data | no data | no data | 208/120VAC CIRCUIT BREAKER | no data | no data |  | CLOSED | OPEN | no data | no data | 5797.0 | 6677 | checked
Unit 2 | no |  | 02-ACC-HTR-01F | UNIT 2 ACC FAN GRBX OIL HTR 01F | 02-LVD-PPL-2411, BR 23, OUTSIDE OF ACC MCC ENCLOSURE | no data | no data | no data | 208/120VAC CIRCUIT BREAKER | no data | no data |  | CLOSED | OPEN | no data | no data | 5798.0 | 6678 | checked
Unit 2 | no |  | 02-ACC-HTR-02A | UNIT 2 ACC FAN GRBX OIL HTR 02A | 02-LVD-PPL-2411, BR 25, OUTSIDE OF ACC MCC ENCLOSURE | no data | no data | no data | 208/120VAC CIRCUIT BREAKER | no data | no data |  | CLOSED | OPEN | no data | no data | 5799.0 | 6679 | checked
Unit 2 | no |  | 02-ACC-HTR-02B | UNIT 2 ACC FAN GRBX OIL HTR 02B | 02-LVD-PPL-2411, BR 27, OUTSIDE OF ACC MCC ENCLOSURE | no data | no data | no data | 208/120VAC CIRCUIT BREAKER | no data | no data |  | CLOSED | OPEN | no data | no data | 5800.0 | 6680 | checked
Unit 2 | no |  | 02-ACC-HTR-02C | UNIT 2 ACC FAN GRBX OIL HTR 02C | 02-LVD-PPL-2411, BR 29, OUTSIDE OF ACC MCC ENCLOSURE | no data | no data | no data | 208/120VAC CIRCUIT BREAKER | no data | no data |  | CLOSED | OPEN | no data | no data | 5801.0 | 6681 | checked
Unit 2 | no |  | 02-ACC-HTR-02D | UNIT 2 ACC FAN GRBX OIL HTR 02D | 02-LVD-PPL-2411, BR 12, OUTSIDE OF ACC MCC ENCLOSURE | no data | no data | no data | 208/120VAC CIRCUIT BREAKER | no data | no data |  | CLOSED | OPEN | no data | no data | 5802.0 | 6682 | checked
Unit 2 | no |  | 02-ACC-HTR-02E | UNIT 2 ACC FAN GRBX OIL HTR 02E | 02-LVD-PPL-2411, BR 14, OUTSIDE OF ACC MCC ENCLOSURE | no data | no data | no data | 208/120VAC CIRCUIT BREAKER | no data | no data |  | CLOSED | OPEN | no data | no data | 5803.0 | 6683 | checked
Unit 2 | no |  | 02-ACC-HTR-02F | UNIT 2 ACC FAN GRBX OIL HTR 02F | 02-LVD-PPL-2411, BR 16, OUTSIDE OF ACC MCC ENCLOSURE | no data | no data | no data | 208/120VAC CIRCUIT BREAKER | no data | no data |  | CLOSED | OPEN | no data | no data | 5804.0 | 6684 | checked
Unit 2 | no |  | 02-ACC-HTR-03A | UNIT 2 ACC FAN GRBX OIL HTR 03A | 02-LVD-PPL-2411, BR 18, OUTSIDE OF ACC MCC ENCLOSURE | no data | no data | no data | 208/120VAC CIRCUIT BREAKER | no data | no data |  | CLOSED | OPEN | no data | no data | 5805.0 | 6685 | checked
Unit 2 | no |  | 02-ACC-HTR-03B | UNIT 2 ACC FAN GRBX OIL HTR 03B | 02-LVD-PPL-2411, BR 20, OUTSIDE OF ACC MCC ENCLOSURE | no data | no data | no data | 208/120VAC CIRCUIT BREAKER | no data | no data |  | CLOSED | OPEN | no data | no data | 5806.0 | 6686 | checked
Unit 2 | no |  | 02-ACC-HTR-03C | UNIT 2 ACC FAN GRBX OIL HTR 03C | 02-LVD-PPL-2411, BR 22, OUTSIDE OF ACC MCC ENCLOSURE | no data | no data | no data | 208/120VAC CIRCUIT BREAKER | no data | no data |  | CLOSED | OPEN | no data | no data | 5807.0 | 6687 | checked
Unit 2 | no |  | 02-ACC-HTR-03D | UNIT 2 ACC FAN GRBX OIL HTR 03D | 02-LVD-PPL-2411, BR 24, OUTSIDE OF ACC MCC ENCLOSURE | no data | no data | no data | 208/120VAC CIRCUIT BREAKER | no data | no data |  | CLOSED | OPEN | no data | no data | 5808.0 | 6688 | checked
Unit 2 | no |  | 02-ACC-HTR-03E | UNIT 2 ACC FAN GRBX OIL HTR 03E | 02-LVD-PPL-2411, BR 26, OUTSIDE OF ACC MCC ENCLOSURE | no data | no data | no data | 208/120VAC CIRCUIT BREAKER | no data | no data |  | CLOSED | OPEN | no data | no data | 5809.0 | 6689 | checked
Unit 2 | no |  | 02-ACC-HTR-03F | UNIT 2 ACC FAN GRBX OIL HTR 03F | 02-LVD-PPL-2411, BR 28, OUTSIDE OF ACC MCC ENCLOSURE | no data | no data | no data | 208/120VAC CIRCUIT BREAKER | no data | no data |  | CLOSED | OPEN | no data | no data | 5810.0 | 6690 | checked
Unit 2 | no |  | 02-ACC-HTR-04A | UNIT 2 ACC FAN GRBX OIL HTR 04A | 02-LVD-PPL-2411, BR 30, OUTSIDE OF ACC MCC ENCLOSURE | no data | no data | no data | 208/120VAC CIRCUIT BREAKER | no data | no data |  | CLOSED | OPEN | no data | no data | 5811.0 | 6691 | checked
Unit 2 | no |  | 02-LTG-CNT-2211 | UNIT 2 ACHE UPPER DECK LIGHTING | 02-LVD-PPL-2211, BR 34/36, OUTSIDE HRSG SWG ENCLOSURE | no data | no data | no data | 208/120VAC CIRCUIT BREAKER | no data | no data |  | CLOSED | OPEN | no data | no data | 4516.0 | 7200 | checked
Unit 2 | no |  | 02-LTG-CNT-2211 | UNIT 2 ACHE UPPER DECK LIGHTING | 02-LVD-PPL-2211, BR 35/37, OUTSIDE HRSG SWG ENCLOSURE | no data | no data | no data | 208/120VAC CIRCUIT BREAKER | no data | no data |  | CLOSED | OPEN | no data | no data | 4517.0 | 7201 | checked
Unit 2 |  |  |  | SPARE | 02-LVD-PPL-2211, BR 4, OUTSIDE HRSG SWG ENCLOSURE | no data | no data | no data | 208/120VAC CIRCUIT BREAKER | no data | no data |  | CLOSED | OPEN | no data | no data | 4497.0 | 6631 | checked
Unit 2 | no |  | 02-MOV-BFW185 | UNIT 2 BFW PMP 01B HP DISCH VLV PWR 480VAC | 02-LVB-PPL-1214, BR 7/9/11, OUTSIDE HRSG SWG ENCLOSURE | no data | no data | BFP B HP DISCHARGE ISOLATION MOV | no data | BFW | PD-061B |  | CLOSED | OPEN | Water | 10" | 4352.0 | 7792 | checked
Unit 2 | no |  | 02-MOV-BFW186 | UNIT 2 BFW PMP 01B HP DISCH BYP VLV PWR 480VAC | 02-LVB-PPL-1214, BR 8/10/12, OUTSIDE HRSG SWG ENCLOSURE | no data | no data | no data | 480 V CIRCUIT BREACKER | no data | no data |  | CLOSED | OPEN | no data | no data | 4353.0 | 7793 | checked
Unit 2 | no |  | 02-MOV-CND-201 | UNIT 2 COND TO COND IRON FLTR 01A VLV PWR 480V | 02-LVB-PPL-1411, BR 13/15/17, ACC MCC ENCLOSURE | no data | no data | CONDENSATE IRON FILTER AUTOMATIC ISOLATION | no data | CND | PD-052B |  | CLOSED | OPEN | Water | 12" | 4804.0 | 7794 | checked
Unit 2 | no |  | 02-MOV-CND-211 | UNIT 2 COND TO COND IRON FLTR 01B VLV PWR 480V | 02-LVB-PPL-1411, BR 14/16/18, ACC MCC ENCLOSURE | no data | no data | CONDENSATE IRON FILTER AUTOMATIC ISOLATION | no data | CND | PD-052B |  | CLOSED | OPEN | Water | 12" | 4808.0 | 7795 | checked
Unit 2 | no |  | 02-MOV-CND-221 | UNIT 2 COND IRON FLTR BYP VLV PWR 480VAC | 02-LVB-PPL-1411, BR 19/21/23, ACC MCC ENCLOSURE | no data | no data | CONDENSATE IRON FILTER AUTOMATIC BYPASS | no data | CND | PD-052B |  | CLOSED | OPEN | Water | 12" | 4805.0 | 7796 | checked
Unit 2 | no |  | 02-MOV-CND-814 | UNIT 2 ACC STM VLV ROW 1 PWR 480VAC | 02-LVB-PPL-1411, BR 26/28/30, ACC MCC ENCLOSURE | no data | no data | no data | 480 V CIRCUIT BREACKER | no data | no data |  | CLOSED | OPEN | no data | no data | 4809.0 | 7797 | checked
Unit 2 | no |  | 02-MOV-CND-815 | UNIT 2 ACC STM VLV ROW 2 PWR 480VAC | 02-LVB-PPL-1411, BR 32/34/36, ACC MCC ENCLOSURE | no data | no data | no data | 480 V CIRCUIT BREACKER | no data | no data |  | CLOSED | OPEN | no data | no data | 4810.0 | 7799 | checked
Unit 2 | no |  | 02-MOV-HBD941 | HRSG 2 HP BD MAINFOLD DRN MAIN PWR FEED | 02-LVB-PPL-2212, BR 20/22/24, INSIDE HRSG SWG ENCLOSURE | no data | no data | no data | 480 V CIRCUIT BREACKER | no data | no data |  | CLOSED | OPEN | no data | no data | 4455.0 | 7804 | checked
Unit 2 | no |  | 02-MOV-HBD942 | HRSG 2 IP BD MAINFOLD DRN MAIN PWR FEED | 02-LVB-PPL-2212, BR 25/27/29, INSIDE HRSG SWG ENCLOSURE | no data | no data | no data | 480 V CIRCUIT BREACKER | no data | no data |  | CLOSED | OPEN | no data | no data | 4456.0 | 7805 | checked
Unit 2 |  |  |  | SPARE | 02-LVD-PPL-2211, BR 42, OUTSIDE HRSG SWG ENCLOSURE | no data | no data | no data | 208/120VAC CIRCUIT BREAKER | no data | no data |  | CLOSED | OPEN | no data | no data | 4518.0 | 7202 | checked
|  |  | 02-MOV-HEH901 | HRSG 2 STACK DAMPER MAIN PWR FEED | 02-LVB-PPL-1212, BR 19/21/23, HRSG 2 AREA | [13 empty] | checked
Unit 2 | no |  | 02-MOV-HHS904 | HRSG 2 HP SPARGING STEAM MOV MAIN PWR FEED | 02-LVB-PPL-22131, BR 31/33/35, OUTSIDE HRSG SWG ENCLOSURE | no data | no data | no data | 480 V CIRCUIT BREACKER | no data | no data |  | CLOSED | OPEN | no data | no data | 4578.0 | 7811 | checked
|  |  | 02-MOV-HHS905 | HRSG 2 HP VENT MOV MAIN PWR FEED | 02-LVB-PPL-1212, BR 31/33/35, HRSG 2 AREA | [13 empty] | checked
|  |  | 02-MOV-HHS906 | HRSG 2 HP VENT MOV MAIN PWR FEED | 02-LVB-PPL-1212, BR 26/28/30, HRSG 2 AREA | [13 empty] | checked
|  |  | 02-MOV-HHS907 | HRSG 2 HP STEAM OUTLET STOP VALVE BYPASS MOV MAIN PWR FEED | 02-LVB-PPL-1212, BR 32/34/36, HRSG 2 AREA | [13 empty] | checked
Unit 2 | no |  | 02-MOV-HHS908 | HRSG 2 HP ATTEMP COOLING WATER SHUTOFF VLV | 02-LVB-PPL-2212, BR 13/15/17, INSIDE HRSG SWG ENCLOSURE | no data | no data | no data | 480 V CIRCUIT BREACKER | no data | no data |  | CLOSED | OPEN | no data | no data | 4452.0 | 7903 | checked
Unit 2 | no |  | 02-MOV-HHS909 | HRSG 2 HP INTERMITTENT BLOWDOWN STOP FEED | 02-LVB-PPL-2213, BR 19/21/23, OUTSIDE HRSG SWG ENCLOSURE | no data | no data | no data | 480 V CIRCUIT BREACKER | no data | no data |  | CLOSED | OPEN | no data | no data | 4464.0 | 7834 | checked
Unit 2 | no |  | 02-MOV-HLS902 | HRSG 2 LP SH STARTUP VENT MOV MAIN PWR FEED | 02-LVB-PPL-1213, BR 19/21/23, OUTSIDE HRSG SWG ENCLOSURE | no data | no data | no data | 480 V CIRCUIT BREACKER | no data | no data |  | CLOSED | OPEN | no data | no data | 4345.0 | 7882 | checked
Unit 2 | no |  | 02-MOV-HHS911 | HRSG 2 ATTEMP DRN POT STOP MOV MAIN PWR FEED | 02-LVB-PPL-22131, BR 37/39/41, OUTSIDE HRSG SWG ENCLOSURE | no data | no data | no data | 480 V CIRCUIT BREACKER | no data | no data |  | CLOSED | OPEN | no data | no data | 4580.0 | 7838 | checked
Unit 2 | no |  | 02-MOV-HHS912 | HRSG 2 HP INTERMITTENT BLOWDOWN STOP FEED | 02-LVB-PPL-2213, BR 25/27/29, OUTSIDE HRSG SWG ENCLOSURE | no data | no data | no data | 480 V CIRCUIT BREACKER | no data | no data |  | CLOSED | OPEN | no data | no data | 4466.0 | 7840 | checked
|  |  | 02-MOV-HHS913 | HRSG 2 HP VENT MOV MAIN PWR FEED | 02-LVB-PPL-1212, BR 14/16/18, HRSG 2 AREA | [13 empty] | checked
Unit 2 |  |  | 02-MOV-HLS908 | HRSG 2 LP EVAP STARTUP DRN MOV MAIN PWR FEED | 02-LVB-PPL-1213, BR 20/22/24, OUTSIDE HRSG SWG ENCLOSURE | no data | no data | no data | 480 V CIRCUIT BREACKER | no data | no data |  | CLOSED | OPEN | no data | no data | 4346.0 | 7893 | checked
Unit 2 | no |  | 02-MOV-HHS942 | HRSG 2 HP ECON VENT MAIN PWR FEED | 02-LVB-PPL-22131, BR 25/27/29, OUTSIDE HRSG SWG ENCLOSURE | no data | no data | no data | 480 V CIRCUIT BREACKER | no data | no data |  | CLOSED | OPEN | no data | no data | 4576.0 | 7845 | checked
Unit 2 | no |  | 02-MOV-HHS943 | HRSG 2 HP CASCADING BLOWDOWN ISOLATION FEED | 02-LVB-PPL-22131, BR 26/28/30, OUTSIDE HRSG SWG ENCLOSURE | no data | no data | no data | 480 V CIRCUIT BREACKER | no data | no data |  | CLOSED | OPEN | no data | no data | 4577.0 | 7846 | checked
Unit 2 | no |  | 02-MOV-HIS902 | HRSG 2 IP STEAM OUTLET MOV MAIN PWR FEED | 02-LVB-PPL-2213, BR 7/9/11, OUTSIDE HRSG SWG ENCLOSURE | no data | no data | no data | 480 V CIRCUIT BREACKER | no data | no data |  | CLOSED | OPEN | no data | no data | 4460.0 | 7848 | checked
Unit 2 | no |  | 02-MOV-HIS904 | HRSG 2 IP FEEDWATER FGH STOP VLV MAIN PWR FEED | 02-LVB-PPL-2213, BR 13/15/17, OUTSIDE HRSG SWG ENCLOSURE | no data | no data | no data | 480 V CIRCUIT BREACKER | no data | no data |  | CLOSED | OPEN | no data | no data | 4462.0 | 7851 | checked
Unit 2 | no |  | 02-MOV-HIS905 | HRSG 2 IP CONT BLOWDOWN STOP MAIN PWR FEED | 02-LVB-PPL-2213, BR 14/16/18, OUTSIDE HRSG SWG ENCLOSURE | no data | no data | no data | 480 V CIRCUIT BREACKER | no data | no data |  | CLOSED | OPEN | no data | no data | 4463.0 | 7853 | checked
Unit 2 | no |  | 02-MOV-HIS908 | HRSG 2 IP STEAM STOP MAIN PWR FEED | 02-LVB-PPL-2213, BR 20/22/24, OUTSIDE HRSG SWG ENCLOSURE | no data | no data | no data | 480 V CIRCUIT BREACKER | no data | no data |  | CLOSED | OPEN | no data | no data | 4465.0 | 7857 | checked
Unit 2 | no |  | 02-MOV-HIS909 | HRSG 2 IP SPARGING STEAM STOP MAIN PWR FEED | 02-LVB-PPL-22131, BR 13/15/17, OUTSIDE HRSG SWG ENCLOSURE | no data | no data | no data | 480 V CIRCUIT BREACKER | no data | no data |  | CLOSED | OPEN | no data | no data | 4572.0 | 7864 | checked
|  |  | 02-MOV-HIS910 | HRSG 2 IP TO DA PEGGING MOV MAIN PWR FEED | 02-LVB-PPL-1212, BR 8/10/12, HRSG 2 AREA | [13 empty] | checked
BOP | no |  | 00-FPS-PNL-08 | HRSG 02 ELEC. ENCL. FIRE ALM CPL NODE #5 | 02-LVD-PPL-2211, BR 5, OUTSIDE HRSG SWG ENCLOSURE | no data | no data | 00-FPS-PNL-08 | Panel | FireSystem | no data |  | CLOSED | OPEN | no data | no data | 4498.0 | 292 | checked
Unit 2 | no |  | 02-BFW-PNL-01A | UNIT 2 BFP A SOUND ENCLOSURE EXHAUST FAN FEED | 02-LVD-PPL-2211, BR 7, OUTSIDE HRSG SWG ENCLOSURE | no data | no data | no data | 208/120VAC CIRCUIT BREAKER | no data | no data |  | CLOSED | OPEN | no data | no data | 4499.0 | 6898 | checked
no data |  |  |  | SPARE | 02-LVD-PPL-2611, BR 2, ACC MCC ENCLOSURE | no data | no data | no data | 208/120VAC CIRCUIT BREAKER | no data | no data |  | CLOSED | OPEN | no data | no data | 4902.0 | 11581 | checked
Unit 2 | no |  | 02-LVE-RBX-013 | ADMIN BUILDING 125VDC PANELBOARD 02 RBX | 02-LVE-PPL-01, F8, MVB, DC DISTRIBUTION PANEL | no data | no data | no data | no data | no data | no data |  | CLOSED | OPEN | no data | no data | 5313.0 | 7287 | checked
Unit 2 | no |  | 02-MOV-HIS915 | HRSG 2 IP SH MOV DRN VLV MAIN POWER FEED | 02-LVB-PPL-1213, BR 25/27/29, OUTSIDE HRSG SWG ENCLOSURE | no data | no data | no data | 480 V CIRCUIT BREACKER | no data | no data |  | CLOSED | OPEN | no data | no data | 4347.0 | 7869 | checked
Unit 2 | no |  | 02-MOV-HIS916 | HRSG 2 IP INTERMITTENT BLOWDOWN STOP FEED | 02-LVB-PPL-22131, BR 14/16/18, OUTSIDE HRSG SWG ENCLOSURE | no data | no data | no data | 480 V CIRCUIT BREACKER | no data | no data |  | CLOSED | OPEN | no data | no data | 4573.0 | 7872 | checked
Unit 2 | no |  | 02-MOV-HIS917 | HRSG 2 IP INTERMITTENT BLOWDOWN STOP FEED | 02-LVB-PPL-22131, BR 20/22/24, OUTSIDE HRSG SWG ENCLOSURE | no data | no data | no data | 480 V CIRCUIT BREACKER | no data | no data |  | CLOSED | OPEN | no data | no data | 4575.0 | 7874 | checked
Unit 2 |  |  | 02-MOV-HIS941 | HRSG 2 IP FW MOV STOP VLV MAIN PWR FEED | 02-LVB-PPL-1213, BR 26/28/30, OUTSIDE HRSG SWG ENCLOSURE | no data | no data | no data | 480 V CIRCUIT BREACKER | no data | no data |  | CLOSED | OPEN | no data | no data | 4348.0 | 7878 | checked
|  |  | 00-FGS-CPL-12 | FGS CND BMS CPL SKD-7 MAIN 480VAC | 01-LVB-PPL-1115, BR 26/28/30, INSIDE HRSG SWG ENCLOSURE | [12 empty] | 141 | checked
|  | DWS/DW PUMPS | 01-CND-HST-01 | UNIT 1 ACC CND PUMP HOIST | 01-LVB-PPL-1511, BR 14/16/18, ACC MCC ENCLOSURE | [12 empty] | 2479 | checked
|  |  | 01-LTG-CNT-1111 | UNIT 1 PIPE RACK GROUND LEVEL LIGHTS 208VAC | 01-LVD-PPL-1111, BR 31/33, INSIDE HRSG SWG ENCLOSURE | [12 empty] | 2664 | checked
Unit 2 | no |  | 02-BFW-PNL-01B | UNIT 2 BFP B SOUND ENCLOSURE EXHAUST FAN FEED | 02-LVD-PPL-2211, BR 9, OUTSIDE HRSG SWG ENCLOSURE | no data | no data | no data | 208/120VAC CIRCUIT BREAKER | no data | no data |  | CLOSED | OPEN | no data | no data | 4500.0 | 6900 | checked
|  |  | 02-CND-HST-01 | UNIT 2 ACC CND PUMP HOIST | 02-LVB-PPL-1611, BR 8/10/12, ACC MCC ENCLOSURE | [13 empty] | checked
Unit 2 | no |  | 02-LTG-CNT-22111 | LIGHTING CONTACTOR COIL 120VAC | 02-LVD-PPL-22111, BR 1, NE CORNER TURNBINE BLDG | no data | no data | no data | 208/120VAC CIRCUIT BREAKER | no data | no data |  | CLOSED | OPEN | no data | no data | 4519.0 | 7203 | checked
Unit 2 | no |  | 02-HVC-HTR-59 | UNIT 2 TURBINE BLDG GAS HEATER FAN 59 120 VAC | 02-LVD-PPL-22111, BR 10, NE CORNER TURNBINE BLDG | no data | no data | no data | 208/120VAC CIRCUIT BREAKER | no data | no data |  | CLOSED | OPEN | no data | no data | 4527.0 | 7070 | checked
Unit 2 | no |  | 02-HVC-CPL-52 | UNIT 2 TURBINE BLDG HVAC CONTROL PANEL 52 | 02-LVD-PPL-22111, BR 11, NE CORNER TURNBINE BLDG | no data | no data | no data | 208/120VAC CIRCUIT BREAKER | no data | no data |  | CLOSED | OPEN | no data | no data | 4528.0 | 7039 | checked
|  |  | 00-AIC-AXS901 | AUX BOILER BLOWDOWN CONDUCTIVITY | 02-LVD-PPL-12151, BR 24, AUX BOILER WEST WALL | [12 empty] | 6 | checked
|  |  | 00-FIT-AXS301 | AUX BOILER MAGNETIC FLOW METER | 02-LVD-PPL-12151, BR 22, AUX BOILER WEST WALL | [12 empty] | 164 | checked
Unit 2 | no |  | 02-HVC-HTR-60 | UNIT 2 TURBINE BLDG GAS HEATER FAN 60 120 VAC | 02-LVD-PPL-22111, BR 12, NE CORNER TURNBINE BLDG | no data | no data | no data | 208/120VAC CIRCUIT BREAKER | no data | no data |  | CLOSED | OPEN | no data | no data | 4529.0 | 7071 | checked
|  |  | 00-DCS-CAB-30 | 00-DCS-CAB-30 POWER 2 | 02-LVF-PPL-01, BR 1, MVB | [13 empty] | checked
|  |  | 00-DCS-CAB-03 | 00-DCS-CAB-03 POWER 2 | 02-LVF-PPL-01, BR 3, MVB | [13 empty] | checked
|  |  | 00-DCS-CAB-32 | 00-DCS-CAB-32 POWER 2 | 02-LVF-PPL-01, BR 5, MVB | [13 empty] | checked
|  |  | 00-DCS-CAB-42 | 00-DCS-CAB-42 POWER 2 | 02-LVF-PPL-01, BR 7, MVB | [13 empty] | checked
|  |  | 02MKG04CQ001 | UNIT 2 HYDROGEN SUPERVISORY RACK 120VAC UPS | 02-LVF-PPL-01, BR 29, MVB | [13 empty] | checked
|  |  | 00-SEC-ENC-28 | MVSG POE SWITCH ENC 120 VAC UPS | 02-LVF-PPL-01, BR 9, MVB | [13 empty] | checked
|  |  | 00-SEC-ENC-30 | CT 1 POE SWITCH ENC 120 VAC UPS | 02-LVF-PPL-01, BR 11, MVB | [13 empty] | checked
|  |  | 00-SEC-ENC-34 | SWITCHYARD POE SWITCH ENC 120 VAC UPS | 02-LVF-PPL-01, BR 13, MVB | [13 empty] | checked
|  |  | 00-SEC-ENC-29 | CT 2 POE SWITCH ENC 120 VAC UPS | 02-LVF-PPL-01, BR 15, MVB | [13 empty] | checked
|  |  | 00-SEC-ENC-33 | CT 1 EXC COMPARTMENT POE SWITCH ENC 120 VAC UPS | 02-LVF-PPL-01, BR 8, MVB | [13 empty] | checked
|  |  | 00-DCS-CAB-50 | 00-DCS-CAB-50 POWER 2 | 02-LVF-PPL-01, BR 4, MVB | [13 empty] | checked
|  |  | 00-DCS-CAB-40 | 00-DCS-CAB-40 POWER 2 | 02-LVF-PPL-01, BR 2, MVB | [13 empty] | checked
|  |  | NO ID | BATTERY ROOM HYDROGEN FANS | 02-LVF-PPL-01, BR 17, MVB | [13 empty] | checked
|  |  | 00-VMS-CPL-01 | VIBRATION MONITOR CAB POWER 2 | 02-LVF-PPL-01, BR 6, MVB | [13 empty] | checked
|  |  | NO ID | ACC PDC HVAC #3 | 01-LVB-PPL-1311, BR 1/3/5, ACC MCC | [13 empty] | checked
|  |  | NO ID | ACC PDC HVAC #2 | 01-LVB-PPL-1311, BR 2/4/6, ACC MCC | [13 empty] | checked
|  |  | NO ID | ACC PDC HVAC #5 | 01-LVB-PPL-1311, BR 7/9/11, ACC MCC | [13 empty] | checked
|  |  | NO ID | WELDING RECEPTACLE | 01-LVB-PPL-1311, BR 8/10/12, ACC MCC | [13 empty] | checked
Unit 2 |  |  | 02-MOV-HHS910 | HRSG 2 HP SH #1 DRN MOV VLV MAIN PWR FEED | 02-LVB-PPL-1213, BR 32/34/36, OUTSIDE HRSG SWG ENCLOSURE | no data | no data | no data | 480 V CIRCUIT BREACKER | no data | no data |  | CLOSED | OPEN | no data | no data | 4349.0 | 7836 | checked
Unit 2 | no |  | 02-MOV-HIS943 | HRSG 2 IP ECON VENT STOP MAIN PWR FEED | 02-LVB-PPL-22131, BR 32/34/36, OUTSIDE HRSG SWG ENCLOSURE | no data | no data | no data | 480 V CIRCUIT BREACKER | no data | no data |  | CLOSED | OPEN | no data | no data | 4579.0 | 7879 | checked
Unit 2 | no |  | 02-MOV-HIS946 | HRSG 2 IP SH MOV VENT VLV 480 VAC | 02-LVB-PPL-2213, BR 32/34/36, OUTSIDE HRSG SWG ENCLOSURE | no data | no data | no data | 480 V CIRCUIT BREACKER | no data | no data |  | CLOSED | OPEN | no data | no data | 4469.0 | 7880 | checked
Unit 2 | no |  | 02-SMP-HEX-01 | UNIT 2 SMP PNL 10 TON TCU MAIN 480VAC | 02-LVB-PPL-1213, BR 7/9/11, OUTSIDE HRSG SWG ENCLOSURE | no data | no data | no data | 480 V CIRCUIT BREACKER | no data | no data |  | CLOSED | OPEN | no data | no data | 4341.0 | 8396 | checked
Unit 2 |  |  |  | SPARE | 02-LVD-PPL-22111, BR 13, NE CORNER TURNBINE BLDG | no data | no data | no data | 208/120VAC CIRCUIT BREAKER | no data | no data |  | CLOSED | OPEN | no data | no data | 4530.0 | 7038 | checked
Unit 2 | no |  | 02-PDR-CPL-01 | ST 2 DRNS SUMP PMP CTRL PNL REDUNDANT 2 | 02-LVD-PPL-22111, BR 15, NE CORNER TURNBINE BLDG | no data | no data | no data | 208/120VAC CIRCUIT BREAKER | no data | no data |  | CLOSED | OPEN | no data | no data | 4531.0 | 8197 | checked
|  |  | LVD1712-H1 | INTERIOR LIGHTING | 01-LVD-PPL-1712, BR 1, MVB | [13 empty] | checked
|  |  | LVD1712-H2 | EXTERIOR GFCI RECEPTACLES | 01-LVD-PPL-1712, BR 2, MVB | [13 empty] | checked
|  |  | LVD1712-H3 | BATTERRY ROOM LIGHTING | 01-LVD-PPL-1712, BR 3, MVB | [13 empty] | checked
|  |  | LVD-1712-H4 | EXTERIOR LIGHTS MV ENCLOSURE 120 VAC | 01-LVD-PPL-1712, BR 4, MVB | [13 empty] | checked
|  |  | LVD1712-H5 | INTERIOR GFCI RECEPTACLES | 01-LVD-PPL-1712, BR 5, MVB | [13 empty] | checked
|  |  | 01-LTG-CNT-1712 | LIGHTING CONTACTOR 1 120VAC | 01-LVD-PPL-1712, BR 6, MVB | [13 empty] | checked
|  |  | 01-LVB-SWG-17 | SWGR 17/27 SPACE HEATERS | 01-LVD-PPL-1712, BR 7, MVB | [13 empty] | checked
|  |  | 00-MVB-SWG-11 | MCC 11 HEATERS | 01-LVD-PPL-1712, BR 9, MVB | [13 empty] | checked
|  |  | 00-RPS-PNL-06 | RELAY PANEL RPS-PNL-06 | 01-LVD-PPL-1712, BR 10, MVB | [13 empty] | checked
|  |  | 00-MVB-MCC-11 | MCC 11 MSH BUS | 01-LVD-PPL-1712, BR 11, MVB | [13 empty] | checked
|  |  | 00-PDR-MPM-01A | RAINWATER SUMP PMP 01A MV PIT | 01-LVD-PPL-1712, BR 12, MVB | [13 empty] | checked
|  |  | 00-MVA-SWG-1 | SWG 1 SPACE HEATERS | 01-LVD-PPL-1712, BR 13, MVB | [13 empty] | checked
|  |  | 00-GEN-NSB-01 | EDG NON SEG SPACE HEATER | 01-LVD-PPL-1712, BR 14, MVB | [13 empty] | checked
|  |  | 00-MVA-SWG-1 | SWGR 1 MSH BUS | 01-LVD-PPL-1712, BR 15, MVB | [13 empty] | checked
|  |  | 00-ADM-JBX-01 | ADM BLDG DCS ROOM LIGHT TO ELEC ROOM JBX | 01-LVD-PPL-1712, BR 17, MVB | [13 empty] | checked
|  |  | 01-MVA-XFR-17 | MVA XFR MV ENCL A - SUS HEATERS | 01-LVD-PPL-1712, BR 16, MVB | [13 empty] | checked
|  |  | 01-MVA-XFR-17 | MVA XFR MV ENCL A - SUS SNUBBER CKTS | 01-LVD-PPL-1712, BR 18, MVB | [13 empty] | checked
|  |  | 00-DCS-CAB-32 | DCS CABINET 32 | 01-LVD-PPL-1712, BR 19, MVB | [13 empty] | checked
|  |  | 02-LVB-NSB-27 | NON-SEG SPACE HEATER SWG 27 | 01-LVD-PPL-1712, BR 20, MVB | [13 empty] | checked
|  |  | 00-0201-R1 | CONVENIENCE RECPT AMMONIA AREA | 01-LVD-PPL-1712, BR 21, MVB | [13 empty] | checked
|  |  | LVD1712-H22 | MAIN ROOM HVAC 2 PRESSURE PANEL | 01-LVD-PPL-1712, BR 22, MVB | [13 empty] | checked
|  |  | LVD1712-H23 | MAIN ROOM HVAC 1 PRESSURE PANEL | 01-LVD-PPL-1712, BR 23, MVB | [13 empty] | checked
|  |  | LVD1712-H24 | MAIN ROOM HVAC 4 PRESSURE PANEL | 01-LVD-PPL-1712, BR 24, MVB | [13 empty] | checked
|  |  | LVD1712-H25 | MAIN ROOM HVAC 3 PRESSURE PANEL | 01-LVD-PPL-1712, BR 25, MVB | [13 empty] | checked
|  |  | LVD1712-H26 | MAIN ROOM HVAC 6 PRESSURE PANEL | 01-LVD-PPL-1712, BR 26, MVB | [13 empty] | checked
|  |  | LVD1712-H27 | MAIN ROOM HVAC 5 PRESSURE PANEL | 01-LVD-PPL-1712, BR 27, MVB | [13 empty] | checked
|  |  | LVD1712-H28 | LC600 HVAC CONTROLLER | 01-LVD-PPL-1712, BR 28, MVB | [13 empty] | checked
|  |  | 00-PDR-MPM-02B | RAINWATER SUMP PMP 02B MV PIT | 01-LVD-PPL-1712, BR 30, MVB | [13 empty] | checked
|  |  | 01-LTG-CNT-1712 | UNIT 1 GSU/UAT/AUX AREA LIGHTS 208 VAC | 01-LVD-PPL-1712, BR 31/33 MVB | [13 empty] | checked
|  |  | 01-LTG-CNT-1712 | AMMONIA AREA LIGHTS 208 VAC | 01-LVD-PPL-1712, BR 32/34 MVB | [13 empty] | checked
|  |  | 01-LTG-CNT-1712 | INSTRUMENT AIR AREA LIGHTS 208 VAC | 01-LVD-PPL-1712, BR 35/37 MVB | [13 empty] | checked
|  |  | 01-LTG-CNT-1712 | UNIT 1 STEAM DRAINS TANK AREA PIT 208 VAC | 01-LVD-PPL-1712, BR 36/38 MVB | [13 empty] | checked
|  |  | 01-LTG-CNT-1712 | UNIT 1 STG EXTERIOR BLDG LIGHTS 208 VAC | 01-LVD-PPL-1712, BR 39/41 MVB | [13 empty] | checked
|  |  | LVD1712-H8 | LIGHTING CONTACTOR 2 120 VAC | 01-LVD-PPL-1712, BR 40, MVB | [13 empty] | checked
Unit 2 | no |  | 02-3001-W2 | UNIT 2 TURBINE BLDG VENT FAN PLATFORM LIGHTS | 02-LVD-PPL-22111, BR 28, NE CORNER TURNBINE BLDG | no data | no data | no data | 208/120VAC CIRCUIT BREAKER | no data | no data |  | CLOSED | OPEN | no data | no data | 4532.0 | 6644 | checked
|  |  | 00-DCS-CAB-60 | 00-DCS-CAB-60 POWER 1 | 01-LVF-PPL-011, BR 1, U1 HRSG MCC | [13 empty] | checked
|  |  | 00-DCS-CAB-70 | 00-DCS-CAB-70 POWER 1 | 01-LVF-PPL-011, BR 2, U1 HRSG MCC | [13 empty] | checked
|  |  | 00-DCS-CAB-06 | 00-DCS-CAB-06 POWER 1 | 01-LVF-PPL-011, BR 3, U1 HRSG MCC | [13 empty] | checked
|  |  | 01-VMS-CPL-01 | VIBRATION MONITOR CAB POWER 1 | 01-LVF-PPL-011, BR 4, U1 HRSG MCC | [13 empty] | checked
|  |  | 00-DCS-CAB-62 | 00-DCS-CAB-62 POWER 1 | 01-LVF-PPL-011, BR 5, U1 HRSG MCC | [13 empty] | checked
|  |  | 00-DCS-CAB-72 | 00-DCS-CAB-72 POWER 1 | 01-LVF-PPL-011, BR 6, U1 HRSG MCC | [13 empty] | checked
|  |  | 00-DCS-CAB-61 | 00-DCS-CAB-61 POWER 1 | 01-LVF-PPL-011, BR 7, U1 HRSG MCC | [13 empty] | checked
|  |  | 01-CEM-PNL-01 | UNIT 1 CEMS ELECTRICAL PNL 120V UPS | 01-LVF-PPL-011, BR 8, U1 HRSG MCC | [13 empty] | checked
|  |  | 00-FGS-CPL-01A | FGS COMP A CONTROL PANEL 1 UPS FEED 1 | 01-LVF-PPL-011, BR 9, U1 HRSG MCC | [13 empty] | checked
|  |  | 00-FGS-CPL-01B | FGS COMP B CONTROL PANEL 1 UPS FEED 1 | 01-LVF-PPL-011, BR 10, U1 HRSG MCC | [13 empty] | checked
|  |  | 00-FGS-CPL-1C | FGS COMP C CONTROL PANEL 1 UPS FEED 1 | 01-LVF-PPL-011, BR 11, U1 HRSG MCC | [13 empty] | checked
|  |  | 00-FGS-ATS-01 | FGS CND PLC/CHROMATOGRAPH PWR FEED 1 | 01-LVF-PPL-011, BR 12, U1 HRSG MCC | [13 empty] | checked
|  |  | 01-DWS-CPL-06 | UNIT 1 WTT CALCITE FILTER UPS FEED 1 | 01-LVF-PPL-011, BR 13, U1 HRSG MCC | [13 empty] | checked
|  |  | 00MBP01GH012 | FUEL GAS CALORIE METER PNL AC PWR BOX 120 VAC UPS | 01-LVF-PPL-011, BR 14, U1 HRSG MCC | [13 empty] | checked
|  |  | 01-LI-HIS903 | HRSG 1 IP DRM LVL GAUGE ILLUM 120 VAC PWR FEED 1 | 01-LVF-PPL-011, BR 15, U1 HRSG MCC | [13 empty] | checked
|  |  | 01-SCR-JBX-103 | UNIT 1 HRSG SCR HTR JBX 103 UPS PWR 120 VAC | 01-LVF-PPL-011, BR 16, U1 HRSG MCC | [13 empty] | checked
|  |  | 01-LI-HLS930 | HRSG 1 LP DRM LVL GAUGE ILLUM 120 VAC PWR FEED 1 | 01-LVF-PPL-011, BR 17, U1 HRSG MCC | [13 empty] | checked
|  |  | 01-LI-HHS905 | HRSG 1 HP DRM LVL GAUGE ILLUM 120 VAC PWR FEED 1 | 01-LVF-PPL-011, BR 18, U1 HRSG MCC | [13 empty] | checked
|  |  | 01-FAA-CPL-01 | HRSG 1 FAA CPL 120 VAC PWR FEED | 01-LVF-PPL-011, BR 19, U1 HRSG MCC | [13 empty] | checked
|  |  | 01-CMG-F1-114 | UNIT 1 TURBINE PURGING MANIFOLD FLOW METER, 120 VAC UPS | 01-LVF-PPL-011, BR 20, U1 HRSG MCC | [13 empty] | checked
|  |  | 01-BUR-ATS-01 | UNIT 1 HRSG DUCT BURNER UPS ATS FEED 1 | 01-LVF-PPL-011, BR 21, U1 HRSG MCC | [13 empty] | checked
|  |  | 00-DCS-CAB-80 | 00-DCS-CAB-80 POWER 1 | 01-LVF-PPL-012, BR 1, U2 HRSG MCC | [13 empty] | checked
|  |  | 00-DCS-CAB-90 | 00-DCS-CAB-90 POWER 1 | 01-LVF-PPL-012, BR 2, U2 HRSG MCC | [13 empty] | checked
|  |  | 00-DCS-CAB-08 | 00-DCS-CAB-08 POWER 1 | 01-LVF-PPL-012, BR 3, U2 HRSG MCC | [13 empty] | checked
|  |  | 02-VMS-CPL-01 | VIBRATION MONITOR CAB POWER 1 | 01-LVF-PPL-012, BR 4, U2 HRSG MCC | [13 empty] | checked
|  |  | 00-DCS-CAB-82 | 00-DCS-CAB-82 POWER 1 | 01-LVF-PPL-012, BR 5, U2 HRSG MCC | [13 empty] | checked
|  |  | 00-DCS-CAB-92 | 00-DCS-CAB-92 POWER 1 | 01-LVF-PPL-012, BR 6, U2 HRSG MCC | [13 empty] | checked
|  |  | 00-DCS-CAB-81 | 00-DCS-CAB-81 POWER 1 | 01-LVF-PPL-012, BR 7, U2 HRSG MCC | [13 empty] | checked
|  |  | 02-CEM-PNL-01 | UNIT 2 CEMS ELECTRICAL PNL 120 V UPS | 01-LVF-PPL-012, BR 8, U2 HRSG MCC | [13 empty] | checked
|  |  | 00-AXS-CPL-01 | AUX BLR 120VAC UPS PWR 1 | 01-LVF-PPL-012, BR 9, U2 HRSG MCC | [13 empty] | checked
|  |  | 02-SCR-JBX-103 | UNIT 2 HRSG SCR HTR JBX 103 UPS PWR 120VAC | 01-LVF-PPL-012, BR 10, U2 HRSG MCC | [13 empty] | checked
|  |  | 00-SEC-ENC-11 | NORTH GATE CAMERA ENC 120 VAC UPS | 01-LVF-PPL-012, BR 11, U2 HRSG MCC | [13 empty] | checked
|  |  | 02-DWS-CPL-06 | UNIT 2 WTT CALCITE FILTER UPS FEED 1 | 01-LVF-PPL-012, BR 12, U2 HRSG MCC | [13 empty] | checked
|  |  | 02-LI-HHS905 | HRSG 2 HP DRM LVL GAUGE ILLUM 120 VAC PWR FEED 1 | 01-LVF-PPL-012, BR 13, U2 HRSG MCC | [13 empty] | checked
|  |  | 02-BUR-ATS-01 | HRSG 2 DCT BNR UPS ATS FEED 1 | 01-LVF-PPL-012, BR 14, U2 HRSG MCC | [13 empty] | checked
|  |  | 02-LI-HIS903 | HRSG 2 IP DRM LVL GAUGE ILLUM 120 VAC PWR FEED 1 | 01-LVF-PPL-012, BR 15, U2 HRSG MCC | [13 empty] | checked
|  |  | 00-AQA-CPL-02 | AQEOUS AMMONIA DETECTION ALARM PANEL | 01-LVF-PPL-012, BR 16, U2 HRSG MCC | [13 empty] | checked
|  |  | 02-LI-HLS930 | HRSG 2 LP DRM LVL GAUGE ILLUM 120 VAC PWR FEED 1 | 01-LVF-PPL-012, BR 17, U2 HRSG MCC | [13 empty] | checked
|  |  | 02-LVB-SWG-12 | 02-LVB-SWG-12/22 - SEL 9321 POWER | 01-LVF-PPL-012, BR 18, U2 HRSG MCC | [13 empty] | checked
|  |  | 00-SEC-ENC-15 | AMMONIA UNLOADING CAMERA ENC 120 VAC UPS | 01-LVF-PPL-012, BR 19, U2 HRSG MCC | [13 empty] | checked
|  |  | 00-SEC-ENC-16 | HRSG 2 STACK CAMERA ENC 120 VAC UPS | 01-LVF-PPL-012, BR 21, U2 HRSG MCC | [13 empty] | checked
|  |  | 00-SEC-ENC-10 | ADMN BLDG COMMS RM POE SWITCH TO ACCESS ENC MAIN INPUT 120 VAC UPS | 01-LVF-PPL-013, BR 7, ADMIN BLDG U1 UPS | [13 empty] | checked
|  |  | 00CED00GK001 | VIBRATION ANALYSIS SYS (VAS) 120 VAC UPS | 01-LVF-PPL-013, BR 11, ADMIN BLDG U1 UPS | [13 empty] | checked
|  |  | 00-DWT-CPL-02A | WTT TWO PASS RO SKID A CPL 120 VAC UPS | 01-LVF-PPL-013, BR 13, ADMIN BLDG U1 UPS | [13 empty] | checked
|  |  | 00-VMS-CPL-02 | VMS CTRL RM SRVR CAB FEED 1 120 VAC UPS | 01-LVF-PPL-013, BR 18, ADMIN BLDG U1 UPS | [13 empty] | checked
|  |  | 00-DWT-CPL-02B | WTT TWO PASS RO SKID B CPL 120 VAC UPS | 01-LVF-PPL-013, BR 14, ADMIN BLDG U1 UPS | [13 empty] | checked
|  |  | 00-SEC-ENC-22 | SUBSTATION CAMERA ENC 120 VAC UPS | 01-LVF-PPL-014, BR 10, ACC 1 U1 UPS PANEL | [13 empty] | checked
|  |  | 00-SEC-ENC-14 | SOUTH GATE 2 CAMERA ENC 120 VAC UPS | 01-LVF-PPL-015, BR 9, ACC 2 U1 UPS PANEL | [13 empty] | checked
Unit 2 | no |  | 01-1001-R1 | CONVENIENCE RECPTS UNIT 2 TURBINE BLDG | 02-LVD-PPL-22111, BR 29, NE CORNER TURNBINE BLDG | no data | no data | no data | 208/120VAC CIRCUIT BREAKER | no data | no data |  | CLOSED | OPEN | no data | no data | 4533.0 | 6639 | checked
Unit 1 |  |  | NO ID | LV SWGR 11 BREAKER CONTROL | 01-LVE-PPL-012, BR 1, U2 HRSG MCC | [13 empty] | checked
Unit 1 |  |  | NO ID | LV SWGR 21 BREAKER CONTROL | 01-LVE-PPL-012, BR 2, U2 HRSG MCC | [13 empty] | checked
Unit 1 |  |  | NO ID | LV SWGR BREAKER TEST CABINET | 01-LVE-PPL-012, BR 3, U2 HRSG MCC | [13 empty] | checked
|  |  | 00-LVF-XFR-01 | BYPASS TRANSFORMER | 00-LVF-PPL-01, BR 1, | [13 empty] | checked
|  |  | 01-LVF-UPS-01 | UPS SYSTEM UNIT 01 | 00-LVF-PPL-01, BR 3, | [13 empty] | checked
|  |  | 02-LVF-UPS-01 | UPS SYSTEM UNIT 02 | 00-LVF-PPL-01, BR 5, | [13 empty] | checked
|  |  | NO ID | ELECTRIC WATER HEATER | 00-LVB-PPL-173 TUB 1, BR 9, ELECTRIC ROOM | [13 empty] | checked
|  |  | NO ID | HUMIDIFIER HUM-01 | 00-LVB-PPL-173 TUB 1, BR 15, ELECTRIC ROOM | [13 empty] | checked
|  |  | NO ID | VAV-06 | 00-LVB-PPL-173 TUB 1, BR 21, ELECTRIC ROOM | [13 empty] | checked
|  |  | NO ID | AHU-01A | 00-LVB-PPL-173 TUB 1, BR 27, ELECTRIC ROOM | [13 empty] | checked
|  |  | NO ID | AHU-01B | 00-LVB-PPL-173 TUB 1, BR 33, ELECTRIC ROOM | [13 empty] | checked
|  |  | NO ID | VAV-01 | 00-LVB-PPL-173 TUB 1, BR 4, ELECTRIC ROOM | [13 empty] | checked
|  |  | NO ID | VAV-02 | 00-LVB-PPL-173 TUB 1, BR 10, ELECTRIC ROOM | [13 empty] | checked
|  |  | NO ID | VAV-03 | 00-LVB-PPL-173 TUB 1, BR 16, ELECTRIC ROOM | [13 empty] | checked
|  |  | NO ID | VAV-04 | 00-LVB-PPL-173 TUB 1, BR 22, ELECTRIC ROOM | [13 empty] | checked
|  |  | NO ID | VAV-05 | 00-LVB-PPL-173 TUB 1, BR 28, ELECTRIC ROOM | [13 empty] | checked
|  |  | NO ID | PNL LVB-PPL-1731 | 00-LVB-PPL-173 TUB 1, BR 34, ELECTRIC ROOM | [13 empty] | checked
|  |  | NO ID | PLUG IN LUGS | 00-LVB-PPL-173 TUB 1, BR 38, ELECTRIC ROOM | [13 empty] | checked
|  |  | NO ID | PLUG IN LUGS | 00-LVB-PPL-173 TUB 1, BR 40, ELECTRIC ROOM | [13 empty] | checked
|  |  | NO ID | PLUG IN LUGS | 00-LVB-PPL-173 TUB 1, BR 42, ELECTRIC ROOM | [13 empty] | checked
|  |  | NO ID | PLUG IN LUGS | 00-LVB-PPL-173 TUB 1, BR 38, ELECTRIC ROOM | [13 empty] | checked
|  |  | NO ID | PLUG IN LUGS | 00-LVB-PPL-173 TUB 1, BR 40, ELECTRIC ROOM | [13 empty] | checked
|  |  | NO ID | PLUG IN LUGS | 00-LVB-PPL-173 TUB 1, BR 42, ELECTRIC ROOM | [13 empty] | checked
|  |  | NO ID | VAV-09 | 00-LVB-PPL-173 TUB 2, BR 51, ELECTRIC ROOM | [13 empty] | checked
|  |  | NO ID | EXHAUST FAN FAN-03 | 00-LVB-PPL-173 TUB 2, BR 69, ELECTRIC ROOM | [13 empty] | checked
|  |  | NO ID | LVB-XFMR-1731 | 00-LVB-PPL-173 TUB 2, BR 52, ELECTRIC ROOM | [13 empty] | checked
|  |  | NO ID | VAV-10 | 00-LVB-PPL-173 TUB 2, BR 58, ELECTRIC ROOM | [13 empty] | checked
|  |  | NO ID | VAV-11 | 00-LVB-PPL-173 TUB 2, BR 64, ELECTRIC ROOM | [13 empty] | checked
|  |  | NO ID | VAV-12 | 00-LVB-PPL-173 TUB 2, BR 70, ELECTRIC ROOM | [13 empty] | checked
|  |  | NO ID | VAV-07 | 00-LVB-PPL-173 TUB 2, BR 76, ELECTRIC ROOM | [13 empty] | checked
|  |  | NO ID | VAV-08 | 00-LVB-PPL-173 TUB 2, BR 82, ELECTRIC ROOM | [13 empty] | checked
|  |  | NO ID | HUMIDIFIER HUM-02 | 00-LVB-PPL-1731, BR 3, ELECTRICAL ROOM 113 | [13 empty] | checked
|  |  | NO ID | AHU-02 | 00-LVB-PPL-1731, BR 9, ELECTRICAL ROOM 113 | [13 empty] | checked
|  |  | NO ID | AHU-02B | 00-LVB-PPL-1731, BR 15, ELECTRICAL ROOM 113 | [13 empty] | checked
|  |  | NO ID | HUMIDIFIER HUM-03 | 00-LVB-PPL-1731, BR 4, ELECTRICAL ROOM 113 | [13 empty] | checked
|  |  | NO ID | AHU-03A | 00-LVB-PPL-1731, BR 10, ELECTRICAL ROOM 113 | [13 empty] | checked
|  |  | NO ID | AHU-03B | 00-LVB-PPL-1731, BR 16, ELECTRICAL ROOM 113 | [13 empty] | checked
|  |  | NO ID | ELECTRIC UNIT HEATER | 02-LVB-PPL-1217, BR 1, WAREHOUSE BUILDING | [13 empty] | checked
|  |  | NO ID | EUH-12 | 02-LVB-PPL-1217, BR 3, WAREHOUSE BUILDING | [13 empty] | checked
|  |  | NO ID | ELECTRIC UNIT HEATER | 02-LVB-PPL-1217, BR 7, WAREHOUSE BUILDING | [13 empty] | checked
|  |  | NO ID | EUH-13 | 02-LVB-PPL-1217, BR 9, WAREHOUSE BUILDING | [13 empty] | checked
|  |  | NO ID | ELECTRIC UNIT HEATER | 02-LVB-PPL-1217, BR 13, WAREHOUSE BUILDING | [13 empty] | checked
|  |  | NO ID | EUH-14 | 02-LVB-PPL-1217, BR 15, WAREHOUSE BUILDING | [13 empty] | checked
|  |  | NO ID | ELECTRIC UNIT HEATER | 02-LVB-PPL-1217, BR 19, WAREHOUSE BUILDING | [13 empty] | checked
|  |  | NO ID | EUH-15 | 02-LVB-PPL-1217, BR 21, WAREHOUSE BUILDING | [13 empty] | checked
|  |  | NO ID | EXHAUST FAN | 02-LVB-PPL-1217, BR 2, WAREHOUSE BUILDING | [13 empty] | checked
|  |  | NO ID | FAN-06 | 02-LVB-PPL-1217, BR 4, WAREHOUSE BUILDING | [13 empty] | checked
|  |  | NO ID | EXHAUST FAN | 02-LVB-PPL-1217, BR 8, WAREHOUSE BUILDING | [13 empty] | checked
|  |  | NO ID | FAN-07 | 02-LVB-PPL-1217, BR 10, WAREHOUSE BUILDING | [13 empty] | checked
|  |  | NO ID | EXHAUST FAN | 02-LVB-PPL-1217, BR 14, WAREHOUSE BUILDING | [13 empty] | checked
|  |  | NO ID | FAN-08 | 02-LVB-PPL-1217, BR 16, WAREHOUSE BUILDING | [13 empty] | checked
|  |  | NO ID | EXHAUST FAN | 02-LVB-PPL-1217, BR 20, WAREHOUSE BUILDING | [13 empty] | checked
|  |  | NO ID | FAN-09 | 02-LVB-PPL-1217, BR 22, WAREHOUSE BUILDING | [13 empty] | checked
|  |  | NO ID | LV SWGR 12 BREAKER CONTROL | 02-LVE-PPL-012, BR 1, HRSG 2 MCC | [13 empty] | checked
|  |  | NO ID | LV SWGR 22 BREAKER CONTROL | 02-LVE-PPL-012, BR 2, HRSG 2 MCC | [13 empty] | checked
|  |  | NO ID | LV SWGR BREAKER TEST CABINET | 02-LVE-PPL-012, BR 4, HRSG 2 MCC | [13 empty] | checked
|  |  | 00-DCS-CAB-60 | 00-DCS-CAB-60 POWER 2 | 02-LVF-PPL-011, BR 1, HRSG 1 PDC | [13 empty] | checked
|  |  | 00-DCS-CAB-06 | 00-DCS-CAB-06 POWER 2 | 02-LVF-PPL-011, BR 3, HRSG 1 PDC | [13 empty] | checked
|  |  | 00-DCS-CAB-62 | 00-DCS-CAB-62 POWER 2 | 02-LVF-PPL-011, BR 5, HRSG 1 PDC | [13 empty] | checked
|  |  | 00-DCS-CAB-71 | 00-DCS-CAB-71 POWER 2 | 02-LVF-PPL-011, BR 7, HRSG 1 PDC | [13 empty] | checked
|  |  | 00-FGS-CPL-01A | FGS COMP A CONTROL PANEL 1 UPS FEED 2 | 02-LVF-PPL-011, BR 9, HRSG 1 PDC | [13 empty] | checked
|  |  | 00-FGS-CPL-01C | FGS COMP C CONTROL PANEL 1 UPS FEED 2 | 02-LVF-PPL-011, BR 11, HRSG 1 PDC | [13 empty] | checked
|  |  | 01-DWS-CPL-06 | UNIT 1 WTT CALCITE FILTER UPS FEED 2 | 02-LVF-PPL-011, BR 13, HRSG 1 PDC | [13 empty] | checked
|  |  | 01-LI-HHS905 | HRSG 1 HP DRM LVL GAUGE ILLUM 120VAC PWR FEED 2 | 02-LVF-PPL-011, BR 15, HRSG 1 PDC | [13 empty] | checked
|  |  | 01-LI-HIS903 | HRSG 1 IP DRM LVL GAUGE ILLUM 120VAC PWR FEED 2 | 02-LVF-PPL-011, BR 17, HRSG 1 PDC | [13 empty] | checked
|  |  | 01-LI-HLS930 | HRSG 1 LP DRM LVL GAUGE ILLUM 120VAC PWR FEED 2 | 02-LVF-PPL-011, BR 19, HRSG 1 PDC | [13 empty] | checked
|  |  | 01-BUR-ATS-01 | UNIT 1 HRSG DUCT BURNER UPS ATS FEED 2 | 02-LVF-PPL-011, BR 21, HRSG 1 PDC | [13 empty] | checked
|  |  | 00-SEC-ENC-19 | HRSG 1 STACK CAMERA ENC 120 VAC UPS | 02-LVF-PPL-011, BR 23, HRSG 1 PDC | [13 empty] | checked
|  |  | 00-SEC-ENC-31 | HRSG 1 MCC POE SWITCH ENC 120 VAC UPS | 02-LVF-PPL-011, BR 25, HRSG 1 PDC | [13 empty] | checked
|  |  | 00-DCS-CAB-70 | 00-DCS-CAB-70 POWER 2 | 02-LVF-PPL-011, BR 2, HRSG 1 PDC | [13 empty] | checked
|  |  | 01-VMS-CPL-01 | VIBRATION MONITOR CAB POWER 2 | 02-LVF-PPL-011, BR 4, HRSG 1 PDC | [13 empty] | checked
|  |  | 00-DCS-CAB-72 | 00-DCS-CAB-72 POWER 2 | 02-LVF-PPL-011, BR 6, HRSG 1 PDC | [13 empty] | checked
|  |  | 01-CEM-PNL-01 | UNIT 1 CEMS ELECTRICAL PNL 120 V UPS REDUNDANT | 02-LVF-PPL-011, BR 8, HRSG 1 PDC | [13 empty] | checked
|  |  | 00-FGS-CPL-01B | FGS COMP B CONTROL PANEL 1 UPS FEED 2 | 02-LVF-PPL-011, BR 10, HRSG 1 PDC | [13 empty] | checked
|  |  | 00-FGS-ATS-01 | FGS COND PLC/CHROMATOGRAPH PWR FEED 2 | 02-LVF-PPL-011, BR 12, HRSG 1 PDC | [13 empty] | checked
|  |  | 00-SEC-ENC-18 | GAS YARD CAMERA ENC 120 VAC UPS | 02-LVF-PPL-011, BR 14, HRSG 1 PDC | [13 empty] | checked
|  |  | 01-LVB-SWG-11 | 01-LVB-SWG-11/21-SEL 9321 POWER | 02-LVF-PPL-011, BR 16, HRSG 1 PDC | [13 empty] | checked
|  |  | 01-MVA-XFR-13 | MVA XFR ACC 1 A - SUS HEATERS | 01-LVD-PPL-2311, BR 1, OUTSIDE OF ACC MCC ENCLOSURE | [13 empty] | checked
|  |  | 01-MVA-XFR-15 | MVA XFR ACC 1 C - SUS HEATERS | 01-LVD-PPL-2311, BR 3, OUTSIDE OF ACC MCC ENCLOSURE | [13 empty] | checked
|  |  | 01-TSH-ACC884B | ACC 1 LRVP GEARBOX OIL JBX 884B 120VAC | 01-LVD-PPL-2311, BR 5, OUTSIDE OF ACC MCC ENCLOSURE | [13 empty] | checked
|  |  | 01-TSH-ACC899B | ACC 1 LRVP GEARBOX OIL JBX 899B 120VAC | 01-LVD-PPL-2311, BR 7, OUTSIDE OF ACC MCC ENCLOSURE | [13 empty] | checked
|  |  | 01-TSH-ACC915B | ACC 1 LRVP GEARBOX OIL JBX 915B 120VAC | 01-LVD-PPL-2311, BR 9, OUTSIDE OF ACC MCC ENCLOSURE | [13 empty] | checked
|  |  | 00-INA-PNL-01B | INA ADY B HRT PWR FEED | 01-LVD-PPL-2311, BR 11, OUTSIDE OF ACC MCC ENCLOSURE | [13 empty] | checked
|  |  | 01-MVA-XFR-23 | MVA XFR ACC 1 B - SUS HEATERS | 01-LVD-PPL-2311, BR 2, OUTSIDE OF ACC MCC ENCLOSURE | [13 empty] | checked
|  |  | 01-MVA-XFR-25 | MVA XFR ACC 1 D - SUS HEATERS | 01-LVD-PPL-2311, BR 4, OUTSIDE OF ACC MCC ENCLOSURE | [13 empty] | checked
|  |  | 01-TSH-ACC891B | ACC 1 LRVP GEARBOX OIL JBX 891B 120VAC | 01-LVD-PPL-2311, BR 6, OUTSIDE OF ACC MCC ENCLOSURE | [13 empty] | checked
|  |  | 01-TSH-ACC907B | ACC 1 LRVP GEARBOX OIL JBX 907B 120VAC | 01-LVD-PPL-2311, BR 8, OUTSIDE OF ACC MCC ENCLOSURE | [13 empty] | checked
|  |  | 00-INA-PNL-01A | INA ADY A HRT PWR FEED | 01-LVD-PPL-2311, BR 10, OUTSIDE OF ACC MCC ENCLOSURE | [13 empty] | checked
|  |  | 00-ARM-JBX-02 | ACC 1 RHEOVAC RMT PWR SUPPLY/DIST BOARD 120VAC | 01-LVD-PPL-2311, BR 32, OUTSIDE OF ACC MCC ENCLOSURE | [13 empty] | checked
|  |  | 00-ARM-JBX-01 | ACC RHEOVAC SYSTEM MAIN ELEC ENCL PWR 120VAC | 01-LVD-PPL-2311, BR 34, OUTSIDE OF ACC MCC ENCLOSURE | [13 empty] | checked
|  |  | 00-AIT-DWT101 | SILICA ANALYZER | 02-LVD-PPL-12181, BR 14, EAST WALL RO BLDG | [13 empty] | checked
|  |  | 00-FIT-SWS112 | SWS MAGNETIC FLOW METER | 02-LVD-PPL-12181, BR 1, EAST WALL RO BLDG | [13 empty] | checked
|  |  | 00-SEC-MTR-01 | NORTH GATE MTR OPERATOR 208 VAC | 02-LVD-PPL-22141, BR 1/3/5, ELECTRICAL ROOM EAST WALL | [13 empty] | checked
|  |  | 00-SEC-MTR-02 | SOUTH GATE MTR OPERATOR 208 VAC | 02-LVD-PPL-22141, BR 2/4/6, ELECTRICAL ROOM EAST WALL | [13 empty] | checked
|  |  | 00-VMS-CPL-02 | VMS CTRL RM SRVR CAB FED 2 120 VAC UPS | 02-LVF-PPL-013, BR 18, ADMIN BLDG U2 UPS | [13 empty] | checked
|  |  | 00-DWT-CPL-02A | WTT TWO PASS RO SKID A CPL 120 VAC UPS REDUNDANT | 02-LVF-PPL-013, BR 4, ADMIN BLDG U2 UPS | [13 empty] | checked
|  |  | 00-SEC-ENC-13 | SOUTH GATE 1 CAMERA ENC 120 VAC UPS | 02-LVF-PPL-013, BR 3, ADMIN BLDG U2 UPS | [13 empty] | checked
|  |  | 00-DWT-CPL-02B | WTT TWO PASS RO SKID B CPL 120 VAC UPS REDUNDANT | 02-LVF-PPL-013, BR 5, ADMIN BLDG U2 UPS | [13 empty] | checked
|  |  | 00-SEC-ENC-23 | ACC 1 SOUTHWEST CAMERA ENC 120 VAC UPS | 02-LVF-PPL-014, BR 8, ACC 1 U2 UPS PANEL | [13 empty] | checked
|  |  | 00-SEC-ENC-26 | ACC 1 POE+ SWITCH ENC 120 VAC UPS | 02-LVF-PPL-014, BR 10, ACC 1 U2 UPS PANEL | [13 empty] | checked
|  |  | 00-SEC-ENC-27 | ACC 2 POE+ SWITCH 120 VAC UPS | 02-LVF-PPL-015, BR 7, ACC 2 U1 UPS PANEL | [13 empty] | checked
|  |  | 02-MVA-XFR-14 | MVA XFR ACC 2 A - SUS HEATERS | 02-LVD-PPL-2411, BR 1, OUTSIDE OF ACC MCC ENCLOSURE | [13 empty] | checked
|  |  | 02-MVA-XFR-16 | MVA XFR ACC 2 C - SUS HEATERS | 02-LVD-PPL-2411, BR 3, OUTSIDE OF ACC MCC ENCLOSURE | [13 empty] | checked
|  |  | 02-TSH-ACC884B | ACC 2 LRVP GEARBOX OIL JBX 884B 120VAC | 02-LVD-PPL-2411, BR 5, OUTSIDE OF ACC MCC ENCLOSURE | [13 empty] | checked
|  |  | 02-TSH-ACC899B | ACC 2 LRVP GEARBOX OIL JBX 899B 120VAC | 02-LVD-PPL-2411, BR 7, OUTSIDE OF ACC MCC ENCLOSURE | [13 empty] | checked
|  |  | 02-TSH-ACC915B | ACC 2 LRVP GEARBOX OIL JBX 915B 120VAC | 02-LVD-PPL-2411, BR 9, OUTSIDE OF ACC MCC ENCLOSURE | [13 empty] | checked
|  |  | 02-MVA-XFR-24 | MVA XFR ACC 2 B - SUS HEATERS | 02-LVD-PPL-2411, BR 2, OUTSIDE OF ACC MCC ENCLOSURE | [13 empty] | checked
|  |  | 02-MVA-XFR-26 | MVA XFR ACC 2 D - SUS HEATERS | 02-LVD-PPL-2411, BR 4, OUTSIDE OF ACC MCC ENCLOSURE | [13 empty] | checked
|  |  | 02-TSH-ACC891B | ACC 2 LRVP GEARBOX OIL JBX 891B 120VAC | 02-LVD-PPL-2411, BR 6, OUTSIDE OF ACC MCC ENCLOSURE | [13 empty] | checked
|  |  | 02-TSH-ACC907B | ACC 2 LRVP GEARBOX OIL JBX 907B 120VAC | 02-LVD-PPL-2411, BR 8, OUTSIDE OF ACC MCC ENCLOSURE | [13 empty] | checked
|  |  | 00-ARM-JBX-03 | ACC 2 RHEOVAC RMT PWR SUPPLY/DIST BOARD 120VAC | 02-LVD-PPL-2411, BR 32, OUTSIDE OF ACC MCC ENCLOSURE | [13 empty] | checked
|  |  | 02-HTT-JBX-2098/2099 | 02-HTT-JBX-2098/2099 | 02-LVD-PPL-2411, BR 34/36, OUTSIDE OF ACC MCC ENCLOSURE | [13 empty] | checked
Unit 2 | no |  | 02-HVC-LVR-59 | UNIT 2 TURBINE BLDG EAST WALL INTAKE LOUVER 59 | 02-LVD-PPL-22111, BR 3, NE CORNER TURNBINE BLDG | no data | no data | no data | 208/120VAC CIRCUIT BREAKER | no data | no data |  | CLOSED | OPEN | no data | no data | 4520.0 | 7076 | checked
|  |  | NO ID | RECEP-RECEPTION | 01-LVD-PPL-1731 TUB 1, BR 2, ELECTRICAL ROOM 113 | [13 empty] | checked
|  |  | NO ID | LTG-MGR OFF, CONF, BREAK | 01-LVD-PPL-1731 TUB 1, BR 3, ELECTRICAL ROOM 113 | [13 empty] | checked
|  |  | NO ID | RECEP-RECEPTION, FILES | 01-LVD-PPL-1731 TUB 1, BR 4, ELECTRICAL ROOM 113 | [13 empty] | checked
|  |  | NO ID | LTG-VEST, RECEP, FILES, CORRIDOR | 01-LVD-PPL-1731 TUB 1, BR 5, ELECTRICAL ROOM 113 | [13 empty] | checked
|  |  | NO ID | RECEP-MGR OFF, FLOOR BOX | 01-LVD-PPL-1731 TUB 1, BR 6, ELECTRICAL ROOM 113 | [13 empty] | checked
|  |  | NO ID | LTG-OFF, STOR, TOOL,I&C | 01-LVD-PPL-1731 TUB 1, BR 7, ELECTRICAL ROOM 113 | [13 empty] | checked
|  |  | NO ID | RECEP-CONF | 01-LVD-PPL-1731 TUB 1, BR 8, ELECTRICAL ROOM 113 | [13 empty] | checked
|  |  | NO ID | LTG-LAB, OFF, VEST, COMM, JAN | 01-LVD-PPL-1731 TUB 1, BR 9, ELECTRICAL ROOM 113 | [13 empty] | checked
|  |  | NO ID | RECEP-CONF | 01-LVD-PPL-1731 TUB 1, BR 10, ELECTRICAL ROOM 113 | [13 empty] | checked
|  |  | NO ID | LTG-W RR, M RR, COPY, TECH, JAN | 01-LVD-PPL-1731 TUB 1, BR 11, ELECTRICAL ROOM 113 | [13 empty] | checked
|  |  | NO ID | RECEP-BREAK | 01-LVD-PPL-1731 TUB 1, BR 12, ELECTRICAL ROOM 113 | [13 empty] | checked
|  |  | NO ID | RECEP-BREAK FRIDGE | 01-LVD-PPL-1731 TUB 1, BR 14, ELECTRICAL ROOM 113 | [13 empty] | checked
|  |  | NO ID | RECEP-BREAK FRIDGE | 01-LVD-PPL-1731 TUB 1, BR 16, ELECTRICAL ROOM 113 | [13 empty] | checked
|  |  | NO ID | RECEP-COFFEE MAKER | 01-LVD-PPL-1731 TUB 1, BR 18, ELECTRICAL ROOM 113 | [13 empty] | checked
|  |  | NO ID | ELECTRIC WATER COOLER | 01-LVD-PPL-1731 TUB 1, BR 19, ELECTRICAL ROOM 113 | [13 empty] | checked
|  |  | NO ID | RECEP-BREAK DISHWASHER | 01-LVD-PPL-1731 TUB 1, BR 20, ELECTRICAL ROOM 113 | [13 empty] | checked
|  |  | NO ID | RANGE HOOD-BREAK | 01-LVD-PPL-1731 TUB 1, BR 21, ELECTRICAL ROOM 113 | [13 empty] | checked
|  |  | NO ID | RECEP-CORR, CARD READER DOORS 33B, 131A | 01-LVD-PPL-1731 TUB 1, BR 22, ELECTRICAL ROOM 113 | [13 empty] | checked
|  |  | NO ID | RANGE-BREAK | 01-LVD-PPL-1731 TUB 1, BR 23, ELECTRICAL ROOM 113 | [13 empty] | checked
|  |  | NO ID | FIRE ALARM PANEL | 01-LVD-PPL-1731 TUB 1, BR 24, ELECTRICAL ROOM 113 | [13 empty] | checked
|  |  | NO ID | ADMIN HVAC CONTROL PANEL | 01-LVD-PPL-1731 TUB 1, BR 26, ELECTRICAL ROOM 113 | [13 empty] | checked
|  |  | NO ID | FAN-02A | 01-LVD-PPL-1731 TUB 1, BR 27, ELECTRICAL ROOM 113 | [13 empty] | checked
|  |  | NO ID | RECEP-COMM RM | 01-LVD-PPL-1731 TUB 1, BR 28, ELECTRICAL ROOM 113 | [13 empty] | checked
|  |  | NO ID | FAN-02B | 01-LVD-PPL-1731 TUB 1, BR 29, ELECTRICAL ROOM 113 | [13 empty] | checked
|  |  | NO ID | RECEP-KIT | 01-LVD-PPL-1731 TUB 1, BR 32, ELECTRICAL ROOM 113 | [13 empty] | checked
|  |  | NO ID | COND PUMP | 01-LVD-PPL-1731 TUB 1, BR 33, ELECTRICAL ROOM 113 | [13 empty] | checked
|  |  | NO ID | COND PUMP | 01-LVD-PPL-1731 TUB 1, BR 35, ELECTRICAL ROOM 113 | [13 empty] | checked
|  |  | NO ID | RECEP-KIT | 01-LVD-PPL-1731 TUB 1, BR 36, ELECTRICAL ROOM 113 | [13 empty] | checked
|  |  | NO ID | KIT COFFEE MAKER | 01-LVD-PPL-1731 TUB 1, BR 37, ELECTRICAL ROOM 113 | [13 empty] | checked
|  |  | NO ID | RECEP-LOTO, VEST, DCS | 01-LVD-PPL-1731 TUB 1, BR 38, ELECTRICAL ROOM 113 | [13 empty] | checked
|  |  | NO ID | EXTERIOR RECEP | 01-LVD-PPL-1731 TUB 1, BR 39, ELECTRICAL ROOM 113 | [13 empty] | checked
|  |  | NO ID | RECEP-DCS ROOM | 01-LVD-PPL-1731 TUB 1, BR 40, ELECTRICAL ROOM 113 | [13 empty] | checked
|  |  | NO ID | RECEP-CONF | 01-LVD-PPL-1731 TUB 1, BR 42, ELECTRICAL ROOM 113 | [13 empty] | checked
|  |  | NO ID | HUM-01 COND PUMP | 01-LVD-PPL-1731 TUB 2, BR 43, ELECTRICAL ROOM 113 | [13 empty] | checked
|  |  | NO ID | RECEP-CONF | 01-LVD-PPL-1731 TUB 2, BR 44, ELECTRICAL ROOM 113 | [13 empty] | checked
|  |  | NO ID | JAN RM RECIRC PUMP | 01-LVD-PPL-1731 TUB 2, BR 45, ELECTRICAL ROOM 113 | [13 empty] | checked
|  |  | NO ID | RECEP-BREAK | 01-LVD-PPL-1731 TUB 2, BR 46, ELECTRICAL ROOM 113 | [13 empty] | checked
|  |  | NO ID | LAB HOOD POWER | 01-LVD-PPL-1731 TUB 2, BR 47, ELECTRICAL ROOM 113 | [13 empty] | checked
|  |  | NO ID | RECEP-EST, ELEC RM | 01-LVD-PPL-1731 TUB 2, BR 48, ELECTRICAL ROOM 113 | [13 empty] | checked
|  |  | NO ID | GARBAGE DISPOSAL | 01-LVD-PPL-1731 TUB 2, BR 49, ELECTRICAL ROOM 113 | [13 empty] | checked
|  |  | NO ID | RECEP-COMM RM | 01-LVD-PPL-1731 TUB 2, BR 50, ELECTRICAL ROOM 113 | [13 empty] | checked
|  |  | NO ID | KITCHEN MICRO UPPER SM BRK RM | 01-LVD-PPL-1731 TUB 2, BR 51, ELECTRICAL ROOM 113 | [13 empty] | checked
|  |  | NO ID | RECEP-COMM RM | 01-LVD-PPL-1731 TUB 2, BR 52, ELECTRICAL ROOM 113 | [13 empty] | checked
|  |  | NO ID | KITCHEN MICRO UPPER BIG BRK RM | 01-LVD-PPL-1731 TUB 2, BR 53, ELECTRICAL ROOM 113 | [13 empty] | checked
|  |  | NO ID | RECEP-LAB | 01-LVD-PPL-1731 TUB 2, BR 54, ELECTRICAL ROOM 113 | [13 empty] | checked
|  |  | NO ID | RECEP-LAB, STORAGE | 01-LVD-PPL-1731 TUB 2, BR 56, ELECTRICAL ROOM 113 | [13 empty] | checked
|  |  | NO ID | FUTURE DCS EQUIPMENT | 01-LVD-PPL-1731 TUB 2, BR 57, ELECTRICAL ROOM 113 | [13 empty] | checked
|  |  | NO ID | RECEP-LAB, OFFICE | 01-LVD-PPL-1731 TUB 2, BR 58, ELECTRICAL ROOM 113 | [13 empty] | checked
|  |  | NO ID | FUTURE DCS EQUIPMENT | 01-LVD-PPL-1731 TUB 2, BR 59, ELECTRICAL ROOM 113 | [13 empty] | checked
|  |  | NO ID | RECEP-WOMEN'S RR, JAN | 01-LVD-PPL-1731 TUB 2, BR 60, ELECTRICAL ROOM 113 | [13 empty] | checked
|  |  | NO ID | FUTURE DCS EQUIPMENT | 01-LVD-PPL-1731 TUB 2, BR 61, ELECTRICAL ROOM 113 | [13 empty] | checked
|  |  | NO ID | RECEP-MEN'S RR | 01-LVD-PPL-1731 TUB 2, BR 62, ELECTRICAL ROOM 113 | [13 empty] | checked
|  |  | NO ID | FUTURE DCS EQUIPMENT | 01-LVD-PPL-1731 TUB 2, BR 63, ELECTRICAL ROOM 113 | [13 empty] | checked
|  |  | NO ID | RECEP-COPY, STORAGE | 01-LVD-PPL-1731 TUB 2, BR 64, ELECTRICAL ROOM 113 | [13 empty] | checked
|  |  | NO ID | FUTURE DCS EQUIPMENT | 01-LVD-PPL-1731 TUB 2, BR 65, ELECTRICAL ROOM 113 | [13 empty] | checked
|  |  | NO ID | RECEP-COPY, STORAGE-PRINTER | 01-LVD-PPL-1731 TUB 2, BR 66, ELECTRICAL ROOM 113 | [13 empty] | checked
|  |  | NO ID | FUTURE DCS EQUIPMENT | 01-LVD-PPL-1731 TUB 2, BR 67, ELECTRICAL ROOM 113 | [13 empty] | checked
|  |  | NO ID | RECEP-TECH RM | 01-LVD-PPL-1731 TUB 2, BR 68, ELECTRICAL ROOM 113 | [13 empty] | checked
|  |  | NO ID | FUTURE DCS EQUIPMENT | 01-LVD-PPL-1731 TUB 2, BR 69, ELECTRICAL ROOM 113 | [13 empty] | checked
|  |  | NO ID | RECEP-TECH RM | 01-LVD-PPL-1731 TUB 2, BR 70, ELECTRICAL ROOM 113 | [13 empty] | checked
|  |  | NO ID | FUTURE DCS EQUIPMENT | 01-LVD-PPL-1731 TUB 2, BR 71, ELECTRICAL ROOM 113 | [13 empty] | checked
|  |  | NO ID | RECEP-OFF 123 | 01-LVD-PPL-1731 TUB 2, BR 72, ELECTRICAL ROOM 113 | [13 empty] | checked
|  |  | NO ID | FUTURE DCS EQUIPMENT | 01-LVD-PPL-1731 TUB 2, BR 73, ELECTRICAL ROOM 113 | [13 empty] | checked
|  |  | NO ID | RECEP-OFF 125, 126 | 01-LVD-PPL-1731 TUB 2, BR 74, ELECTRICAL ROOM 113 | [13 empty] | checked
|  |  | NO ID | FUTURE DCS EQUIPMENT | 01-LVD-PPL-1731 TUB 2, BR 75, ELECTRICAL ROOM 113 | [13 empty] | checked
|  |  | NO ID | RECEP-OFF 126, 127 | 01-LVD-PPL-1731 TUB 2, BR 76, ELECTRICAL ROOM 113 | [13 empty] | checked
|  |  | NO ID | KIT MICROWAVE | 01-LVD-PPL-1731 TUB 2, BR 77, ELECTRICAL ROOM 113 | [13 empty] | checked
|  |  | NO ID | RECEP-OFF 128, STORAGE | 01-LVD-PPL-1731 TUB 2, BR 78, ELECTRICAL ROOM 113 | [13 empty] | checked
|  |  | NO ID | KIT MICROWAVE | 01-LVD-PPL-1731 TUB 2, BR 79, ELECTRICAL ROOM 113 | [13 empty] | checked
|  |  | NO ID | RECEP-I&C | 01-LVD-PPL-1731 TUB 2, BR 80, ELECTRICAL ROOM 113 | [13 empty] | checked
|  |  | NO ID | RECEP-105B | 01-LVD-PPL-1731 TUB 2, BR 81, ELECTRICAL ROOM 113 | [13 empty] | checked
|  |  | NO ID | RECEP-CORRIDOR CABINETS | 01-LVD-PPL-1731 TUB 2, BR 82, ELECTRICAL ROOM 113 | [13 empty] | checked
|  |  | NO ID | RECEP-105B | 01-LVD-PPL-1731 TUB 2, BR 83, ELECTRICAL ROOM 113 | [13 empty] | checked
|  |  | NO ID | RECEP-BREAK RM | 01-LVD-PPL-1731 TUB 2, BR 84, ELECTRICAL ROOM 113 | [13 empty] | checked
|  |  | NO ID | UNIT HEATER UHT-01 | 01-LVD-PPL-1731 TUB 3, BR 85, ELECTRICAL ROOM 113 | [13 empty] | checked
|  |  | NO ID | RECEP-MGR OFF | 01-LVD-PPL-1731 TUB 3, BR 86, ELECTRICAL ROOM 113 | [13 empty] | checked
|  |  | NO ID | RECEP-CONF RM FLOOR BOXES | 01-LVD-PPL-1731 TUB 3, BR 88, ELECTRICAL ROOM 113 | [13 empty] | checked
|  |  | NO ID | UNIT HEATER UHT-02 | 01-LVD-PPL-1731 TUB 3, BR 89, ELECTRICAL ROOM 113 | [13 empty] | checked
|  |  | NO ID | RECEP-CORRIDOR, CARD READER 130A | 01-LVD-PPL-1731 TUB 3, BR 92, ELECTRICAL ROOM 113 | [13 empty] | checked
|  |  | NO ID | UNIT HEATER UHT-03 | 01-LVD-PPL-1731 TUB 3, BR 93, ELECTRICAL ROOM 113 | [13 empty] | checked
|  |  | NO ID | RECEP-OFF 124 | 01-LVD-PPL-1731 TUB 3, BR 94, ELECTRICAL ROOM 113 | [13 empty] | checked
|  |  | NO ID | RECEP-COMM RM | 01-LVD-PPL-1731 TUB 3, BR 96, ELECTRICAL ROOM 113 | [13 empty] | checked
|  |  | NO ID | SPRINKLER COMPRESSOR | 01-LVD-PPL-1731 TUB 3, BR 97, ELECTRICAL ROOM 113 | [13 empty] | checked
|  |  | NO ID | RECEP-COMM RM | 01-LVD-PPL-1731 TUB 3, BR 98, ELECTRICAL ROOM 113 | [13 empty] | checked
|  |  | NO ID | TOOL ROOM-RCPT | 01-LVD-PPL-1731 TUB 3, BR 99, ELECTRICAL ROOM 113 | [13 empty] | checked
|  |  | NO ID | RECEP-KIT FRIDGE | 01-LVD-PPL-1731 TUB 3, BR 100, ELECTRICAL ROOM 113 | [13 empty] | checked
|  |  | NO ID | EV CHARGER | 01-LVD-PPL-1731 TUB 3, BR 101, ELECTRICAL ROOM 113 | [13 empty] | checked
|  |  | NO ID | RECEP-KIT FRIDGE | 01-LVD-PPL-1731 TUB 3, BR 102, ELECTRICAL ROOM 113 | [13 empty] | checked
|  |  | NO ID | EV CHARGER | 01-LVD-PPL-1731 TUB 3, BR 103, ELECTRICAL ROOM 113 | [13 empty] | checked
|  |  | NO ID | RECEP-TOILET | 01-LVD-PPL-1731 TUB 3, BR 104, ELECTRICAL ROOM 113 | [13 empty] | checked
|  |  | NO ID | EV CHARGER | 01-LVD-PPL-1731 TUB 3, BR 105, ELECTRICAL ROOM 113 | [13 empty] | checked
|  |  | NO ID | EV CHARGER | 01-LVD-PPL-1731 TUB 3, BR 107, ELECTRICAL ROOM 113 | [13 empty] | checked
|  |  | NO ID | DCS RM LTG | 01-LVD-PPL-1731 TUB 3, BR 110, ELECTRICAL ROOM 113 | [13 empty] | checked
|  |  | NO ID | CONTROL RM LTG | 01-LVD-PPL-1731 TUB 3, BR 112, ELECTRICAL ROOM 113 | [13 empty] | checked
|  |  | 00-DCS-CAB-30 | 00-DCS-CAB-30 POWER 1 | 01-LVF-PPL-01, BR 1, MV PDC | [13 empty] | checked
|  |  | 00-DCS-CAB-40 | 00-DCS-CAB-40 POWER 1 | 01-LVF-PPL-01, BR 2, MV PDC | [13 empty] | checked
|  |  | 00-DCS-CAB-03 | 00-DCS-CAB-03 POWER 1 | 01-LVF-PPL-01, BR 3, MV PDC | [13 empty] | checked
|  |  | 00-DCS-CAB-50 | 00-DCS-CAB-50 POWER 1 | 01-LVF-PPL-01, BR 4, MV PDC | [13 empty] | checked
|  |  | 00-DCS-CAB-32 | 00-DCS-CAB-32 POWER 1 | 01-LVF-PPL-01, BR 5, MV PDC | [13 empty] | checked
|  |  | 00-VMS-CPL-01 | VIBRATION MONITOR CAB POWER 1 | 01-LVF-PPL-01, BR 6, MV PDC | [13 empty] | checked
|  |  | 00-DCS-CAB-42 | 00-DCS-CAB-42 POWER 1 | 01-LVF-PPL-01, BR 7, MV PDC | [13 empty] | checked
|  |  | 00-DCS-CAB-51 | 00-DCS-CAB-51 POWER 1 | 01-LVF-PPL-01, BR 8, MV PDC | [13 empty] | checked
|  |  | 00MPY11CU501 | ON SITE MONITORING SYS 120 VAC UPS | 01-LVF-PPL-01, BR 13, MV PDC | [13 empty] | checked
|  |  | 01MBY11CY103 | UNIT 1 GT COMB PRESSURE FLUCTUATION ANALYZER CLIENT | 01-LVF-PPL-01, BR 27, MV PDC | [13 empty] | checked
|  |  | 01MKG04CQ001 | UNIT 1 HYDROGEN SUPERVISORY RACK 120 VAC UPS | 01-LVF-PPL-01, BR 29, MV PDC | [13 empty] | checked
|  |  | 00CED00GK001 | VIBRATION ANALYSIS SYS (VAS) 120 VAC UPS | 01-LVF-PPL-01, BR 30, MV PDC | [13 empty] | checked
|  |  | 01-LVF-PPL-011 | HRSG 1 PDC 120VAC UPS PANELBOARD 01 | 01-LVF-PPL-01, BR 31, MV PDC | [13 empty] | checked
|  |  | 01-LVF-PPL-012 | HRSG 2 PDC 120VAC UPS PANELBOARD 01 | 01-LVF-PPL-01, BR 32, MV PDC | [13 empty] | checked
|  |  | 01-LVF-RBX-013 | ADMIN BUILDING 120VAC UPS PANELBOARD 01 RBX | 01-LVF-PPL-01, BR 33, MV PDC | [13 empty] | checked
|  |  | 01-LVF-PPL-014 | ACC 1 PDC 120VAC UPS PANELBOARD 01 | 01-LVF-PPL-01, BR 34, MV PDC | [13 empty] | checked
|  |  | 01-LVF-PPL-015 | ACC 2 PDC 120VAC UPS PANELBOARD 01 | 01-LVF-PPL-01, BR 35, MV PDC | [13 empty] | checked
|  |  | 02-LVB-XFR-12121 | HRSG 2 TOP LVL 480-208/120VAC XFR | 02-LVB-PPL-1212, BR 7/9/11, HRSG 2 AREA | [13 empty] | checked
|  |  | 02-SCR-JBX-104 | HRSG 2 SCR HOISE AND TROLLEY 480VAC PWR FEED | 02-LVB-PPL-1212, BR 13/15/17, HRSG 2 AREA | [13 empty] | checked
Unit 2 | no |  | 02-MOV-HLS907 | HRSG 2 LP ECON VENT MAIN PWR FEED | 02-LVB-PPL-22131, BR 19/21/23, OUTSIDE HRSG SWG ENCLOSURE | no data | no data | no data | 480 V CIRCUIT BREACKER | no data | no data |  | CLOSED | OPEN | no data | no data | 4574.0 | 7892 | checked
Unit 2 |  |  | 02-WDR-CPL-01 | UNIT 2 OIL WATER SEP PWR 480VAC | 02-LVB-PPL-1213, BR 8/10/12, OUTSIDE HRSG SWG ENCLOSURE | no data | no data | no data | 480 V CIRCUIT BREACKER | no data | no data |  | CLOSED | OPEN | no data | no data | 4342.0 | 11061 | checked
Unit 2 | no |  | 02-MOV-HLS931 | HRSG 2 LP FEEDWATER INLET STOP MAIN PWR FEED | 02-LVB-PPL-2213, BR 8/10/12, OUTSIDE HRSG SWG ENCLOSURE | no data | no data | no data | 480 V CIRCUIT BREACKER | no data | no data |  | CLOSED | OPEN | no data | no data | 4461.0 | 7895 | checked
Unit 2 | no |  | 02-MOV-HLS944 | UNIT 2 LP SPARGING STEAM SHUTOFF VLV | 02-LVB-PPL-1214, BR 31/33/35, OUTSIDE HRSG SWG ENCLOSURE | no data | no data | no data | 480 V CIRCUIT BREACKER | no data | no data |  | CLOSED | OPEN | no data | no data | 4360.0 | 7896 | checked
|  |  | 02-MOV-HRS904-200 | HRSG 2 REHEAT OUTLET STARTUP VENT STOP MOV MAIN PWR FEED | 02-LVB-PPL-1212, BR 38/40/42, HRSG 2 AREA | [13 empty] | checked
|  |  | 02-MOV-HRS911 | HRSG 2 REHEAT STARTUP VENT MOV MAIN PWR FEED | 02-LVB-PPL-1212, BR 20/22/24, HRSG 2 AREA | [13 empty] | checked
Unit 2 | no |  | 02-MOV-HRS912 | HRSG 2 REHEAT ATTEMP INLET SHUTOFF VLV FEED | 02-LVB-PPL-2212, BR 14/16/18, INSIDE HRSG SWG ENCLOSURE | no data | no data | no data | 480 V CIRCUIT BREACKER | no data | no data |  | CLOSED | OPEN | no data | no data | 4453.0 | 7906 | checked
Unit 2 | no |  | 02-MOV-HRS914 | HRSG 2 REHEAT DRN MOV MAIN PWR FEED | 02-LVB-PPL-2212, BR 19/21/23, INSIDE HRSG SWG ENCLOSURE | no data | no data | no data | 480 V CIRCUIT BREACKER | no data | no data |  | CLOSED | OPEN | no data | no data | 4454.0 | 7908 | checked
Unit 2 | no |  | 02-1101-R1 | CONVENIENCE RECPTS UNIT 2 TURBINE BLDG | 02-LVD-PPL-22111, BR 30, NE CORNER TURNBINE BLDG | no data | no data | no data | 208/120VAC CIRCUIT BREAKER | no data | no data |  | CLOSED | OPEN | no data | no data | 4534.0 | 6640 | checked
Unit 2 | no |  | 02-LTG-CNT-22111 | UNIT 2 TURBINE BLDG HIGH BAY 208VAC | 02-LVD-PPL-22111, BR 31/33, NE CORNER TURNBINE BLDG | no data | no data | no data | 208/120VAC CIRCUIT BREAKER | no data | no data |  | CLOSED | OPEN | no data | no data | 4535.0 | 7204 | checked
Unit 2 | no |  | 02-LTG-CNT-22111 | UNIT 2 TURBINE BLDG HIGH BAY 208VAC | 02-LVD-PPL-22111, BR 32/34, NE CORNER TURNBINE BLDG | no data | no data | no data | 208/120VAC CIRCUIT BREAKER | no data | no data |  | CLOSED | OPEN | no data | no data | 4536.0 | 7205 | checked
Unit 2 | no |  | 02-LTG-CNT-22111 | UNIT 2 TURBINE BLDG PIT LIGHT 208VAC | 02-LVD-PPL-22111, BR 36/38, NE CORNER TURNBINE BLDG | no data | no data | no data | 208/120VAC CIRCUIT BREAKER | no data | no data |  | CLOSED | OPEN | no data | no data | 4537.0 | 7206 | checked
Unit 2 | no |  | 02-LTG-CNT-22111 | UNIT 2 TURBINE BLDG PIT LIGHT 208VAC | 02-LVD-PPL-22111, BR 39/41, NE CORNER TURNBINE BLDG | no data | no data | no data | 208/120VAC CIRCUIT BREAKER | no data | no data |  | CLOSED | OPEN | no data | no data | 4538.0 | 7207 | checked
Unit 2 | no |  | 02-HVC-LVR-58 | UNIT 2 TURBINE BLDG EAST WALL INTAKE LOUVER 58 | 02-LVD-PPL-22111, BR 4, NE CORNER TURNBINE BLDG | no data | no data | no data | 208/120VAC CIRCUIT BREAKER | no data | no data |  | CLOSED | OPEN | no data | no data | 4521.0 | 7075 | checked
Unit 2 | no |  | 02-HVC-HTR-54 | UNIT 2 TURBINE BLDG GAS HEATER FAN 54 120 VAC | 02-LVD-PPL-22111, BR 5, NE CORNER TURNBINE BLDG | no data | no data | no data | 208/120VAC CIRCUIT BREAKER | no data | no data |  | CLOSED | OPEN | no data | no data | 4522.0 | 7065 | checked
Unit 2 | no |  | 02-HVC-HTR-57 | UNIT 2 TURBINE BLDG GAS HEATER FAN 57 120 VAC | 02-LVD-PPL-22111, BR 6, NE CORNER TURNBINE BLDG | no data | no data | no data | 208/120VAC CIRCUIT BREAKER | no data | no data |  | CLOSED | OPEN | no data | no data | 4523.0 | 7068 | checked
Unit 2 | no |  | 02-HVC-HTR-55 | UNIT 2 TURBINE BLDG GAS HEATER FAN 55 120 VAC | 02-LVD-PPL-22111, BR 7, NE CORNER TURNBINE BLDG | no data | no data | no data | 208/120VAC CIRCUIT BREAKER | no data | no data |  | CLOSED | OPEN | no data | no data | 4524.0 | 7066 | checked
Unit 2 | no |  | 02-HVC-HTR-58 | UNIT 2 TURBINE BLDG GAS HEATER FAN 58 120 VAC | 02-LVD-PPL-22111, BR 8, NE CORNER TURNBINE BLDG | no data | no data | no data | 208/120VAC CIRCUIT BREAKER | no data | no data |  | CLOSED | OPEN | no data | no data | 4525.0 | 7069 | checked
Unit 2 | no |  | 02-HVC-HTR-56 | UNIT 2 TURBINE BLDG GAS HEATER FAN 56 120 VAC | 02-LVD-PPL-22111, BR 9, NE CORNER TURNBINE BLDG | no data | no data | no data | 208/120VAC CIRCUIT BREAKER | no data | no data |  | CLOSED | OPEN | no data | no data | 4526.0 | 7067 | checked
Unit 2 | no |  | 02-1301-R1 | UNIT 2 DRAINS TANK AREA CONVENIENCE RECP | 02-LVD-PPL-22113, BR 10, SW TURBINE DECK | no data | no data | no data | 480 V CIRCUIT BREACKER | no data | no data |  | CLOSED | OPEN | no data | no data | 4555.0 | 6642 | checked
BOP | no |  | 00-PWS-JBX-06 | UNIT 2 TURB CTRL PKG SAFETY SHWR 120 VAC MAIN | 02-LVD-PPL-22113, BR 11, SW TURBINE DECK | no data | no data | no data | 480 V CIRCUIT BREACKER | no data | no data |  | CLOSED | OPEN | no data | no data | 4556.0 | 665 | checked
Unit 2 | no |  | 02-IPB-CPL-03 | UNIT 2 IPBD VTSC MAIN PWR 208VAC | 02-LVD-PPL-22113, BR 12/14/16, SW TURBINE DECK | no data | no data | no data | 480 V CIRCUIT BREACKER | no data | no data |  | CLOSED | OPEN | no data | no data | 4557.0 | 7081 | checked
Unit 2 | no |  | 02-DWS-CPL-07 | UNIT 2 CALCITE FILTER CO2 INJECT MODULE CTRL PNL | 02-LVD-PPL-22113, BR 13, SW TURBINE DECK | no data | no data | no data | 480 V CIRCUIT BREACKER | no data | no data |  | CLOSED | OPEN | no data | no data | 4558.0 | 6986 | checked
Unit 2 | no |  | 02-3301-M1 | UNIT 2 GCB PLATFORM LIGHTS | 02-LVD-PPL-22113, BR 15, SW TURBINE DECK | no data | no data | no data | 480 V CIRCUIT BREACKER | no data | no data |  | CLOSED | OPEN | no data | no data | 4559.0 | 6645 | checked
|  |  | 02-3901-M1 | ACC 2 DUCT PLATFORM LIGHTS | 02-LVD-PPL-22113, BR 17, SW TURBINE DECK | [12 empty] | 6646 | checked
Unit 2 | no |  | 02-IPB-CPL-02 | UNIT 2 IPBD DCT/UAT DSW HTRS 208VAC | 02-LVD-PPL-22113, BR 18/20/22, SW TURBINE DECK | no data | no data | no data | 480 V CIRCUIT BREACKER | no data | no data |  | CLOSED | OPEN | no data | no data | 4560.0 | 7080 | checked
Unit 2 | no |  | 02-HVC-LVR-77 | UNIT 2 TURBINE BLDG WEST WALL INTAKE LOUVER 77 | 02-LVD-PPL-22113, BR 23, SW TURBINE DECK | no data | no data | no data | 480 V CIRCUIT BREACKER | no data | no data |  | CLOSED | OPEN | no data | no data | 4561.0 | 7078 | checked
Unit 2 | no |  | 02-HVC-LVR-74 | UNIT 2 TURBINE BLDG WEST WALL INTAKE LOUVER 74 | 02-LVD-PPL-22113, BR 24, SW TURBINE DECK | no data | no data | no data | 480 V CIRCUIT BREACKER | no data | no data |  | CLOSED | OPEN | no data | no data | 4562.0 | 7077 | checked
Unit 2 | no |  | 02-HVC-HTR-51 | UNIT 2 TURBINE BLDG GAS HEATER FAN 51 120 VAC | 02-LVD-PPL-22113, BR 25, SW TURBINE DECK | no data | no data | no data | 480 V CIRCUIT BREACKER | no data | no data |  | CLOSED | OPEN | no data | no data | 4563.0 | 7062 | checked
Unit 2 | no |  | 02-HVC-HTR-61 | UNIT 2 TURBINE BLDG GAS HEATER FAN 61 120 VAC | 02-LVD-PPL-22113, BR 26, SW TURBINE DECK | no data | no data | no data | 480 V CIRCUIT BREACKER | no data | no data |  | CLOSED | OPEN | no data | no data | 4564.0 | 7072 | checked
Unit 2 | no |  | 02-HVC-HTR-52 | UNIT 2 TURBINE BLDG GAS HEATER FAN 52 120 VAC | 02-LVD-PPL-22113, BR 27, SW TURBINE DECK | no data | no data | no data | 480 V CIRCUIT BREACKER | no data | no data |  | CLOSED | OPEN | no data | no data | 4565.0 | 7063 | checked
Unit 2 | no |  | 02-HVC-HTR-62 | UNIT 2 TURBINE BLDG GAS HEATER FAN 62 120 VAC | 02-LVD-PPL-22113, BR 28, SW TURBINE DECK | no data | no data | no data | 480 V CIRCUIT BREACKER | no data | no data |  | CLOSED | OPEN | no data | no data | 4566.0 | 7073 | checked
Unit 2 | no |  | 02-HVC-HTR-53 | UNIT 2 TURBINE BLDG GAS HEATER FAN 53 120 VAC | 02-LVD-PPL-22113, BR 29, SW TURBINE DECK | no data | no data | no data | 480 V CIRCUIT BREACKER | no data | no data |  | CLOSED | OPEN | no data | no data | 4567.0 | 7064 | checked
Unit 2 | no |  | 02-HVC-HTR-63 | UNIT 2 TURBINE BLDG GAS HEATER FAN 63 120 VAC | 02-LVD-PPL-22113, BR 30, SW TURBINE DECK | no data | no data | no data | 480 V CIRCUIT BREACKER | no data | no data |  | CLOSED | OPEN | no data | no data | 4568.0 | 7074 | checked
Unit 2 | no |  | 02-4001-E2 | UNIT 2 TURBINE BLDG EMERGENCY LIGHTING | 02-LVD-PPL-22113, BR 31, SW TURBINE DECK | no data | no data | no data | 480 V CIRCUIT BREACKER | no data | no data |  | CLOSED | OPEN | no data | no data | 4569.0 | 6647 | checked
Unit 2 | no |  | 02-4101-E5 | UNIT 2 TURBINE BLDG EMERGENCY LIGHTING | 02-LVD-PPL-22113, BR 32, SW TURBINE DECK | no data | no data | no data | 480 V CIRCUIT BREACKER | no data | no data |  | CLOSED | OPEN | no data | no data | 4570.0 | 6648 | checked
BOP | no |  | 00-FPS-PNL-14 | TUR BLD 02 LOCAL FIRE ALARM CPL NODE #3 | 02-LVD-PPL-22113, BR 5, SW TURBINE DECK | no data | no data | no data | 480 V CIRCUIT BREACKER | no data | no data |  | CLOSED | OPEN | no data | no data | 4550.0 | 299 | checked
Unit 2 | no |  | 02-DWS-CPL-06 | UNIT 2 WTT CALCITE FILTER 120VAC RECEP | 02-LVD-PPL-22113, BR 6, SW TURBINE DECK | no data | no data | no data | 480 V CIRCUIT BREACKER | no data | no data |  | CLOSED | OPEN | no data | no data | 4551.0 | 6985 | checked
Unit 2 | no |  | 02-PDR-CPL-01 | ST 2 DRNS SUMP PMP CTRL PNL REDUNDANT 1 120V | 02-LVD-PPL-22113, BR 7, SW TURBINE DECK | no data | no data | no data | 480 V CIRCUIT BREACKER | no data | no data |  | CLOSED | OPEN | no data | no data | 4552.0 | 8198 | checked
Unit 2 | no |  | 02-2701-W2 | UNIT 2 DRAINS TANK AREA DECK LIGHTS 120VAC | 02-LVD-PPL-22113, BR 8, SW TURBINE DECK | no data | no data | no data | 480 V CIRCUIT BREACKER | no data | no data |  | CLOSED | OPEN | no data | no data | 4553.0 | 6643 | checked
Unit 2 | no |  | 02MKE01GT101 | UNIT 2 SFC XFMR S.HTR 120 VAC MAIN | 02-LVD-PPL-22113, BR 9, SW TURBINE DECK | no data | no data | no data | 480 V CIRCUIT BREACKER | no data | no data |  | CLOSED | OPEN | no data | no data | 4554.0 | 7747 | checked
|  |  | NO ID | LTG-WHSE-SOUTH | 02-LVD-PPL-2216, BR 1, WAREHOUSE BUILDING | [13 empty] | checked
|  |  | NO ID | RECEP-NORTH WT | 02-LVD-PPL-2216, BR 2, WAREHOUSE BUILDING | [13 empty] | checked
|  |  | NO ID | LTG-WHSE-NORTH | 02-LVD-PPL-2216, BR 3, WAREHOUSE BUILDING | [13 empty] | checked
|  |  | NO ID | RECEP-SOUTH WT | 02-LVD-PPL-2216, BR 4, WAREHOUSE BUILDING | [13 empty] | checked
|  |  | NO ID | LTG-WATER TREATMENT WEST | 02-LVD-PPL-2216, BR 5, WAREHOUSE BUILDING | [13 empty] | checked
|  |  | NO ID | RECEP-EXTERIOR | 02-LVD-PPL-2216, BR 6, WAREHOUSE BUILDING | [13 empty] | checked
|  |  | NO ID | LTG-WATER TREATMENT MIDDLE | 02-LVD-PPL-2216, BR 7, WAREHOUSE BUILDING | [13 empty] | checked
|  |  | NO ID | HVAC CONTROL PANEL | 02-LVD-PPL-2216, BR 8, WAREHOUSE BUILDING | [13 empty] | checked
|  |  | NO ID | LTG-WATER TREATMENT EAST | 02-LVD-PPL-2216, BR 9, WAREHOUSE BUILDING | [13 empty] | checked
|  |  | NO ID | WT HVAC CONTROL PANEL | 02-LVD-PPL-2216, BR 10, WAREHOUSE BUILDING | [13 empty] | checked
|  |  | NO ID | LTG-EXTERIOR WEST | 02-LVD-PPL-2216, BR 11, WAREHOUSE BUILDING | [13 empty] | checked
|  |  | NO ID | RECEP-WAREHOUSE | 02-LVD-PPL-2216, BR 12, WAREHOUSE BUILDING | [13 empty] | checked
|  |  | NO ID | LTG-EXTERIOR EAST | 02-LVD-PPL-2216, BR 13, WAREHOUSE BUILDING | [13 empty] | checked
|  |  | NO ID | WT LOUVER | 02-LVD-PPL-2216, BR 14, WAREHOUSE BUILDING | [13 empty] | checked
|  |  | NO ID | LTG-EXTERIOR ADMIN | 02-LVD-PPL-2216, BR 15, WAREHOUSE BUILDING | [13 empty] | checked
|  |  | NO ID | EXHAUST FAN 10 | 02-LVD-PPL-2216, BR 18, WAREHOUSE BUILDING | [13 empty] | checked
|  |  | NO ID | WAREHOUSE LOUVER | 02-LVD-PPL-2216, BR 20, WAREHOUSE BUILDING | [13 empty] | checked
|  |  | NO ID | CANOPY LTS | 02-LVD-PPL-2216, BR 21, WAREHOUSE BUILDING | [13 empty] | checked
|  |  | NO ID | CANOPY LTS | 02-LVD-PPL-2216, BR 23, WAREHOUSE BUILDING | [13 empty] | checked
|  |  | NO ID | RECEP WAREHOUSE VENDING | 02-LVD-PPL-2216, BR 24, WAREHOUSE BUILDING | [13 empty] | checked
|  |  | NO ID | RCPT-WAREHOUSE | 02-LVD-PPL-2216, BR 25, WAREHOUSE BUILDING | [13 empty] | checked
|  |  | NO ID | RCPT-WATER TREATMENT | 02-LVD-PPL-2216, BR 26, WAREHOUSE BUILDING | [13 empty] | checked
|  |  | NO ID | RCPT-WAREHOUSE | 02-LVD-PPL-2216, BR 27, WAREHOUSE BUILDING | [13 empty] | checked
|  |  | NO ID | RCPT-WATER TREATMENT | 02-LVD-PPL-2216, BR 28, WAREHOUSE BUILDING | [13 empty] | checked
|  |  | NO ID | RCPT-WAREHOUSE | 02-LVD-PPL-2216, BR 29, WAREHOUSE BUILDING | [13 empty] | checked
|  |  | NO ID | RCPT-WATER TREATMENT | 02-LVD-PPL-2216, BR 30, WAREHOUSE BUILDING | [13 empty] | checked
|  |  | NO ID | RCPT-WAREHOUSE | 02-LVD-PPL-2216, BR 31, WAREHOUSE BUILDING | [13 empty] | checked
|  |  | NO ID | RCPT-WAREHOUSE | 02-LVD-PPL-2216, BR 33, WAREHOUSE BUILDING | [13 empty] | checked
|  |  | NO ID | PHOTOEYE | 02-LVD-PPL-2216, BR 34, WAREHOUSE BUILDING | [13 empty] | checked
|  |  | NO ID | RCPT-WAREHOUSE | 02-LVD-PPL-2216, BR 35, WAREHOUSE BUILDING | [13 empty] | checked
|  |  | 00-DCS-CAB-40 | DCS-CAB-40 UTILITY POWER | 02-LVD-PPL-2712, BR 1, MVB PDC | [13 empty] | checked
|  |  | 01-LVB-NSB-17 | NON-SEG SPACE HEATER SWGR 27 | 02-LVD-PPL-2712, BR 2, MVB PDC | [13 empty] | checked
|  |  | 00-DCS-CAB-50 | DCS-CAB-50 UTILITY POWER | 02-LVD-PPL-2712, BR 3, MVB PDC | [13 empty] | checked
|  |  | 00-DCS-CAB-42 | DCS-CAB-42 UTILITY POWER | 02-LVD-PPL-2712, BR 4, MVB PDC | [13 empty] | checked
|  |  | LVD2712-H6 | RECEPTACLES | 02-LVD-PPL-2712, BR 6, MVB PDC | [13 empty] | checked
|  |  | 00-MVB-SWG-21 | MCC 21 SECTION HEATERS | 02-LVD-PPL-2712, BR 7, MVB PDC | [13 empty] | checked
|  |  | 02-MVA-XFR-27 | MVA XFR MV ENCL B - SUS HEATERS | 02-LVD-PPL-2712, BR 8, MVB PDC | [13 empty] | checked
|  |  | 00-MVB-MCC-21 | MCC 21 MSH BUS | 02-LVD-PPL-2712, BR 9, MVB PDC | [13 empty] | checked
|  |  | 02-MVA-XFR-27 | MVA XFR MV ENCL B - SUS SNUBBER CKTS | 02-LVD-PPL-2712, BR 10, MVB PDC | [13 empty] | checked
|  |  | 00-MVA-SWG-2 | SWGR 2 SECTION HEATERS | 02-LVD-PPL-2712, BR 11, MVB PDC | [13 empty] | checked
|  |  | 00-YV-INA137 | INST AIR WET AIR RCVR 01 COND DRN PWR 120VAC | 02-LVD-PPL-2712, BR 12, MVB PDC | [13 empty] | checked
|  |  | 00-MVA-SWG-2 | SWGR 2 MSH BUS | 02-LVD-PPL-2712, BR 13, MVB PDC | [13 empty] | checked
|  |  | 00-ADM-JBX-01 | ADM BLDG CTRL ROOM LIGHT TO ELEC ROOM | 02-LVD-PPL-2712, BR 16, MVB PDC | [13 empty] | checked
|  |  | 00-PDR-MPM-01B | RAINWATER SUMP PMP 01B MV PIT | 02-LVD-PPL-2712, BR 15, MVB PDC | [13 empty] | checked
|  |  | 00-FPS-PNL-06 | MV ELEC. ENCL.LOCAL FIRE ALRM CPL NODE #12 | 02-LVD-PPL-2712, BR 20, MVB PDC | [13 empty] | checked
|  |  | 00-PDR-MPM-02A | RAINWATER SUMP PMP 02A MV PIT | 02-LVD-PPL-2712, BR 17, MVB PDC | [13 empty] | checked
|  |  | 02-LTG-CNT-2712 | UNIT 2 GSU/UAT/AUX AREA LIGHTS 208VAC | 02-LVD-PPL-2712, BR 31/33, MVB PDC | [13 empty] | checked
|  |  | 02-LTG-CNT-2712 | INSTRUMENT AIR AREA LIGHTS 208VAC | 02-LVD-PPL-2712, BR 35/37, MVB PDC | [13 empty] | checked
|  |  | 02-LTG-CNT-2712 | UNIT 2 STG EXTERIOR BLDG LIGHTS 208VAC | 02-LVD-PPL-2712, BR 39/41, MVB PDC | [13 empty] | checked
|  |  | 00-0501-R1 | CONVENIENCE RECPT UNIT 2 GSU XFMR AREA | 02-LVD-PPL-2712, BR 30, MVB PDC | [13 empty] | checked
|  |  | 02-LTG-CNT-2712 | AMMONIA AREA LIGHTS 208VAC | 02-LVD-PPL-2712, BR 32/34, MVB PDC | [13 empty] | checked
|  |  | 02-LTG-CNT-2712 | UNIT 2 STEAM DRAINS TANK PIT LIGHTS 208VAC | 02-LVD-PPL-2712, BR 36/38, MVB PDC | [13 empty] | checked
|  |  | 00-YV-INA197 | INST AIR RCVR 02 COND DRN PWR 120VAC | 02-LVD-PPL-2712, BR 42, MVB PDC | [13 empty] | checked
|  |  | 00-DCS-CAB-30 | DCS CABINET 30 | 02-LVD-PPL-2712, BR 14, MVB PDC | [13 empty] | checked
|  |  | 00-GEN-NSB-01 | SPACE HEATER | 02-LVD-PPL-2712, BR 18, MVB PDC | [13 empty] | checked
|  |  | 00-DCS-CAB-80 | 00-DCS-CAB-80 POWER 2 | 02-LVF-PPL-012, BR 1, HRSG 2 PDC | [13 empty] | checked
|  |  | 00-DCS-CAB-90 | 00-DCS-CAB-90 POWER 2 | 02-LVF-PPL-012, BR 2, HRSG 2 PDC | [13 empty] | checked
|  |  | 00-DCS-CAB-08 | 00-DCS-CAB-08 POWER 2 | 02-LVF-PPL-012, BR 3, HRSG 2 PDC | [13 empty] | checked
|  |  | 02-VMS-CPL-01 | VIBRATION MONITOR CAB POWER 2 | 02-LVF-PPL-012, BR 4, HRSG 2 PDC | [13 empty] | checked
|  |  | 00-DCS-CAB-82 | 00-DCS-CAB-82 POWER 2 | 02-LVF-PPL-012, BR 5, HRSG 2 PDC | [13 empty] | checked
|  |  | 00-DCS-CAB-92 | 00-DCS-CAB-92 POWER 2 | 02-LVF-PPL-012, BR 6, HRSG 2 PDC | [13 empty] | checked
|  |  | 00-DCS-CAB-91 | 00-DCS-CAB-91 POWER 2 | 02-LVF-PPL-012, BR 7, HRSG 2 PDC | [13 empty] | checked
|  |  | 02-CEM-PNL-01 | UNIT 2 CEMS ELECTRICAL PNL 120 V UPS REDUNDANT | 02-LVF-PPL-012, BR 8, HRSG 2 PDC | [13 empty] | checked
|  |  | 02-DWS-CPL-06 | UNIT 2 WTT CALCITE FILTER UPS FEED 2 | 02-LVF-PPL-012, BR 9, HRSG 2 PDC | [13 empty] | checked
|  |  | 02-BUR-ATS-01 | HRSG 2 DCT BNR UPS ATS FEED 2 | 02-LVF-PPL-012, BR 10, HRSG 2 PDC | [13 empty] | checked
|  |  | 00-AXS-CPL-01 | AUX BLR 120 VAC UPS PWR 2 | 02-LVF-PPL-012, BR 11, HRSG 2 PDC | [13 empty] | checked
|  |  | 00-SEC-ENC-24 | UNIT 2 AIR COOLED HEX NORTHWEST CAMERA ENC 120VAC UPS | 02-LVF-PPL-012, BR 12, HRSG 2 PDC | [13 empty] | checked
|  |  | 02-LI-HHS905 | HRSG 2 HP DRM LVL GAUGE ILLUM 120VAC PWR FEED 2 | 02-LVF-PPL-012, BR 13, HRSG 2 PDC | [13 empty] | checked
|  |  | 00-SEC-ENC-25 | AUX BOILER BLDG NORTHEAST CAMERA ENC 120 VAC UPS | 02-LVF-PPL-012, BR 14, HRSG 2 PDC | [13 empty] | checked
|  |  | 02-LI-HIS903 | HRSG 2 IP DRM LVL GAUGE ILLUM 120VAC PWR FEED 2 | 02-LVF-PPL-012, BR 15, HRSG 2 PDC | [13 empty] | checked
|  |  | 02-CMG-F1-114 | UNIT 2 TURBINE PURGING MANIFOLD FLOW METER 120 VAC UPS | 02-LVF-PPL-012, BR 16, HRSG 2 PDC | [13 empty] | checked
|  |  | 02-LI-HLS930 | HRSG 2 LP DRM LVL GAUGE ILLUM 120VAC PWR FEED 2 | 02-LVF-PPL-012, BR 17, HRSG 2 PDC | [13 empty] | checked
|  |  | 02-FAA-CPL-01 | HRSG 2 FAA CPL 120VAC PWR FEED | 02-LVF-PPL-012, BR 19, HRSG 2 PDC | [13 empty] | checked
|  |  | 00-SEC-ENC-32 | HRSG 2 MCC POE SWITCH ENC 120 VAC UPS | 02-LVF-PPL-012, BR 21, HRSG 2 PDC | [13 empty] | checked
|  |  | 00-SEC-ENC-12 | WT TRUCK AISLE CAMERA ENC 120 VAC UPS | 02-LVF-PPL-012, BR 23, HRSG 2 PDC | [13 empty] | checked