## Sheet4
ID | Description | Location | Equipment | Type | System | P&ID | Normal Pos | Iso Pos | Extra Info | Size
IV-863A | LIT863A (upper iso) | CRT landing | LIT | Iso Vlv | CND | 94.03.40.100.02-PD-0001-00 (4of13) | OPEN | CLOSED | no data | no data
IV-863C | LIT863B (upper iso) | CRT landing | LIT | Iso Vlv | CND | 94.03.40.100.02-PD-0001-00 (4of13) | OPEN | CLOSED | no data | no data
IV-863E | LIT863C (upper iso) | CRT landing | LIT | Iso Vlv | CND | 94.03.40.100.02-PD-0001-00 (4of13) | OPEN | CLOSED | no data | no data
IV-864A | Level Gauge 864 (upper iso) | CRT landing | LIT | Iso Vlv | CND | 94.03.40.100.02-PD-0001-00 (4of13) | OPEN | CLOSED | no data | no data
IV-867A | PIT867A iso | CRT landing | PIT | Iso Vlv | CND | 94.03.40.100.02-PD-0001-00 (4of13) | OPEN | CLOSED | no data | no data
IV-867B | PIT867B iso | CRT landing | PIT | Iso Vlv | CND | 94.03.40.100.02-PD-0001-00 (4of13) | OPEN | CLOSED | no data | no data
IV-867C | PIT867C iso | CRT landing | PIT | Iso Vlv | CND | 94.03.40.100.02-PD-0001-00 (4of13) | OPEN | CLOSED | no data | no data
IV-866 | PIT866 iso | CRT landing | PIT | Iso Vlv | CND | 94.03.40.100.02-PD-0001-00 (4of13) | OPEN | CLOSED | no data | no data
IV-868 | PIT868 iso | CRT landing | PIT | Iso Vlv | CND | 94.03.40.100.02-PD-0001-00 (4of13) | OPEN | CLOSED | no data | no data
VCND216 | Condensate Recirc before CV | CRT landing | CV/CRT | Iso Vlv | CND | 20023894-PD-053A | OPEN | CLOSED | no data | no data
VCND132 | Condensate Recirc after CV | CRT landing | CV/CRT | Iso Vlv | CND | 20023894-PD-053A | OPEN | CLOSED | no data | no data
VCND217 | Condensate Recirc CV bypass | CRT landing | CV/CRT | Iso Vlv | CND | 20023894-PD-053A | OPEN | CLOSED | no data | no data
FCV-CND331 | Condensate Recirc CV | CRT landing | CRT | AOCV | CND | 20023894-PD-053A | CLOSED | CLOSED | no data | no data
VCND378 | Condensate Recirc Vent (after CV) | CRT landing | CRT | Drain/Vent Vlv | CND | 20023894-PD-053A | CLOSED | OPEN | no data | no data
VCND 152 | Condensate Recirc Drain (after CV) | CRT landing | CRT | Drain/Vent Vlv | CND | 20023894-PD-053A | CLOSED | OPEN | no data | no data
VCND 379 | Condensate Recirc Vent (after strainer) | CRT landing | CRT | Drain/Vent Vlv | CND | 20023894-PD-053A | CLOSED | OPEN | no data | no data
VBFW213 | BFP "A" HP FW recirc vent after strainer | CRT landing | CRT | Drain/Vent Vlv | BFW | no data | CLOSED | OPEN | no data | no data
VBFW214 | BFP "A" HP FW recirc vent after strainer | CRT landing | CRT | Drain/Vent Vlv | BFW | no data | CLOSED | OPEN | no data | no data
VBFW | BFP "A" HP FW recirc iso before CV | CRT landing | CV/CRT | Iso Vlv | BFW | no data | OPEN | CLOSED | no data | no data
VBFW218 | BFP "A" HP FW recirc iso after CV | CRT landing | CV/CRT | Iso Vlv | BFW | no data | OPEN | CLOSED | no data | no data
VBFW230 | BFP "B" HP FW recirc vent after strainer | CRT landing | CRT | Drain/Vent Vlv | BFW | no data | CLOSED | OPEN | no data | no data
VBFW231 | BFP "B" HP FW recirc vent after strainer | CRT landing | CRT | Drain/Vent Vlv | BFW | no data | CLOSED | OPEN | no data | no data
VBFW | BFP "B" HP FW recirc iso before CV | CRT landing | CV/CRT | Iso Vlv | BFW | no data | OPEN | CLOSED | no data | no data
VBFW239 | BFP "B" HP FW recirc iso after CV | CRT landing | CV/CRT | Iso Vlv | BFW | no data | OPEN | CLOSED | no data | no data
VBFW322 | From TCA to CRT vent after srtainer | CRT landing | CRT | Drain/Vent Vlv | BFW | no data | CLOSED | OPEN | no data | no data
VBFW323 | From TCA to CRT vent after srtainer | CRT landing | CRT | Drain/Vent Vlv | BFW | no data | CLOSED | OPEN | no data | no data
VBFW | From TCA to CRT before CV iso | CRT landing | CV/CRT | Iso Vlv | BFW | no data | OPEN | CLOSED | no data | no data
VBFW339 | From TCA to CRT after CV iso | CRT landing | CV/CRT | Iso Vlv | BFW | no data | OPEN | CLOSED | no data | no data
VBFW459 | FGPH to receiver tank after strainer vent | CRT landing | CRT | Drain/Vent Vlv | BFW | no data | CLOSED | OPEN | no data | no data
VBFW460 | FGPH to receiver tank after strainer vent | CRT landing | CRT | Drain/Vent Vlv | BFW | no data | CLOSED | OPEN | no data | no data
VBFW379 | FGPH to receiver tank iso after CV | CRT landing | CV/CRT | Iso Vlv | BFW | no data | OPEN | CLOSED | no data | no data
VDWS638 | Normal makeup Iso before and after CV | CRT landing | CRT | Iso Vlv | DWS | no data | OPEN | CLOSED | no data | no data
VDWS639 | Normal makeup Iso before and after CV | CRT landing | CRT | Iso Vlv | DWS | no data | OPEN | CLOSED | no data | no data
VDWS641 | Emergency makeup Iso before and after CV | CRT landing | CRT | Iso Vlv | DWS | no data | OPEN | no data | no data | no data
VDWS642 | Emergency makeup Iso before and after CV | CRT landing | CRT | Iso Vlv | DWS | no data | OPEN | no data | no data | no data
VDWS636 | Makeup CV bypass | CRT landing | CRT | Iso Vlv | DWS | no data | CLOSED | no data | no data | no data
VDWS648 | Normal makeup drain | CRT landing | CRT | Drain/Vent Vlv | DWS | no data | CLOSED | no data | no data | no data
VDWS105 | Normal makeup vent | CRT landing | CRT | Drain/Vent Vlv | DWS | no data | CLOSED | no data | no data | no data
VDWS643 | Emergency makeup drain | CRT landing | CRT | Drain/Vent Vlv | DWS | no data | CLOSED | no data | no data | no data
VDWS532F | Emergency makeup FT | CRT landing | FIT | Iso Vlv | DWS | no data | OPEN | no data | no data | no data
VDWSF534F | Emergency makeup FT | CRT landing | FIT | Iso Vlv | DWS | no data | OPEN | no data | no data | no data
VDWS528F | Normal makeup FT | CRT landing | FIT | Iso Vlv | DWS | no data | OPEN | no data | no data | no data
VDWSF530F | Normal makeup FT | CRT landing | FIT | Iso Vlv | DWS | no data | OPEN | no data | no data | no data
VAXS174 | Steam to air ejector CV iso | CRT landing | CRT/Air ejector | Iso Vlv | AXS | no data | OPEN | no data | no data | no data
VAXS175 | Steam to air ejector CV iso | CRT landing | CRT/Air ejector | Iso Vlv | AXS | no data | OPEN | no data | no data | no data
VAXS153 | Steam to air ejector drain | CRT landing | CRT/Air ejector | Drain/Vent Vlv | AXS | no data | CLOSED | no data | no data | no data
VAXS152 | Steam to air ejector CV bypass | CRT landing | CRT/Air ejector | Iso Vlv | AXS | no data | CLOSED | no data | no data | no data
VAXS186 | Air ejector PIT iso | CRT landing | PIT | Iso Vlv | AXS | no data | OPEN | no data | no data | no data
VAXS183 | Air ejector vent | CRT landing | CRT/Air ejector | Drain/Vent Vlv | AXS | no data | CLOSED | no data | no data | no data
nodata | Air ejector suction/discharge | CRT landing | CRT/Air ejector | Iso Vlv | AXS | no data | no data | no data | no data | no data
VAXS168 | Sparging steam CV iso | CRT landing | CRT | Iso Vlv | AXS | no data | OPEN | no data | no data | no data
VAXS165 | Sparging steam CV iso | CRT landing | CRT | Iso Vlv | AXS | no data | OPEN | no data | no data | no data
VAXS147 | Sparging steam strainer drain | CRT landing | CRT | Drain/Vent Vlv | AXS | no data | CLOSED | no data | no data | no data
VAXS182 | Sparging steam strainer vent | CRT landing | CRT | Drain/Vent Vlv | AXS | no data | CLOSED | no data | no data | no data
VAXS102 | Sparging steam strainer PDIT | CRT landing | CRT | Iso Vlv | AXS | no data | OPEN | no data | no data | no data
VAXS122 | Sparging steam strainer PDIT | CRT landing | CRT | Iso Vlv | AXS | no data | OPEN | no data | no data | no data
VAXS145 | Sparging steam CV bypass | CRT landing | CRT | Iso Vlv | AXS | no data | CLOSED | no data | no data | no data
VCND106 | ST DT pump discharge Vent | CRT landing | CRT | Drain/Vent Vlv | CND | no data | CLOSED | no data | no data | no data
VCND259 | ST DT pump discharge Drain | CRT landing | CRT | Drain/Vent Vlv | CND | no data | CLOSED | no data | no data | no data
VCND258 | ST DT pump discharge Vent | CRT landing | CRT | Drain/Vent Vlv | CND | no data | CLOSED | no data | no data | no data
VCND | Condensate Receiver Tank drain valve | CRT area | CRT | no data | CND | no data | CLOSED | no data | no data | no data
VCND | Level indicating instruments (4 lower valves) | CRT area | LIT | no data | CND | no data | OPEN | no data | no data | no data
nodata | Cond. Receiver Tank PITs | CRT area | PIT | no data | CND | no data | OPEN | no data | no data | no data
VCND377 | Condensate Recirc Drain (after strainer) | CRT area | CRT | no data | CND | no data | CLOSED | no data | no data | no data
VCND404 | Condensate Recirc Strainer Vent | CRT area | CRT | no data | CND | no data | CLOSED | no data | no data | no data
VCND195 | Condensate Recirc Strainer Drain | CRT area | CRT | no data | CND | no data | CLOSED | no data | no data | no data
VCND323 | Condensate Recirc Strainer isolation | CRT area | CRT | no data | CND | no data | OPEN | no data | no data | no data
VCND | Condensate Recirc Strainer DP isolation (2) valves | CRT area | CRT | no data | CND | no data | OPEN | no data | no data | no data
VCND577 | ACC east loop seal drain | CRT area | ACC | no data | CND | no data | CLOSED | no data | no data | no data
VCND576 | ACC west loop seal drain | CRT area | ACC | no data | CND | no data | CLOSED | no data | no data | no data
nodata | ACC street iso bypass trap (2 sets) | CRT area | ACC | no data | CND | no data | CLOSED | no data | no data | no data
VBFW381 | BFP "A" HP FW recirc drain after strainer | CRT area | Strainer | no data | BFW | no data | CLOSED | no data | no data | no data
VBFW415 | BFP "A" HP FW recirc drain after strainer | CRT area | Strainer | no data | BFW | no data | CLOSED | no data | no data | no data
VBFW215 | BFP "A" HP FW strainer iso | CRT area | Strainer | no data | BFW | no data | OPEN | no data | no data | no data
VBFW216 | BFP "A" HP FW strainer drain | CRT area | Strainer | no data | BFW | no data | CLOSED | no data | no data | no data
VBFW217 | BFP "A" HP FW strainer drain | CRT area | Strainer | no data | BFW | no data | CLOSED | no data | no data | no data
VBFW411 | BFP "A" HP FW strainer vent | CRT area | Strainer | no data | BFW | no data | CLOSED | no data | no data | no data
VBFW412 | BFP "A" HP FW strainer vent | CRT area | Strainer | no data | BFW | no data | CLOSED | no data | no data | no data
VBFW232 | BFP "B" HP FW strainer iso | CRT area | Strainer | no data | BFW | no data | OPEN | no data | no data | no data
VBFW233 | BFP "B" HP FW strainer drain | CRT area | Strainer | no data | BFW | no data | CLOSED | no data | no data | no data
VBFW234 | BFP "B" HP FW strainer drain | CRT area | Strainer | no data | BFW | no data | CLOSED | no data | no data | no data
VBFW427 | BFP "B" HP FW strainer vent | CRT area | Strainer | no data | BFW | no data | CLOSED | no data | no data | no data
VBFW428 | BFP "B" HP FW strainer vent | CRT area | Strainer | no data | BFW | no data | CLOSED | no data | no data | no data
VBFW338 | BFP "B" HP FW recirc drain after strainer | CRT area | CRT | no data | BFW | no data | CLOSED | no data | no data | no data
VBFW365 | BFP "B" HP FW recirc drain after strainer | CRT area | CRT | no data | BFW | no data | CLOSED | no data | no data | no data
VBFW330 | From TCA to Cond. Receiver Tank iso (2) vlvs | CRT area | CRT | no data | BFW | no data | OPEN | no data | no data | no data
VBFW922 | From TCA to Cond. Receiver Tank iso (2) vlvs | CRT area | CRT | no data | BFW | no data | OPEN | no data | no data | no data
VBFW165 | From TCA to Cond. Receiver Tank drain | CRT area | CRT | no data | BFW | no data | CLOSED | no data | no data | no data
VBFW166 | From TCA to Cond. Receiver Tank drain | CRT area | CRT | no data | BFW | no data | CLOSED | no data | no data | no data
VBFW923 | From TCA to Cond. Receiver Tank strainer vent | CRT area | Strainer | no data | BFW | no data | CLOSED | no data | no data | no data
VBFW532 | From TCA to Cond. Receiver Tank strainer vent | CRT area | Strainer | no data | BFW | no data | CLOSED | no data | no data | no data
VBFW333 | From TCA to Cond. Receiver Tank strainer drain | CRT area | Strainer | no data | BFW | no data | CLOSED | no data | no data | no data
VBFW334 | From TCA to Cond. Receiver Tank strainer drain | CRT area | Strainer | no data | BFW | no data | CLOSED | no data | no data | no data
VBFW305 | From TCA to Cond. Receiver Tank drain after strainer | CRT area | Strainer | no data | BFW | no data | OPEN | no data | no data | no data
VBFW306 | From TCA to Cond. Receiver Tank drain after strainer | CRT area | Strainer | no data | BFW | no data | OPEN | no data | no data | no data
VBFW290 | Gas performance heater to receiver tank iso (2) valves | CRT area | no data | no data | BFW | no data | OPEN | no data | no data | no data
VBFW361 | Gas performance heater to receiver tank iso (2) valves | CRT area | no data | no data | BFW | no data | OPEN | no data | no data | no data
VBFW402 | Gas performance heater to receiver tank drain | CRT area | no data | no data | BFW | no data | CLOSED | no data | no data | no data
VBFW403 | Gas performance heater to receiver tank drain | CRT area | no data | no data | BFW | no data | CLOSED | no data | no data | no data
VBFW440 | Gas performance heater to receiver tank strainer vent | CRT area | Strainer | no data | BFW | no data | CLOSED | no data | no data | no data
VBFW441 | Gas performance heater to receiver tank strainer vent | CRT area | Strainer | no data | BFW | no data | CLOSED | no data | no data | no data
VBFW292 | Gas performance heater to receiver tank strainer drain | CRT area | Strainer | no data | BFW | no data | CLOSED | no data | no data | no data
VBFW366 | Gas performance heater to receiver tank strainer drain | CRT area | Strainer | no data | BFW | no data | CLOSED | no data | no data | no data
VBFW449 | Gas performance heater to receiver tank after strainer drain | CRT area | no data | no data | BFW | no data | CLOSED | no data | no data | no data
VBFW450 | Gas performance heater to receiver tank after strainer drain | CRT area | no data | no data | BFW | no data | CLOSED | no data | no data | no data
VAXS117 | Steam trap iso | CRT area | no data | no data | AXS | no data | no data | no data | no data | no data
VAXS201 | Steam trap iso | CRT area | no data | no data | AXS | no data | no data | no data | no data | no data
VAXS120 | Steam trap bypass | CRT area | no data | no data | AXS | no data | no data | no data | no data | no data
VAXS119 | Steam trap strainer drain | CRT area | no data | no data | AXS | no data | no data | no data | no data | no data
VAXS200 | Steam trap drain | CRT area | no data | no data | AXS | no data | no data | no data | no data | no data
VCND | Inlet valve to strainer #1 | CRT area | CND pump A | no data | CND | no data | OPEN | no data | no data | no data
VCND | Inlet valve to strainer #2 | CRT area | CND pump A | no data | CND | no data | CLOSED | no data | no data | no data
VCND | Outlet valve from strainer 1 | CRT area | CND pump A | no data | CND | no data | OPEN | no data | no data | no data
VCND | Outlet valve from strainer 2 | CRT area | CND pump A | no data | CND | no data | CLOSED | no data | no data | no data
VCND 166 | Strainer Drain valves (2) | CRT area | CND pump A | no data | CND | no data | CLOSED | no data | no data | no data
VCND171 | Strainer Drain valves (2) | CRT area | CND pump A | no data | CND | no data | CLOSED | no data | no data | no data
VCND191 | Strainer Vent valves (4) | CRT area | CND pump A | no data | CND | no data | CLOSED | no data | no data | no data
VCND320 | Strainer Vent valves (4) | CRT area | CND pump A | no data | CND | no data | CLOSED | no data | no data | no data
VCND118 | Strainer Vent valves (4) | CRT area | CND pump A | no data | CND | no data | CLOSED | no data | no data | no data
VCND100 | Strainer Vent valves (4) | CRT area | CND pump A | no data | CND | no data | CLOSED | no data | no data | no data
VCND179 | DP transmitter isolation (2) valves | CRT area | CND pump A | no data | CND | no data | OPEN | no data | no data | no data
VCND142 | DP transmitter isolation (2) valves | CRT area | CND pump A | no data | CND | no data | OPEN | no data | no data | no data
VCND143 | CND pump suction pressure gauge isolation. | CRT area | CND pump A | no data | CND | no data | OPEN | no data | no data | no data
VCND128 | CND Pump Discharge valve | CRT area | CND pump A | no data | CND | no data | OPEN | no data | no data | no data
VCND128 | CND Pump Discharge bypass valve | CRT area | CND pump A | no data | CND | no data | CLOSED | no data | no data | no data
VCND128 | CND Pump Discharge equalizing valve | CRT area | CND pump A | no data | CND | no data | OPEN | no data | no data | no data
VCND818 | Seal supply valve | CRT area | CND pump A | no data | CND | no data | OPEN | no data | no data | no data
VCND157 | Air vent valve | CRT area | CND pump A | no data | CND | no data | CLOSED | no data | no data | no data
VCND814 | Air vent valve | CRT area | CND pump A | no data | CND | no data | CLOSED | no data | no data | no data
VCND820 | Equalizing valve | CRT area | CND pump A | no data | CND | no data | OPEN | no data | no data | no data
VCND819 | Seal water pressure gauge | CRT area | CND pump A | no data | CND | no data | OPEN | no data | no data | no data
VCND804 | Pump discharge pressure gauge | CRT area | CND pump A | no data | CND | no data | OPEN | no data | no data | no data
VCND 104 | Pump Discharge pressure transmitter | CRT area | CND pump A | no data | CND | no data | OPEN | no data | no data | no data
VCND 196 | Pump Discharge Drain | CRT area | CND pump A | no data | CND | no data | CLOSED | no data | no data | no data
VCND | Inlet valve to strainer 1 | CRT area | CND pump B | no data | CND | no data | OPEN | no data | no data | no data
VCND | Inlet valve to strainer 2 | CRT area | CND pump B | no data | CND | no data | CLOSED | no data | no data | no data
VCND | Outlet valve from strainer 1 | CRT area | CND pump B | no data | CND | no data | OPEN | no data | no data | no data
VCND | Outlet valve from strainer 2 | CRT area | CND pump B | no data | CND | no data | CLOSED | no data | no data | no data
VCND 361 | Strainer Drain valves (2) | CRT area | CND pump B | no data | CND | no data | CLOSED | no data | no data | no data
VCND176 | Strainer Drain valves (2) | CRT area | CND pump B | no data | CND | no data | CLOSED | no data | no data | no data
VCND154 | Strainer Vent valves (4) | CRT area | CND pump B | no data | CND | no data | CLOSED | no data | no data | no data
VCND360 | Strainer Vent valves (4) | CRT area | CND pump B | no data | CND | no data | CLOSED | no data | no data | no data
VCND135 | Strainer Vent valves (4) | CRT area | CND pump B | no data | CND | no data | CLOSED | no data | no data | no data
VCND129 | Strainer Vent valves (4) | CRT area | CND pump B | no data | CND | no data | CLOSED | no data | no data | no data
VCND 181 | DP transmitter isolation (2) valves | CRT area | CND pump B | no data | CND | no data | OPEN | no data | no data | no data
VCND164 | DP transmitter isolation (2) valves | CRT area | CND pump B | no data | CND | no data | OPEN | no data | no data | no data
VCND183 | CND pump suction pressure gauge isolation. | CRT area | CND pump B | no data | CND | no data | OPEN | no data | no data | no data
VCND194 | CND Pump Discharge valve | CRT area | CND pump B | no data | CND | no data | no data | no data | no data | no data
VCND194 | CND Pump Discharge bypass valve | CRT area | CND pump B | no data | CND | no data | CLOSED | no data | no data | no data
VCND194 | CND Pump Discharge equalizing valve | CRT area | CND pump B | no data | CND | no data | OPEN | no data | no data | no data
VCND848 | Seal supply valve | CRT area | CND pump B | no data | CND | no data | OPEN | no data | no data | no data
VCND333 | Air vent valve (2) | CRT area | CND pump B | no data | CND | no data | CLOSED | no data | no data | no data
VCND844 | Air vent valve (2) | CRT area | CND pump B | no data | CND | no data | CLOSED | no data | no data | no data
VCND850 | Equalizing valve | CRT area | CND pump B | no data | CND | no data | OPEN | no data | no data | no data
VCND846 | Seal water pressure gauge | CRT area | CND pump B | no data | CND | no data | OPEN | no data | no data | no data
VCND834 | Pump discharge pressure gauge | CRT area | CND pump B | no data | CND | no data | OPEN | no data | no data | no data
VCND137 | Pump Discharge pressure transmitter | CRT area | CND pump B | no data | CND | no data | OPEN | no data | no data | no data
VCND167 | Pump Discharge Drain | CRT area | CND pump B | no data | CND | no data | CLOSED | no data | no data | no data
VCND | Inlet valve to strainer 1 | CRT area | CND pump C | no data | CND | no data | OPEN | no data | no data | no data
VCND | Inlet valve to strainer 2 | CRT area | CND pump C | no data | CND | no data | CLOSED | no data | no data | no data
VCND | Outlet valve from strainer 1 | CRT area | CND pump C | no data | CND | no data | OPEN | no data | no data | no data
VCND | Outlet valve from strainer 2 | CRT area | CND pump C | no data | CND | no data | CLOSED | no data | no data | no data
VCND173 | Strainer Drain valves (2) | CRT area | CND pump C | no data | CND | no data | CLOSED | no data | no data | no data
VCND178 | Strainer Drain valves (2) | CRT area | CND pump C | no data | CND | no data | CLOSED | no data | no data | no data
VCND330 | Strainer Vent valves (4) | CRT area | CND pump C | no data | CND | no data | CLOSED | no data | no data | no data
VCND133 | Strainer Vent valves (4) | CRT area | CND pump C | no data | CND | no data | CLOSED | no data | no data | no data
VCND168 | Strainer Vent valves (4) | CRT area | CND pump C | no data | CND | no data | CLOSED | no data | no data | no data
VCND165 | Strainer Vent valves (4) | CRT area | CND pump C | no data | CND | no data | CLOSED | no data | no data | no data
VCND112 | DP transmitter isolation (2) valves | CRT area | CND pump C | no data | CND | no data | OPEN | no data | no data | no data
VCND192 | DP transmitter isolation (2) valves | CRT area | CND pump C | no data | CND | no data | OPEN | no data | no data | no data
VCND131 | CND pump suction pressure gauge isolation. | CRT area | CND pump C | no data | CND | no data | OPEN | no data | no data | no data
VCND329 | CND Pump Discharge valve | CRT area | CND pump C | no data | CND | no data | no data | no data | no data | no data
VCND329B | CND Pump Discharge bypass valve | CRT area | CND pump C | no data | CND | no data | CLOSED | no data | no data | no data
VCND329E | CND Pump Discharge equalizing valve | CRT area | CND pump C | no data | CND | no data | OPEN | no data | no data | no data
VCND878 | Seal supply valve | CRT area | CND pump C | no data | CND | no data | OPEN | no data | no data | no data
VCND113 | Air vent valve | CRT area | CND pump C | no data | CND | no data | CLOSED | no data | no data | no data
VCND874 | Air vent valve | CRT area | CND pump C | no data | CND | no data | CLOSED | no data | no data | no data
VCND880 | Equalizing valve | CRT area | CND pump C | no data | CND | no data | OPEN | no data | no data | no data
VCND876 | Seal water pressure gauge | CRT area | CND pump C | no data | CND | no data | OPEN | no data | no data | no data
VCND864 | Pump discharge pressure gauge | CRT area | CND pump C | no data | CND | no data | OPEN | no data | no data | no data
VCND130 | Pump Discharge pressure transmitter | CRT area | CND pump C | no data | CND | no data | OPEN | no data | no data | no data
VCND189 | Pump Discharge Drain | CRT area | CND pump C | no data | CND | no data | CLOSED | no data | no data | no data
VCND238 | Demin Water supply valves | CRT area | CND header | no data | CND | no data | no data | no data | no data | no data
VCND236 | Demin Water supply valves | CRT area | CND header | no data | CND | no data | no data | no data | no data | no data
VCND237 | Demin Water drain | CRT area | CND header | no data | CND | no data | CLOSED | no data | no data | no data
VCND127 | Common Condensate Discharge Header Vent | CRT area | CND header | no data | CND | no data | CLOSED | no data | no data | no data
VCND151 | Common Condensate Discharge Header PIT | CRT area | PIT | no data | CND | no data | OPEN | no data | no data | no data
VCND201 | Filter Inlet MOV equalizing valve | CRT area | IRON Filer A | no data | CND | no data | OPEN | no data | no data | no data
VCND172 | Filter Outlet | CRT area | IRON Filer A | no data | CND | no data | OPEN | no data | no data | no data
VCND172 | Filter Outlet Bypass Valve | CRT area | IRON Filer A | no data | CND | no data | CLOSED | no data | no data | no data
VCND172 | Filter Outlet Equalizing Valve | CRT area | IRON Filer A | no data | CND | no data | OPEN | no data | no data | no data
VCND139 | Filter Vent | CRT area | IRON Filer A | no data | CND | no data | CLOSED | no data | no data | no data
VCND114 | Filter Drains (2) | CRT area | IRON Filer A | no data | CND | no data | CLOSED | no data | no data | no data
VCND144 | Filter Drains (2) | CRT area | IRON Filer A | no data | CND | no data | CLOSED | no data | no data | no data
VCND184 | Filter D/P Transmitter (2) isolation valves | CRT area | IRON Filer A | no data | CND | no data | OPEN | no data | no data | no data
VCND177 | Filter D/P Transmitter (2) isolation valves | CRT area | IRON Filer A | no data | CND | no data | OPEN | no data | no data | no data
VCND211 | Filter Inlet MOV equalizing valve | CRT area | IRON Filer B | no data | CND | no data | OPEN | no data | no data | no data
VCND174 | Filter Outlet | CRT area | IRON Filer B | no data | CND | no data | OPEN | no data | no data | no data
VCND174 | Filter Outlet Bypass Valve | CRT area | IRON Filer B | no data | CND | no data | CLOSED | no data | no data | no data
VCND174 | Filter Outlet Equalizing Valve | CRT area | IRON Filer B | no data | CND | no data | OPEN | no data | no data | no data
VCND140 | Filter Vent | CRT area | IRON Filer B | no data | CND | no data | CLOSED | no data | no data | no data
VCND101 | Filter Drains (2) | CRT area | IRON Filer B | no data | CND | no data | CLOSED | no data | no data | no data
VCND362 | Filter Drains (2) | CRT area | IRON Filer B | no data | CND | no data | CLOSED | no data | no data | no data
VCND187 | Filter D/P Transmitter (2) isolation valves | CRT area | IRON Filer B | no data | CND | no data | OPEN | no data | no data | no data
VCND180 | Filter D/P Transmitter (2) isolation valves | CRT area | IRON Filer B | no data | CND | no data | OPEN | no data | no data | no data
VCND160 | Before MOV isolation valve | CRT area | IRON Filter Bypass | no data | CND | no data | OPEN | no data | no data | no data
VCND160 | Before MOV bypass valve | CRT area | IRON Filter Bypass | no data | CND | no data | CLOSED | no data | no data | no data
VCND160 | Before MOV equalizing valve | CRT area | IRON Filter Bypass | no data | CND | no data | OPEN | no data | no data | no data
VCND221 | MOV Equalizing valve | CRT area | IRON Filter Bypass | no data | CND | no data | OPEN | no data | no data | no data
VCND163 | After MOV isolation valve | CRT area | IRON Filter Bypass | no data | CND | no data | OPEN | no data | no data | no data
VCND163 | After MOV equalizing valve | CRT area | IRON Filter Bypass | no data | CND | no data | OPEN | no data | no data | no data
VCND163 | After MOV bypass valve | CRT area | IRON Filter Bypass | no data | CND | no data | CLOSED | no data | no data | no data
VCND188 | Iron Filter Bypass line drain | CRT area | IRON Filter Bypass | no data | CND | no data | CLOSED | no data | no data | no data
VCND | Vent Before Iron Filters | CRT area | IRON Filter Bypass | no data | CND | no data | CLOSED | no data | no data | no data
VCND272 | Drains tank pumps seal water iso | ST Drains Tank area | ST DT pump | no data | CND | no data | OPEN | no data | no data | no data
VCND273 | Drains tank pumps seal water drain | ST Drains Tank area | ST DT pump | no data | CND | no data | CLOSED | no data | no data | no data
nodata | Steam Duct Drip Leg LT iso (6 valves) | ST Drains Tank area | ST DT pump | no data | no data | no data | no data | no data | no data | no data
VSTP165 | DT pmup A discharge | ST Drains Tank area | ST DT pump | no data | VSTP | no data | OPEN | no data | no data | no data
VSTP178 | DT pmup B discharge | ST Drains Tank area | ST DT pump | no data | VSTP | no data | OPEN | no data | no data | no data
VSTP166 | DT pump common discharge iso | ST Drains Tank area | ST DT pump | no data | VSTP | no data | OPEN | no data | no data | no data
nodata | Drains tank sump pump A | ST Drains Tank area | ST DT pump | no data | VSTP | no data | no data | no data | no data | no data
nodata | Drains tank sump pump B | ST Drains Tank area | ST DT pump | no data | VSTP | no data | no data | no data | no data | no data
VCND198 | HP Drains Tank spray CV iso | ST Drains Tank area | HP DT | no data | CND | no data | OPEN | no data | no data | no data
VCND367 | HP Drains Tank spray CV iso | ST Drains Tank area | HP DT | no data | CND | no data | OPEN | no data | no data | no data
VCND366 | HP Drains Tank spray CV bypass | ST Drains Tank area | HP DT | no data | CND | no data | CLOSED | no data | no data | no data
VCND200 | HP Drains Tank spray supply drain | ST Drains Tank area | HP DT | no data | CND | no data | CLOSED | no data | no data | no data
VSTP195 | HP DT Level Transmitters | ST Drains Tank area | LT | no data | STP | no data | OPEN | no data | no data | no data
VSTP196 | HP DT Level Transmitters | ST Drains Tank area | LT | no data | STP | no data | OPEN | no data | no data | no data
VSTP111 | HP DT Level Transmitters | ST Drains Tank area | LT | no data | STP | no data | OPEN | no data | no data | no data
VSTP112 | HP DT Level Transmitters | ST Drains Tank area | LT | no data | STP | no data | OPEN | no data | no data | no data
VSTP134 | HP DT Level Transmitters | ST Drains Tank area | LT | no data | STP | no data | OPEN | no data | no data | no data
VSTP135 | HP DT Level Transmitters | ST Drains Tank area | LT | no data | STP | no data | OPEN | no data | no data | no data
VSTP110 | HP DT PIT | ST Drains Tank area | PT | no data | STP | no data | OPEN | no data | no data | no data
VSTP116 | HP DT Drain | ST Drains Tank area | HP DT | no data | STP | no data | CLOSED | no data | no data | no data
VSTP113 | HP DT Drain to LP DT CV iso | ST Drains Tank area | HP DT | no data | STP | no data | OPEN | no data | no data | no data
VSTP115 | HP DT Drain to LP DT CV iso | ST Drains Tank area | HP DT | no data | STP | no data | OPEN | no data | no data | no data
VSTP370 | HP DT Drain to LP DT CV iso | ST Drains Tank area | HP DT | no data | STP | no data | OPEN | no data | no data | no data
VSTP371 | HP DT Drain to LP DT CV iso | ST Drains Tank area | HP DT | no data | STP | no data | OPEN | no data | no data | no data
VSTP114 | HP DT Drain before CV | ST Drains Tank area | HP DT | no data | STP | no data | CLOSED | no data | no data | no data
VSTP130 | HP DT Drain before CV | ST Drains Tank area | HP DT | no data | STP | no data | CLOSED | no data | no data | no data
VSTP141 | LP DT PIT | ST Drains Tank area | PT | no data | STP | no data | OPEN | no data | no data | no data
VSTP143 | LP DT LT | ST Drains Tank area | LT | no data | STP | no data | OPEN | no data | no data | no data
VSTP144 | LP DT LT | ST Drains Tank area | LT | no data | STP | no data | OPEN | no data | no data | no data
VSTP148 | LP DT LT | ST Drains Tank area | LT | no data | STP | no data | OPEN | no data | no data | no data
VSTP149 | LP DT LT | ST Drains Tank area | LT | no data | STP | no data | OPEN | no data | no data | no data
VSTP150 | LP DT LT | ST Drains Tank area | LT | no data | STP | no data | OPEN | no data | no data | no data
VSTP151 | LP DT LT | ST Drains Tank area | LT | no data | STP | no data | OPEN | no data | no data | no data
VSTP152 | LP DT drain | ST Drains Tank area | LP DT | no data | STP | no data | CLOSED | no data | no data | no data
VCND214 | LP Drains Tank spray CV iso | ST Drains Tank area | LP DT | no data | STP | no data | OPEN | no data | no data | no data
VCND261 | LP Drains Tank spray CV iso | ST Drains Tank area | LP DT | no data | STP | no data | OPEN | no data | no data | no data
VCND262 | LP Drains Tank spray CV bypass | ST Drains Tank area | LP DT | no data | STP | no data | CLOSED | no data | no data | no data
VCND215 | LP Drains Tank spray supply drain | ST Drains Tank area | LP DT | no data | STP | no data | CLOSED | no data | no data | no data
VSTP155 | DT pump A suction strainer PDT | ST Drains Tank area | PT | no data | STP | no data | OPEN | no data | no data | no data
VSTP156 | DT pump A suction strainer PDT | ST Drains Tank area | PT | no data | STP | no data | OPEN | no data | no data | no data
VSTP118 | DT pump A suction drain | ST Drains Tank area | ST DT pump | no data | STP | no data | CLOSED | no data | no data | no data
VSTP158 | DT pump A suction drain | ST Drains Tank area | ST DT pump | no data | STP | no data | CLOSED | no data | no data | no data
VSTP117 | DT pump A suction vent | ST Drains Tank area | ST DT pump | no data | STP | no data | CLOSED | no data | no data | no data
VSTP157 | DT pump A suction vent | ST Drains Tank area | ST DT pump | no data | STP | no data | CLOSED | no data | no data | no data
VSTP161 | DT pmup A vent | ST Drains Tank area | ST DT pump | no data | STP | no data | CLOSED | no data | no data | no data
VCND279 | DT pmup A seal supply | ST Drains Tank area | ST DT pump | no data | STP | no data | OPEN | no data | no data | no data
VCND280 | DT pmup A seal supply | ST Drains Tank area | ST DT pump | no data | STP | no data | OPEN | no data | no data | no data
VSTP164 | DT pmup A discharge drain | ST Drains Tank area | ST DT pump | no data | STP | no data | CLOSED | no data | no data | no data
VSTP168 | DT pump B suction strainer PDT | ST Drains Tank area | ST DT pump | no data | STP | no data | OPEN | no data | no data | no data
VSTP169 | DT pump B suction strainer PDT | ST Drains Tank area | ST DT pump | no data | STP | no data | OPEN | no data | no data | no data
VSTP124 | DT pump B suction drain | ST Drains Tank area | ST DT pump | no data | STP | no data | CLOSED | no data | no data | no data
VSTP171 | DT pump B suction drain | ST Drains Tank area | ST DT pump | no data | STP | no data | CLOSED | no data | no data | no data
VSTP126 | DT pump B suction vent | ST Drains Tank area | ST DT pump | no data | STP | no data | CLOSED | no data | no data | no data
VSTP170 | DT pump B suction vent | ST Drains Tank area | ST DT pump | no data | STP | no data | CLOSED | no data | no data | no data
VSTP174 | DT pmup B vent | ST Drains Tank area | ST DT pump | no data | STP | no data | CLOSED | no data | no data | no data
VCND244 | DT pmup B seal supply | ST Drains Tank area | ST DT pump | no data | STP | no data | OPEN | no data | no data | no data
VCND245 | DT pmup B seal supply | ST Drains Tank area | ST DT pump | no data | STP | no data | OPEN | no data | no data | no data
VSTP177 | DT pmup B discharge drain | ST Drains Tank area | ST DT pump | no data | STP | no data | CLOSED | no data | no data | no data
VSTP386 | DT pump discharge vent | ST Drains Tank area | ST DT pump | no data | STP | no data | CLOSED | no data | no data | no data
VSTP106 | DT pump discharge vent | ST Drains Tank area | ST DT pump | no data | STP | no data | CLOSED | no data | no data | no data
VSTP258 | DT pump discharge vent | ST Drains Tank area | ST DT pump | no data | STP | no data | CLOSED | no data | no data | no data
VSTP259 | DT pump discharge drain | ST Drains Tank area | ST DT pump | no data | STP | no data | CLOSED | no data | no data | no data
VCND190 | Flow Transmitter (4 valves) | ST upper East | FT | no data | CND | no data | OPEN | no data | no data | no data
VCND175 | Flow Transmitter (4 valves) | ST upper East | FT | no data | CND | no data | OPEN | no data | no data | no data
VCND308 | Flow Transmitter (4 valves) | ST upper East | FT | no data | CND | no data | OPEN | no data | no data | no data
VCND124 | Flow Transmitter (4 valves) | ST upper East | FT | no data | CND | no data | OPEN | no data | no data | no data
VCND138 | Vent before Gland Steam Condenser | ST upper East | GS condenser | no data | CND | no data | CLOSED | no data | no data | no data
VCND146 | Local Pressure Gauge | ST upper East | GS condenser | no data | CND | no data | OPEN | no data | no data | no data
VCND402 | Gland Steam Condenser drains (in and out) | ST upper East | GS condenser | no data | CND | no data | CLOSED | no data | no data | no data
VCND403 | Gland Steam Condenser drains (in and out) | ST upper East | GS condenser | no data | CND | no data | CLOSED | no data | no data | no data
VCND400 | Gland Steam Condenser vents (in and out) | ST upper East | GS condenser | no data | CND | no data | CLOSED | no data | no data | no data
VCND401 | Gland Steam Condenser vents (in and out) | ST upper East | GS condenser | no data | CND | no data | CLOSED | no data | no data | no data
VCND193 | Local Pressure Gauge after GSC | ST upper East | GS condenser | no data | CND | no data | OPEN | no data | no data | no data
VCND225 | Strainer #1 inlet isolation | ST upper East | Strainer | no data | CND | no data | OPEN | no data | no data | no data
VCND228 | Strainer #2 inlet isolation | ST upper East | Strainer | no data | CND | no data | CLOSED | no data | no data | no data
VCND227 | Strainer #1 outlet isolation | ST upper East | Strainer | no data | CND | no data | OPEN | no data | no data | no data
VCND230 | Strainer #2 outlet isolation | ST upper East | Strainer | no data | CND | no data | CLOSED | no data | no data | no data
VCND233 | Strainer DP isolation valves (2) | ST upper East | Strainer | no data | CND | no data | OPEN | no data | no data | no data
VCND234 | Strainer DP isolation valves (2) | ST upper East | Strainer | no data | CND | no data | OPEN | no data | no data | no data
VCND226 | Strainer Drain valves (2) | ST upper East | Strainer | no data | CND | no data | CLOSED | no data | no data | no data
VCND229 | Strainer Drain valves (2) | ST upper East | Strainer | no data | CND | no data | CLOSED | no data | no data | no data
VCND231 | Strainer Vent valves (2) | ST upper East | Strainer | no data | CND | no data | CLOSED | no data | no data | no data
VCND232 | Strainer Vent valves (2) | ST upper East | Strainer | no data | CND | no data | CLOSED | no data | no data | no data
VCND | Hood Spray and Gland Steam attemperator | ST upper East | Attemperator | no data | CND | no data | OPEN | no data | no data | no data
VCND271 | Hood spray strainer drain | ST upper East | Attemperator | no data | CND | no data | CLOSED | no data | no data | no data
VCND126 | Hood spray FCV isolation valves (2) | ST upper East | Attemperator | no data | CND | no data | OPEN | no data | no data | no data
VCND145 | Hood spray FCV isolation valves (2) | ST upper East | Attemperator | no data | CND | no data | OPEN | no data | no data | no data
VCND147 | Hood spray FCV bypass valve | ST upper East | Attemperator | no data | CND | no data | CLOSED | no data | no data | no data
VCND123 | Hood spray local gauge | ST upper East | Attemperator | no data | CND | no data | OPEN | no data | no data | no data
VCND186 | Hood spray vent | ST upper East | Attemperator | no data | CND | no data | CLOSED | no data | no data | no data
VCND201 | Gland steam attemperator isolation | ST upper East | Attemperator | no data | CND | no data | OPEN | no data | no data | no data
VCND406 | Gland steam attemperator strainer drain | ST upper East | Attemperator | no data | CND | no data | CLOSED | no data | no data | no data
VCND207 | Gland steam attemperator flow transmitter (2) valves | ST upper East | Attemperator | no data | CND | no data | OPEN | no data | no data | no data
VCND209 | Gland steam attemperator flow transmitter (2) valves | ST upper East | Attemperator | no data | CND | no data | OPEN | no data | no data | no data
VCND211 | Gland steam attemperator drain | ST upper East | Attemperator | no data | CND | no data | CLOSED | no data | no data | no data
VCND212 | Gland steam attemperator isolation | ST upper East | Attemperator | no data | CND | no data | OPEN | no data | no data | no data
VCND134 | Curtain spray isolation valve | ST upper East | Attemperator | no data | CND | no data | OPEN | no data | no data | no data
VCND321 | Curtain spray flow transmitter (2) valves | ST upper East | Attemperator | no data | CND | no data | OPEN | no data | no data | no data
VCND322 | Curtain spray flow transmitter (2) valves | ST upper East | Attemperator | no data | CND | no data | OPEN | no data | no data | no data
VCND324 | Curtain spray FCV isolation valves (2) | ST upper East | Attemperator | no data | CND | no data | OPEN | no data | no data | no data
VCND326 | Curtain spray FCV isolation valves (2) | ST upper East | Attemperator | no data | CND | no data | OPEN | no data | no data | no data
VCND327 | Curtain spray FCV bypass valve | ST upper East | Attemperator | no data | CND | no data | CLOSED | no data | no data | no data
VCND328 | Curtain spray PIT | ST upper East | Attemperator | no data | CND | no data | OPEN | no data | no data | no data
VCND405 | Curtain spray vent | ST upper East | Attemperator | no data | CND | no data | CLOSED | no data | no data | no data
VCND221 | LP Bypass spray isolation | ST upper East | Attemperator | no data | CND | no data | OPEN | no data | no data | no data
VCND156 | LP Bypass spray flow transmitter (2) valves | ST upper East | Attemperator | no data | CND | no data | OPEN | no data | no data | no data
VCND169 | LP Bypass spray flow transmitter (2) valves | ST upper East | Attemperator | no data | CND | no data | OPEN | no data | no data | no data
VCND158 | LP Bypass spray drain | ST upper East | Attemperator | no data | CND | no data | CLOSED | no data | no data | no data
VCND141 | LP Bypass spray isolation | ST upper East | Attemperator | no data | CND | no data | OPEN | no data | no data | no data
VCND105 | LP Bypass spray drain (OUTSIDE DECK) | ST upper East (OUTSIDE DECK) | Attemperator | no data | CND | no data | CLOSED | no data | no data | no data
VCND223 | CRH ventilator spray isolation | ST upper East | Attemperator | no data | CND | no data | OPEN | no data | no data | no data
VCND159 | CRH ventilator spray Flow transmitter (2) valves | ST upper East | Attemperator | no data | CND | no data | OPEN | no data | no data | no data
VCND162 | CRH ventilator spray Flow transmitter (2) valves | ST upper East | Attemperator | no data | CND | no data | OPEN | no data | no data | no data
VCND108 | CRH ventilator spray drain | ST upper East | Attemperator | no data | CND | no data | CLOSED | no data | no data | no data
VCND109 | CRH ventilator spray isolation | ST upper East | Attemperator | no data | CND | no data | OPEN | no data | no data | no data
VCND110 | CRH ventilator spray vent (OUTSIDE DECK) | ST upper East (OUTSIDE DECK) | Attemperator | no data | CND | no data | CLOSED | no data | no data | no data
VCND216 | CRH ventilator spray vent (OUTSIDE DECK) | ST upper East (OUTSIDE DECK) | Attemperator | no data | CND | no data | CLOSED | no data | no data | no data
VCND363 | CRH ventilator spray drain (OUTSIDE DECK) | ST upper East (OUTSIDE DECK) | Attemperator | no data | CND | no data | CLOSED | no data | no data | no data
VCND364 | CRH ventilator spray drain (OUTSIDE DECK) | ST upper East (OUTSIDE DECK) | Attemperator | no data | CND | no data | CLOSED | no data | no data | no data
VCND224 | HRH spray isolation | ST upper East | Attemperator | no data | CND | no data | OPEN | no data | no data | no data
VCND125 | HRH spray flow transmitter (4) valves | ST upper East | Attemperator | no data | CND | no data | OPEN | no data | no data | no data
VCND170 | HRH spray flow transmitter (4) valves | ST upper East | Attemperator | no data | CND | no data | OPEN | no data | no data | no data
VCND301 | HRH spray flow transmitter (4) valves | ST upper East | Attemperator | no data | CND | no data | OPEN | no data | no data | no data
VCND302 | HRH spray flow transmitter (4) valves | ST upper East | Attemperator | no data | CND | no data | OPEN | no data | no data | no data
VCND116 | HRH spray drain | ST upper East | Attemperator | no data | CND | no data | CLOSED | no data | no data | no data
VCND119 | HRH spray isolation | ST upper East | Attemperator | no data | CND | no data | OPEN | no data | no data | no data
VCND307 | HRH spray vent | ST upper East | Attemperator | no data | CND | no data | CLOSED | no data | no data | no data
VCND260 | HRH spray dray (OUTSIDE DECK) | ST upper East (OUTSIDE DECK) | Attemperator | no data | CND | no data | CLOSED | no data | no data | no data
VBFW614 | TCA return to Cond.Receiv. Vent | ST upper East | TCA | no data | BFW | no data | CLOSED | no data | no data | no data
VBFW615 | TCA return to Cond.Receiv. Vent | ST upper East | TCA | no data | BFW | no data | CLOSED | no data | no data | no data
MAW01AA001 | GS Exhauster A inlet | ST upper East | GS condenser | no data | STP | no data | no data | no data | no data | no data
MAW01AA002 | GS Exhauster B inlet | ST upper East | GS condenser | no data | STP | no data | no data | no data | no data | no data
VSTP125 | GS Exhauster A outlet | ST upper East | GS condenser | no data | STP | no data | no data | no data | no data | no data
VSTP179 | GS Exhauster B outlet | ST upper East | GS condenser | no data | STP | no data | no data | no data | no data | no data
VAXS196 | GS supply drain valves | ST upper East | GS condenser | no data | STP | no data | no data | no data | no data | no data
VAXS197 | GS supply drain valves | ST upper East | GS condenser | no data | STP | no data | no data | no data | no data | no data
VAXS198 | GS supply drain valves | ST upper East | GS condenser | no data | STP | no data | no data | no data | no data | no data
VSTP148 | GS supply CV isolations | ST upper East | GS condenser | no data | STP | no data | no data | no data | no data | no data
VSTP149 | GS supply CV isolations | ST upper East | GS condenser | no data | STP | no data | no data | no data | no data | no data
VSTP204 | GS supply CV bypass | ST upper East | GS condenser | no data | STP | no data | no data | no data | no data | no data
VSTP105 | HP SV/CV seat drain | ST upper East | ST | no data | STP | no data | no data | no data | no data | no data
VSTP107 | HRH SV/CV seat drain AOV iso | ST upper East | ST | no data | STP | no data | no data | no data | no data | no data
VCRH131 | Ventilator CV manual iso. | ST upper East | ST | no data | CRH | no data | no data | no data | no data | no data
VCRH102 | Ventilator line PITs (OUTSIDE DECK) | ST upper East (OUTSIDE DECK) | ST | no data | CRH | no data | no data | no data | no data | no data
VCRH103 | Ventilator line PITs (OUTSIDE DECK) | ST upper East (OUTSIDE DECK) | ST | no data | CRH | no data | no data | no data | no data | no data
VCRH141 | Ventilator line PITs (OUTSIDE DECK) | ST upper East (OUTSIDE DECK) | ST | no data | CRH | no data | no data | no data | no data | no data
VCRH142 | Ventilator line PITs (OUTSIDE DECK) | ST upper East (OUTSIDE DECK) | ST | no data | CRH | no data | no data | no data | no data | no data
VHRH113 | HRH Bypass warm up line vent | ST upper East | ST | no data | HRH | no data | no data | no data | no data | no data
VHRH114 | HRH Bypass warm up line vent | ST upper East | ST | no data | HRH | no data | no data | no data | no data | no data
VHRH116 | HRH Bypass warm up line iso | ST upper East | ST | no data | HRH | no data | no data | no data | no data | no data
VHRH125 | HRH Bypass line PITs (OUTSIDE DECK) | ST upper East (OUTSIDE DECK) | ST | no data | HRH | no data | no data | no data | no data | no data
VHRH126 | HRH Bypass line PITs (OUTSIDE DECK) | ST upper East (OUTSIDE DECK) | ST | no data | HRH | no data | no data | no data | no data | no data
nodata | Condenser Vacuum PITs (127/128/129) | ST upper East | PT | no data | no data | no data | no data | no data | no data | no data
VCND501 | LP turbine exhause pressure PITs | ST upper East | ST | no data | CND | no data | no data | no data | no data | no data
VCND502 | LP turbine exhause pressure PITs | ST upper East | ST | no data | CND | no data | no data | no data | no data | no data
VCND503 | LP turbine exhause pressure PITs | ST upper East | ST | no data | CND | no data | no data | no data | no data | no data
01-VAXS132 | Aux steam header vent (stmr bldg) | ST upper East | Aux Steam Header | no data | AXS | no data | no data | no data | no data | no data
01-VAXS190 | Drain before steam trap | ST upper East | Steam Trap | no data | AXS | no data | no data | no data | no data | no data
01-VAXS191 | Steam trap iso | ST upper East | Steam Trap | no data | AXS | no data | no data | no data | no data | no data
VAXS194 | Steam trap iso | ST upper East | Steam Trap | no data | AXS | no data | no data | no data | no data | no data
01-VAXS202 | Steam Trap bypass | ST upper East | Steam Trap | no data | AXS | no data | no data | no data | no data | no data
01-VAXS195 | Steam Trap strainer drain | ST upper East | Steam Trap | no data | AXS | no data | no data | no data | no data | no data
VSTP119 | GSC drain to funnel | ST lower East | GS condenser | no data | STP | no data | no data | no data | no data | no data
VSTP120 | GSC drain isolation before and after trap | ST lower East | GS condenser | no data | STP | no data | no data | no data | no data | no data
VSTP121 | GSC drain isolation before and after trap | ST lower East | GS condenser | no data | STP | no data | no data | no data | no data | no data
VSTP123 | GSC drain trap bypass | ST lower East | GS condenser | no data | STP | no data | no data | no data | no data | no data
VSTP137 | GSC drain trap vent back to GSC | ST lower East | GS condenser | no data | STP | no data | no data | no data | no data | no data
VSTP122 | GSC drain trap strainer drain | ST lower East | GS condenser | no data | STP | no data | no data | no data | no data | no data
VSTP146 | GS Exhauster drains | ST lower East | GS condenser | no data | STP | no data | no data | no data | no data | no data
VSTP147 | GS Exhauster drains | ST lower East | GS condenser | no data | STP | no data | no data | no data | no data | no data
VSTP153 | GS Exhauster drains | ST lower East | GS condenser | no data | STP | no data | no data | no data | no data | no data
VSTP154 | GS Exhauster drains | ST lower East | GS condenser | no data | STP | no data | no data | no data | no data | no data
VAX159 | GS supply iso before superheater | ST lower East | Gland Steam | no data | STP | no data | no data | no data | no data | no data
VAXS101 | GS supply vent before superheater | ST lower East | Gland Steam | no data | STP | no data | no data | no data | no data | no data
VAXS104 | GS superheater drain trap | ST lower East | Gland Steam | no data | STP | no data | no data | no data | no data | no data
VAXS105 | GS superheater drain trap | ST lower East | Gland Steam | no data | STP | no data | no data | no data | no data | no data
VAXS107 | GS superheater drain trap bypass | ST lower East | Gland Steam | no data | STP | no data | no data | no data | no data | no data
VAXS106 | GS superheater drain trap strainer drain | ST lower East | Gland Steam | no data | STP | no data | no data | no data | no data | no data
VSTP159 | GS mist separator orphis drain | ST lower | Gland Steam | no data | STP | no data | no data | no data | no data | no data
VSTP181 | GS mist separator orphis drain | ST lower | Gland Steam | no data | STP | no data | no data | no data | no data | no data
VSTP167 | GS mist separator orphis bypass | ST lower | Gland Steam | no data | STP | no data | no data | no data | no data | no data
VSTP182 | GS mist separator common drain | ST lower | Gland Steam | no data | STP | no data | no data | no data | no data | no data
VSTP131 | GS header PT | ST lower | PT | no data | STP | no data | no data | no data | no data | no data
VSTP133 | GS header PT | ST lower | PT | no data | STP | no data | no data | no data | no data | no data
VSTP183 | GS header drain | ST lower | Gland Steam | no data | STP | no data | no data | no data | no data | no data
VSTP184 | GS header drain | ST lower | Gland Steam | no data | STP | no data | no data | no data | no data | no data
VSTP185 | GS header drain | ST lower | Gland Steam | no data | STP | no data | no data | no data | no data | no data
VSTP127 | GS spill over CV iso | ST lower | Gland Steam | no data | STP | no data | no data | no data | no data | no data
VSTP129 | GS spill over CV iso | ST lower | Gland Steam | no data | STP | no data | no data | no data | no data | no data
VSTP132 | GS spill over CV bypass | ST lower | Gland Steam | no data | STP | no data | no data | no data | no data | no data
VSTP139 | Seals/stem leak off to GSC drain | ST lower | Gland Steam | no data | STP | no data | no data | no data | no data | no data
VSTP140 | Seals/stem leak off to GSC drain | ST lower | Gland Steam | no data | STP | no data | no data | no data | no data | no data
VLPS142 | 2 pressure transmitters (before stop) | ST lower | PT | no data | LPS | no data | no data | no data | no data | no data
VLPS167 | 2 pressure transmitters (before stop) | ST lower | PT | no data | LPS | no data | no data | no data | no data | no data
VLPS164 | Drains on LP steam Bypass line | ST lower East | no data | no data | LPS | no data | no data | no data | no data | no data
VLPS152 | Drains on LP steam Bypass line | ST lower East | no data | no data | LPS | no data | no data | no data | no data | no data
VLPS101 | Bypass line Drip leg level Isolations | ST lower East | no data | no data | LPS | no data | no data | no data | no data | no data
VLPS103 | Bypass line Drip leg level Isolations | ST lower East | no data | no data | LPS | no data | no data | no data | no data | no data
VLPS104 | Bypass line Drip leg level Isolations | ST lower East | no data | no data | LPS | no data | no data | no data | no data | no data
VLPS106 | Bypass line Drip leg level Isolations | ST lower East | no data | no data | LPS | no data | no data | no data | no data | no data
VLPS108 | Bypass line Drip leg level drains | ST lower East | no data | no data | LPS | no data | no data | no data | no data | no data
VLPS111 | Bypass line Drip leg level drains | ST lower East | no data | no data | LPS | no data | no data | no data | no data | no data
VLPS109 | LP steam Bypass drip leg CV isolation | ST lower East | no data | no data | LPS | no data | no data | no data | no data | no data
nodata | LP steam PIT (turbine side) | ST lower | no data | no data | LPS | no data | no data | no data | no data | no data
VLPS163 | LP steam header vent (before drip leg) | ST lower | no data | no data | LPS | no data | no data | no data | no data | no data
VLPS169 | LP steam Drip Leg level swithc iso | ST lower | no data | no data | LPS | no data | no data | no data | no data | no data
VLPS170 | LP steam Drip Leg level swithc iso | ST lower | no data | no data | LPS | no data | no data | no data | no data | no data
VLPS171 | LP steam Drip Leg level swithc iso | ST lower | no data | no data | LPS | no data | no data | no data | no data | no data
VLPS172 | LP steam Drip Leg level swithc iso | ST lower | no data | no data | LPS | no data | no data | no data | no data | no data
VLPS174 | Vents and drains on level switches | ST lower | no data | no data | LPS | no data | no data | no data | no data | no data
VLPS175 | Vents and drains on level switches | ST lower | no data | no data | LPS | no data | no data | no data | no data | no data
VLPS176 | Vents and drains on level switches | ST lower | no data | no data | LPS | no data | no data | no data | no data | no data
VLPS177 | Vents and drains on level switches | ST lower | no data | no data | LPS | no data | no data | no data | no data | no data
VLPS149 | Drip leg drans | ST lower | no data | no data | LPS | no data | no data | no data | no data | no data
VLPS150 | Drip leg drans | ST lower | no data | no data | LPS | no data | no data | no data | no data | no data
VLPS151 | Drip leg CV iso | ST lower | no data | no data | LPS | no data | no data | no data | no data | no data
VLPS173 | LP header vent after strainer | ST lower | no data | no data | LPS | no data | no data | no data | no data | no data
VLPS | LP steam strainer drain | ST lower | no data | no data | LPS | no data | no data | no data | no data | no data
VLPS | Manuall iso drain before and after LP steam CV | ST lower | no data | no data | LPS | no data | no data | no data | no data | no data
MAC03AA801 | LP Turbine inlet steam PIT (123) | ST lower | no data | no data | LPS | no data | no data | no data | no data | no data
VHPS100 | HPS header PITs (outside steamer bldg) | ST lower East | no data | no data | HPS | no data | no data | no data | no data | no data
VHPS101 | HPS header PITs (outside steamer bldg) | ST lower East | no data | no data | HPS | no data | no data | no data | no data | no data
VHPS102 | HPS header PITs (outside steamer bldg) | ST lower East | no data | no data | HPS | no data | no data | no data | no data | no data
VHPS103 | HPS header PITs (outside steamer bldg) | ST lower East | no data | no data | HPS | no data | no data | no data | no data | no data
VHPS106 | HPS header vent | ST lower East | no data | no data | HPS | no data | no data | no data | no data | no data
VHPS107 | HPS header vent | ST lower East | no data | no data | HPS | no data | no data | no data | no data | no data
VHPS108 | HPS header Drip Leg manual isolation | ST lower East | no data | no data | HPS | no data | no data | no data | no data | no data
VHPS109 | HPS header Drip Leg drain | ST lower East | no data | no data | HPS | no data | no data | no data | no data | no data
VHPS110 | HPS header Drip Leg drain | ST lower East | no data | no data | HPS | no data | no data | no data | no data | no data
VSTP104 | HPS after seat drain | ST lower | no data | no data | HPS | no data | no data | no data | no data | no data
MAA03AA801 | HP turbine inlet steam PITs (101/102/103) | ST lower East | no data | no data | HPS | no data | no data | no data | no data | no data
MAAAA802 | HP turbine inlet steam PITs (101/102/103) | ST lower East | no data | no data | HPS | no data | no data | no data | no data | no data
MAAAA803 | HP turbine inlet steam PITs (101/102/103) | ST lower East | no data | no data | HPS | no data | no data | no data | no data | no data
MAAAA804 | HP turbine inlet steam PITs (101/102/103) | ST lower East | no data | no data | HPS | no data | no data | no data | no data | no data
MAAAA805 | HP turbine inlet steam PITs (101/102/103) | ST lower East | no data | no data | HPS | no data | no data | no data | no data | no data
MAAAA806 | HP turbine inlet steam PITs (101/102/103) | ST lower East | no data | no data | HPS | no data | no data | no data | no data | no data
MAA41AA801 | HP turbine exhaust PITs (110/111/112) | ST lower East | no data | no data | CRH | no data | no data | no data | no data | no data
MAAAA802 | HP turbine exhaust PITs (110/111/112) | ST lower East | no data | no data | CRH | no data | no data | no data | no data | no data
MAAAA803 | HP turbine exhaust PITs (110/111/112) | ST lower East | no data | no data | CRH | no data | no data | no data | no data | no data
VCRH128 | HP turbine exhaust PIT | ST lower East | no data | no data | CRH | no data | no data | no data | no data | no data
VCRH143 | HP turbine exhaust PIT | ST lower East | no data | no data | CRH | no data | no data | no data | no data | no data
VCRH139 | HP turbine exhaust vent | ST lower East | no data | no data | CRH | no data | no data | no data | no data | no data
VCRH144 | HP turbine exhaust vent | ST lower East | no data | no data | CRH | no data | no data | no data | no data | no data
VCRH102 | Ventilator line PITs | ST lower | no data | no data | CRH | no data | no data | no data | no data | no data
VCRH103 | Ventilator line PITs | ST lower | no data | no data | CRH | no data | no data | no data | no data | no data
VCRH141 | Ventilator line PITs | ST lower | no data | no data | CRH | no data | no data | no data | no data | no data
VCRH142 | Ventilator line PITs | ST lower | no data | no data | CRH | no data | no data | no data | no data | no data
VCRH108 | HP turbine exhaust Drip Leg Level Switches | ST lower East | no data | no data | CRH | no data | no data | no data | no data | no data
VCRH109 | HP turbine exhaust Drip Leg Level Switches | ST lower East | no data | no data | CRH | no data | no data | no data | no data | no data
VCRH175 | HP turbine exhaust Drip Leg Level Switches | ST lower East | no data | no data | CRH | no data | no data | no data | no data | no data
VCRH177 | HP turbine exhaust Drip Leg Level Switches | ST lower East | no data | no data | CRH | no data | no data | no data | no data | no data
VCRH110 | HP turbine exhaust Drip Leg Level Switches | ST lower East | no data | no data | CRH | no data | no data | no data | no data | no data
VCRH112 | HP turbine exhaust Drip Leg Level Switches | ST lower East | no data | no data | CRH | no data | no data | no data | no data | no data
VCRH176 | HP turbine exhaust Drip Leg Level Switches | ST lower East | no data | no data | CRH | no data | no data | no data | no data | no data
VCRH178 | HP turbine exhaust Drip Leg Level Switches | ST lower East | no data | no data | CRH | no data | no data | no data | no data | no data
VCRH101 | HP turbine exhaust Drip Leg Level Switche drains | ST lower East | no data | no data | CRH | no data | no data | no data | no data | no data
VCRH151 | HP turbine exhaust Drip Leg Level Switche drains | ST lower East | no data | no data | CRH | no data | no data | no data | no data | no data
VCRH125 | HP turbine exhaust Drip Leg Level Switche drains | ST lower East | no data | no data | CRH | no data | no data | no data | no data | no data
VCRH150 | HP turbine exhaust Drip Leg Level Switche drains | ST lower East | no data | no data | CRH | no data | no data | no data | no data | no data
VCRH129 | HP turbine exhaust Drip Leg Level Switche vents | ST lower East | no data | no data | CRH | no data | no data | no data | no data | no data
VCRH145 | HP turbine exhaust Drip Leg Level Switche vents | ST lower East | no data | no data | CRH | no data | no data | no data | no data | no data
VCRH126 | HP turbine exhaust Drip Leg Level Switche vents | ST lower East | no data | no data | CRH | no data | no data | no data | no data | no data
VCRH149 | HP turbine exhaust Drip Leg Level Switche vents | ST lower East | no data | no data | CRH | no data | no data | no data | no data | no data
VCRH127 | HP turbine exhaust Drip Leg AOV iso | ST lower East | no data | no data | CRH | no data | no data | no data | no data | no data
VCRH133 | CRH Drip Leg drain | ST lower East | no data | no data | CRH | no data | no data | no data | no data | no data
VCRH134 | CRH Drip Leg drain | ST lower East | no data | no data | CRH | no data | no data | no data | no data | no data
VCRH104 | CRH Drip Leg Level Switches | ST lower East | no data | no data | CRH | no data | no data | no data | no data | no data
VCRH105 | CRH Drip Leg Level Switches | ST lower East | no data | no data | CRH | no data | no data | no data | no data | no data
VCRH106 | CRH Drip Leg Level Switches | ST lower East | no data | no data | CRH | no data | no data | no data | no data | no data
VCRH107 | CRH Drip Leg Level Switches | ST lower East | no data | no data | CRH | no data | no data | no data | no data | no data
VCRH154 | CRH Drip Leg Level Switches | ST lower East | no data | no data | CRH | no data | no data | no data | no data | no data
VCRH155 | CRH Drip Leg Level Switches | ST lower East | no data | no data | CRH | no data | no data | no data | no data | no data
VCRH156 | CRH Drip Leg Level Switches | ST lower East | no data | no data | CRH | no data | no data | no data | no data | no data
VCRH157 | CRH Drip Leg Level Switches | ST lower East | no data | no data | CRH | no data | no data | no data | no data | no data
VCRH158 | CRH Drip Leg Level Switche drains | ST lower East | no data | no data | CRH | no data | no data | no data | no data | no data
VCRH160 | CRH Drip Leg Level Switche drains | ST lower East | no data | no data | CRH | no data | no data | no data | no data | no data
VCRH161 | CRH Drip Leg Level Switche drains | ST lower East | no data | no data | CRH | no data | no data | no data | no data | no data
VCRH123 | CRH Drip Leg Level Switche drains | ST lower East | no data | no data | CRH | no data | no data | no data | no data | no data
VCRH152 | CRH Drip Leg Level Switche vents | ST lower East | no data | no data | CRH | no data | no data | no data | no data | no data
VCRH116 | CRH Drip Leg Level Switche vents | ST lower East | no data | no data | CRH | no data | no data | no data | no data | no data
VCRH153 | CRH Drip Leg Level Switche vents | ST lower East | no data | no data | CRH | no data | no data | no data | no data | no data
VCRH113 | CRH Drip Leg Level Switche vents | ST lower East | no data | no data | CRH | no data | no data | no data | no data | no data
VCRH130 | CRH Drip Leg AOV iso | ST lower East | no data | no data | CRH | no data | no data | no data | no data | no data
VCRH135 | CRH Drip Leg drain | ST lower East | no data | no data | CRH | no data | no data | no data | no data | no data
VCRH138 | CRH Drip Leg drain | ST lower East | no data | no data | CRH | no data | no data | no data | no data | no data
VHRH115 | HRH Bypass warm up line iso (overhead) | ST lower East | no data | no data | HRH | no data | no data | no data | no data | no data
VHRH111 | HRH Bypass warm up line vent | ST lower East | no data | no data | HRH | no data | no data | no data | no data | no data
VHRH105 | HRH Bypass warm up line vent | ST lower East | no data | no data | HRH | no data | no data | no data | no data | no data
VHRH110 | HRH dripleg before SV/CV AOV iso | ST lower East | no data | no data | HRH | no data | no data | no data | no data | no data
VHRH120 | HRH dripleg drain | ST lower East | no data | no data | HRH | no data | no data | no data | no data | no data
VHRH137 | HRH dripleg drain | ST lower East | no data | no data | HRH | no data | no data | no data | no data | no data
VSTP106 | HRH after seat drain AOV iso | ST lower East | no data | no data | HRH | no data | no data | no data | no data | no data
VHRH100 | HRH PITs (before stop) | ST lower East | no data | no data | HRH | no data | no data | no data | no data | no data
VHRH102 | HRH PITs (before stop) | ST lower East | no data | no data | HRH | no data | no data | no data | no data | no data
VHRH103 | HRH PITs (before stop) | ST lower East | no data | no data | HRH | no data | no data | no data | no data | no data
VHRH104 | HRH PITs (before stop) | ST lower East | no data | no data | HRH | no data | no data | no data | no data | no data
VHRH121 | HRH PITs (before stop) | ST lower East | no data | no data | HRH | no data | no data | no data | no data | no data
VHRH106 | HRH PITs (before stop) | ST lower East | no data | no data | HRH | no data | no data | no data | no data | no data
MAB03BR801 | IP Turbine Inlet steam PITs (113/114/115) | ST lower East | no data | no data | HRH | no data | no data | no data | no data | no data
MABBR802 | IP Turbine Inlet steam PITs (113/114/115) | ST lower East | no data | no data | HRH | no data | no data | no data | no data | no data
MABBR803 | IP Turbine Inlet steam PITs (113/114/115) | ST lower East | no data | no data | HRH | no data | no data | no data | no data | no data
VHHS803 | 1st stage HP superheater Drip leg 2 Lvl switches (8) isolation valves | HRSG lower East | no data | no data | HHS | no data | no data | no data | no data | no data
VHHS804 | 1st stage HP superheater Drip leg 2 Lvl switches (8) isolation valves | HRSG lower East | no data | no data | HHS | no data | no data | no data | no data | no data
VHHS805 | 1st stage HP superheater Drip leg 2 Lvl switches (8) isolation valves | HRSG lower East | no data | no data | HHS | no data | no data | no data | no data | no data
VHHS806 | 1st stage HP superheater Drip leg 2 Lvl switches (8) isolation valves | HRSG lower East | no data | no data | HHS | no data | no data | no data | no data | no data
VHHS807 | 1st stage HP superheater Drip leg 2 Lvl switches (8) isolation valves | HRSG lower East | no data | no data | HHS | no data | no data | no data | no data | no data
VHHS808 | 1st stage HP superheater Drip leg 2 Lvl switches (8) isolation valves | HRSG lower East | no data | no data | HHS | no data | no data | no data | no data | no data
VHHS809 | 1st stage HP superheater Drip leg 2 Lvl switches (8) isolation valves | HRSG lower East | no data | no data | HHS | no data | no data | no data | no data | no data
VHHS810 | 1st stage HP superheater Drip leg 2 Lvl switches (8) isolation valves | HRSG lower East | no data | no data | HHS | no data | no data | no data | no data | no data
VHHS867 | 1st stage HP superheater Drip leg drain (2) valves | HRSG lower East | no data | no data | HHS | no data | no data | no data | no data | no data
VHHS868 | 1st stage HP superheater Drip leg drain (2) valves | HRSG lower East | no data | no data | HHS | no data | no data | no data | no data | no data
VHHS811 | HP Superheater vent to atmoshpere | HRSG lower East | no data | no data | HHS | no data | no data | no data | no data | no data
VHHS812 | HP Superheater vent to atmoshpere | HRSG lower East | no data | no data | HHS | no data | no data | no data | no data | no data
VHHS909 | 3rd stage HP superheater Drip leg drain (2) valves | HRSG lower East | no data | no data | HHS | no data | no data | no data | no data | no data
VHHS910 | 3rd stage HP superheater Drip leg drain (2) valves | HRSG lower East | no data | no data | HHS | no data | no data | no data | no data | no data
VHRS969 | Reheater interstage Dripleg drain | HRSG lower West | no data | no data | HRS | no data | no data | no data | no data | no data
VHRS970 | Reheater interstage Dripleg drain | HRSG lower West | no data | no data | HRS | no data | no data | no data | no data | no data
VHIS856 | IP superheater outlet dripleg drain | HRSG lower | no data | no data | HIS | no data | no data | no data | no data | no data
VHIS857 | IP superheater outlet dripleg drain | HRSG lower | no data | no data | HIS | no data | no data | no data | no data | no data
VHIS987 | IP superheater outlet PIT | HRSG lower | no data | no data | HIS | no data | no data | no data | no data | no data
VHIS988 | IP superheater outlet PIT | HRSG lower | no data | no data | HIS | no data | no data | no data | no data | no data
VHIS864 | IP steam flow meter | HRSG lower | no data | no data | HIS | no data | no data | no data | no data | no data
VHIS865 | IP steam flow meter | HRSG lower | no data | no data | HIS | no data | no data | no data | no data | no data
VHIS866 | IP steam flow meter | HRSG lower | no data | no data | HIS | no data | no data | no data | no data | no data
VHIS867 | IP steam flow meter | HRSG lower | no data | no data | HIS | no data | no data | no data | no data | no data
VHIS994 | IP steam flow meter | HRSG lower | no data | no data | HIS | no data | no data | no data | no data | no data
VHIS995 | IP steam flow meter | HRSG lower | no data | no data | HIS | no data | no data | no data | no data | no data
VHIS996 | IP steam flow meter | HRSG lower | no data | no data | HIS | no data | no data | no data | no data | no data
VHIS997 | IP steam flow meter | HRSG lower | no data | no data | HIS | no data | no data | no data | no data | no data
VHIS801 | IP superheater outlet drain (before MOV) | HRSG lower | no data | no data | HIS | no data | no data | no data | no data | no data
VHIS802 | IP superheater outlet drain (before MOV) | HRSG lower | no data | no data | HIS | no data | no data | no data | no data | no data
VHIS908 | IP superheater outlet MOV bypass | HRSG lower | no data | no data | HIS | no data | no data | no data | no data | no data
VHIS858 | IP steam Header drain (after MOV) | HRSG lower | no data | no data | HIS | no data | no data | no data | no data | no data
VHIS859 | IP steam Header drain (after MOV) | HRSG lower | no data | no data | HIS | no data | no data | no data | no data | no data
VHLS811 | 3 PIT (6) iso valves | HRSG lower West | no data | no data | HLS | no data | no data | no data | no data | no data
VHLS812 | 3 PIT (6) iso valves | HRSG lower West | no data | no data | HLS | no data | no data | no data | no data | no data
VHLS813 | 3 PIT (6) iso valves | HRSG lower West | no data | no data | HLS | no data | no data | no data | no data | no data
VHLS814 | 3 PIT (6) iso valves | HRSG lower West | no data | no data | HLS | no data | no data | no data | no data | no data
VHLS815 | 3 PIT (6) iso valves | HRSG lower West | no data | no data | HLS | no data | no data | no data | no data | no data
VHLS816 | 3 PIT (6) iso valves | HRSG lower West | no data | no data | HLS | no data | no data | no data | no data | no data
VHLS808 | Sampling | HRSG lower West | no data | no data | HLS | no data | no data | no data | no data | no data
VHLS809 | Sampling | HRSG lower West | no data | no data | HLS | no data | no data | no data | no data | no data
VHLS986 | Drip leg drain before MOV | HRSG lower West | no data | no data | HLS | no data | no data | no data | no data | no data
VHLS987 | Drip leg drain before MOV | HRSG lower West | no data | no data | HLS | no data | no data | no data | no data | no data
01-VAXS189 | Steam to HP Evap Steam trap ISOs | HRSG lower | no data | no data | AXS | no data | no data | no data | no data | no data
VAXS290 | Steam to HP Evap Steam trap ISOs | HRSG lower | no data | no data | AXS | no data | no data | no data | no data | no data
01-VAXS289 | Steam to HP Evap Steam trap bypass | HRSG lower | no data | no data | AXS | no data | no data | no data | no data | no data
01-VAXS144 | Steam to HP Evap Steam trap strainer drain | HRSG lower | no data | no data | AXS | no data | no data | no data | no data | no data
01-VAXS291 | Steam to HP Evap drain before steam trap | HRSG lower | no data | no data | AXS | no data | no data | no data | no data | no data
VHHS904 | Steam to HP Evap MOV bypass | HRSG lower | no data | no data | HHS | no data | no data | no data | no data | no data
VHHS994 | Steam to HP Evap drain after MOV | HRSG lower | no data | no data | HHS | no data | no data | no data | no data | no data
VHHS995 | Steam to HP Evap drain after MOV | HRSG lower | no data | no data | HHS | no data | no data | no data | no data | no data
VHHS996 | Steam to HP Evap strainer drain | HRSG lower | no data | no data | HHS | no data | no data | no data | no data | no data
VHHS997 | Steam to HP Evap strainer drain | HRSG lower | no data | no data | HHS | no data | no data | no data | no data | no data
01-VHIS852 | Steam to IP Evap strainer drain | HRSG lower | no data | no data | HIS | no data | no data | no data | no data | no data
VHIS853 | Steam to IP Evap strainer drain | HRSG lower | no data | no data | HIS | no data | no data | no data | no data | no data
01-VHLS904 | Steam to LP Evap MOV bypass | HRSG lower | no data | no data | HLS | no data | no data | no data | no data | no data
01-VHLS985 | Steam to LP Evap drain after MOV | HRSG lower | no data | no data | HLS | no data | no data | no data | no data | no data
VHLS999 | Steam to LP Evap drain after MOV | HRSG lower | no data | no data | HLS | no data | no data | no data | no data | no data
01-VHLS992 | Steam to LP Evap strainer drain | HRSG lower | no data | no data | HLS | no data | no data | no data | no data | no data
VHLS993 | Steam to LP Evap strainer drain | HRSG lower | no data | no data | HLS | no data | no data | no data | no data | no data
01-VAXS135 | Steam to LP Evap Steam trap iso | HRSG lower | no data | no data | AXS | no data | no data | no data | no data | no data
VAXS136 | Steam to LP Evap Steam trap iso | HRSG lower | no data | no data | AXS | no data | no data | no data | no data | no data
01-VAXS138 | Steam to LP Evap Steam trap bypass | HRSG lower | no data | no data | AXS | no data | no data | no data | no data | no data
01-VAXS137 | Steam to LP Evap Steam trap strainer drain | HRSG lower | no data | no data | AXS | no data | no data | no data | no data | no data
01-VAXS113 | Steam to LP Evap Drain before Steam trap | HRSG lower | no data | no data | AXS | no data | no data | no data | no data | no data
01-VAXS155 | Drain before steam trap | HRSG lower NE | no data | no data | AXS | no data | no data | no data | no data | no data
01-VAXS112 | Steam trap iso | HRSG lower NE | no data | no data | AXS | no data | no data | no data | no data | no data
VAXS115 | Steam trap iso | HRSG lower NE | no data | no data | AXS | no data | no data | no data | no data | no data
01-VAXS129 | Steam Trap bypass | HRSG lower NE | no data | no data | AXS | no data | no data | no data | no data | no data
01-VAXS116 | Steam Trap strainer drain | HRSG lower NE | no data | no data | AXS | no data | no data | no data | no data | no data
01-VAXS130 | Drain before steam trap | HRSG lower East | no data | no data | AXS | no data | no data | no data | no data | no data
01-VAXS103 | Steam trap iso | HRSG lower East | no data | no data | AXS | no data | no data | no data | no data | no data
VAXS161 | Steam trap iso | HRSG lower East | no data | no data | AXS | no data | no data | no data | no data | no data
01-VAXS164 | Steam Trap bypass | HRSG lower East | no data | no data | AXS | no data | no data | no data | no data | no data
01-VAXS160 | Steam Trap strainer drain | HRSG lower East | no data | no data | AXS | no data | no data | no data | no data | no data
01-VAXS199 | Drain before steam trap | HRSG lower West | no data | no data | AXS | no data | no data | no data | no data | no data
01-VAXS166 | Steam trap iso | HRSG lower West | no data | no data | AXS | no data | no data | no data | no data | no data
VAXS118 | Steam trap iso | HRSG lower West | no data | no data | AXS | no data | no data | no data | no data | no data
01-VAXS167 | Steam Trap bypass | HRSG lower West | no data | no data | AXS | no data | no data | no data | no data | no data
01-VAXS203 | Steam Trap strainer drain | HRSG lower West | no data | no data | AXS | no data | no data | no data | no data | no data
VHHS916 | HP FW to economizer PIT (before LCV) | no data | no data | no data | BFW HP | no data | OPEN | no data | no data | no data
VHHS917 | HP FW to economizer PIT (before LCV) | no data | no data | no data | BFW HP | no data | OPEN | no data | no data | no data
VHHS907 | HP drum LCV bypass | HRSG lower West | no data | no data | BFW HP | no data | CLOSED | no data | no data | no data
VHHS901 | HP drum High flow LCV iso | HRSG lower West | no data | no data | BFW HP | no data | OPEN | no data | no data | no data
VHHS | HP drum High flow LCV iso bypass | HRSG lower West | no data | no data | BFW HP | no data | CLOSED | no data | no data | no data
VHHS | HP drum High flow LCV iso equalizing valve | HRSG lower West | no data | no data | BFW HP | no data | OPEN | no data | no data | no data
VHHS903 | HP drum Low flow LCV iso | HRSG lower West | no data | no data | BFW HP | no data | OPEN | no data | no data | no data
VHHS | HP drum Low flow LCV iso bypass | HRSG lower West | no data | no data | BFW HP | no data | CLOSED | no data | no data | no data
VHHS | HP drum Low flow LCV iso equalizing valve | HRSG lower West | no data | no data | BFW HP | no data | OPEN | no data | no data | no data
VHHS857 | HP drum High flow drain | HRSG lower West | no data | no data | BFW HP | no data | CLOSED | no data | no data | no data
VHHS856 | HP drum High flow drain | HRSG lower West | no data | no data | BFW HP | no data | CLOSED | no data | no data | no data
VHHS859 | HP drum Low flow drain | HRSG lower West | no data | no data | BFW HP | no data | CLOSED | no data | no data | no data
VHHS858 | HP drum Low flow drain | HRSG lower West | no data | no data | BFW HP | no data | CLOSED | no data | no data | no data
VHHS902 | HP drum High flow LCV outlet iso | HRSG lower West | no data | no data | BFW HP | no data | OPEN | no data | no data | no data
VHHS | HP drum High flow LCV outlet iso bypass | HRSG lower West | no data | no data | BFW HP | no data | CLOSED | no data | no data | no data
VHHS | HP drum High flow LCV outlet iso equalizing | HRSG lower West | no data | no data | BFW HP | no data | OPEN | no data | no data | no data
VHHS904 | HP drum Low flow LCV outlet iso | HRSG lower West | no data | no data | BFW HP | no data | OPEN | no data | no data | no data
VHHS | HP drum Low flow LCV outlet iso bypass | HRSG lower West | no data | no data | BFW HP | no data | CLOSED | no data | no data | no data
VHHS | HP drum Low flow LCV outlet iso equalizing | HRSG lower West | no data | no data | BFW HP | no data | OPEN | no data | no data | no data
VHHS913 | HP drum FW drain before MOV | HRSG lower West | no data | no data | BFW HP | no data | CLOSED | no data | no data | no data
VHHS912 | HP drum FW drain before MOV | HRSG lower West | no data | no data | BFW HP | no data | CLOSED | no data | no data | no data
VHHS | MOV 901 bypass | HRSG lower West | no data | no data | BFW HP | no data | CLOSED | no data | no data | no data
VHHS | MOV 901 equalizing | HRSG lower West | no data | no data | BFW HP | no data | OPEN | no data | no data | no data
VHHS914 | HP economizer inlet PIT (after LCV) | HRSG lower West | no data | no data | BFW HP | no data | OPEN | no data | no data | no data
VHHS915 | HP economizer inlet PIT (after LCV) | HRSG lower West | no data | no data | BFW HP | no data | OPEN | no data | no data | no data
VHHS961 | HP economizer drain root valves | HRSG lower West | no data | no data | BFW HP | no data | CLOSED | no data | no data | no data
VHHS929 | HP economizer drain root valves | HRSG lower West | no data | no data | BFW HP | no data | CLOSED | no data | no data | no data
VHHS930 | HP economizer drain root valves | HRSG lower West | no data | no data | BFW HP | no data | CLOSED | no data | no data | no data
VHHS931 | HP economizer drain root valves | HRSG lower West | no data | no data | BFW HP | no data | CLOSED | no data | no data | no data
VHHS932 | HP economizer drain root valves | HRSG lower West | no data | no data | BFW HP | no data | CLOSED | no data | no data | no data
VHHS933 | HP economizer drain root valves | HRSG lower West | no data | no data | BFW HP | no data | CLOSED | no data | no data | no data
VHHS934 | HP economizer drain root valves | HRSG lower West | no data | no data | BFW HP | no data | CLOSED | no data | no data | no data
VHHS935 | HP economizer drain root valves | HRSG lower West | no data | no data | BFW HP | no data | CLOSED | no data | no data | no data
VHHS936 | HP economizer drain root valves | HRSG lower West | no data | no data | BFW HP | no data | CLOSED | no data | no data | no data
VHHS937 | HP economizer drain root valves | HRSG lower West | no data | no data | BFW HP | no data | CLOSED | no data | no data | no data
VHHS900 | HP economizer drain block valves | HRSG lower West | no data | no data | BFW HP | no data | CLOSED | no data | no data | no data
VHHS906 | HP economizer drain block valves | HRSG lower West | no data | no data | BFW HP | no data | CLOSED | no data | no data | no data
VHHS938 | HP economizer drain block valves | HRSG lower West | no data | no data | BFW HP | no data | CLOSED | no data | no data | no data
VHHS905 | HP economizer drain block valves | HRSG lower West | no data | no data | BFW HP | no data | CLOSED | no data | no data | no data
VBFW303 | FW to TCA drain before cooler | HRSG lower West | no data | no data | BFW HP | no data | CLOSED | no data | no data | no data
VBFW304 | FW to TCA drain before cooler | HRSG lower West | no data | no data | BFW HP | no data | CLOSED | no data | no data | no data
VBFW700 | PDI across TCA | HRSG lower West | no data | no data | BFW HP | no data | OPEN | no data | no data | no data
VBFW701 | PDI across TCA | HRSG lower West | no data | no data | BFW HP | no data | OPEN | no data | no data | no data
VBFW929 | PDI across TCA | HRSG lower West | no data | no data | BFW HP | no data | OPEN | no data | no data | no data
VBFW928 | PDI across TCA | HRSG lower West | no data | no data | BFW HP | no data | OPEN | no data | no data | no data
VBFW305 | Drain After TCA coller | HRSG lower West | no data | no data | BFW HP | no data | CLOSED | no data | no data | no data
VBFW294 | Drain After TCA coller | HRSG lower West | no data | no data | BFW HP | no data | CLOSED | no data | no data | no data
VHIS901 | IP Economizer Inlet Isolation | HRSG lower | no data | no data | BFW IP | no data | no data | no data | no data | no data
VHIS901 | IP Economizer Inlet Isolation bypass | HRSG lower | no data | no data | BFW IP | no data | no data | no data | no data | no data
VHIS901 | IP Economizer Inlet Isolation equalizing valve | HRSG lower | no data | no data | BFW IP | no data | no data | no data | no data | no data
VHIS919 | IP Economizer inlet drain valves (2) | HRSG lower | no data | no data | BFW IP | no data | no data | no data | no data | no data
VHIS920 | IP Economizer inlet drain valves (2) | HRSG lower | no data | no data | BFW IP | no data | no data | no data | no data | no data
VHIS | IP Economizer inlet MOV bypass | HRSG lower | no data | no data | BFW IP | no data | no data | no data | no data | no data
VHIS | IP Economizer inlet MOV equalizing valve | HRSG lower | no data | no data | BFW IP | no data | no data | no data | no data | no data
VHIS904 | IP fill line isolation | HRSG lower | no data | no data | BFW IP | no data | no data | no data | no data | no data
VHIS906 | IP Economizer Inlet PIT isolation (2) valves | HRSG lower | no data | no data | BFW IP | no data | no data | no data | no data | no data
VHIS907 | IP Economizer Inlet PIT isolation (2) valves | HRSG lower | no data | no data | BFW IP | no data | no data | no data | no data | no data
VHIS910 | IP Economizer Drains (Root) | HRSG lower | no data | no data | BFW IP | no data | no data | no data | no data | no data
VHIS911 | IP Economizer Drains (Root) | HRSG lower | no data | no data | BFW IP | no data | no data | no data | no data | no data
VHIS912 | IP Economizer Drains (Root) | HRSG lower | no data | no data | BFW IP | no data | no data | no data | no data | no data
VHIS913 | IP Economizer Drain (Block) | HRSG lower | no data | no data | BFW IP | no data | no data | no data | no data | no data
VBFW918 | (2) Flow transmitters (8) valves | no data | no data | no data | BFW IP | no data | OPEN | no data | no data | no data
VBFW919 | (2) Flow transmitters (8) valves | no data | no data | no data | BFW IP | no data | OPEN | no data | no data | no data
VBFW820 | (2) Flow transmitters (8) valves | no data | no data | no data | BFW IP | no data | OPEN | no data | no data | no data
VBFW821 | (2) Flow transmitters (8) valves | no data | no data | no data | BFW IP | no data | OPEN | no data | no data | no data
VBFW822 | (2) Flow transmitters (8) valves | no data | no data | no data | BFW IP | no data | OPEN | no data | no data | no data
VBFW823 | (2) Flow transmitters (8) valves | no data | no data | no data | BFW IP | no data | OPEN | no data | no data | no data
VBFW824 | (2) Flow transmitters (8) valves | no data | no data | no data | BFW IP | no data | OPEN | no data | no data | no data
VBFW825 | (2) Flow transmitters (8) valves | no data | no data | no data | BFW IP | no data | OPEN | no data | no data | no data
VBFW960 | Drain before CV | no data | no data | no data | BFW IP | no data | CLOSED | no data | no data | no data
VBFW961 | Drain before CV | no data | no data | no data | BFW IP | no data | CLOSED | no data | no data | no data
VBFW848 | Strainer Drain (2) valves | no data | no data | no data | BFW IP | no data | CLOSED | no data | no data | no data
VBFW849 | Strainer Drain (2) valves | no data | no data | no data | BFW IP | no data | CLOSED | no data | no data | no data
VBFW826 | Strainer DPT (4) valves | no data | no data | no data | BFW IP | no data | OPEN | no data | no data | no data
VBFW827 | Strainer DPT (4) valves | no data | no data | no data | BFW IP | no data | OPEN | no data | no data | no data
VBFW828 | Strainer DPT (4) valves | no data | no data | no data | BFW IP | no data | OPEN | no data | no data | no data
VBFW829 | Strainer DPT (4) valves | no data | no data | no data | BFW IP | no data | OPEN | no data | no data | no data
VBFW930 | After CV iso | no data | no data | no data | BFW IP | no data | OPEN | no data | no data | no data
VBFW962 | Drain after check (2) valves | no data | no data | no data | BFW IP | no data | CLOSED | no data | no data | no data
VBFW963 | Drain after check (2) valves | no data | no data | no data | BFW IP | no data | CLOSED | no data | no data | no data
VBFW394F | BFP "A" suction PIT iso (3) (at the pump) | HRSG lower West | no data | no data | BFW | no data | OPEN | no data | no data | no data
VBFWF159F | BFP "A" suction PIT iso (3) (at the pump) | HRSG lower West | no data | no data | BFW | no data | OPEN | no data | no data | no data
VBFWF160F | BFP "A" suction PIT iso (3) (at the pump) | HRSG lower West | no data | no data | BFW | no data | OPEN | no data | no data | no data
nodata | BFP "A" CCW inlet/outlet | HRSG lower West | no data | no data | BFW | no data | no data | no data | no data | no data
VBFW180F | BFP "B" suction PIT iso (3) | HRSG lower West | no data | no data | BFW | no data | OPEN | no data | no data | no data
VBFWF179F | BFP "B" suction PIT iso (3) | HRSG lower West | no data | no data | BFW | no data | OPEN | no data | no data | no data
VBFWF395F | BFP "B" suction PIT iso (3) | HRSG lower West | no data | no data | BFW | no data | OPEN | no data | no data | no data
nodata | BFP "B" CCW inlet/outlet | HRSG lower West | no data | no data | BFW | no data | no data | no data | no data | no data
VCND336 | Condensate header pressure transmitters | HRSG lower NW | no data | no data | CND | no data | OPEN | no data | no data | no data
VCND375 | Condensate header pressure transmitters | HRSG lower NW | no data | no data | CND | no data | OPEN | no data | no data | no data
VCND103 | Condensate Dump isolation | HRSG lower NW | no data | no data | CND | no data | CLOSED | no data | no data | no data
VCND153 | Drain before condensate dump CV | HRSG lower NW | no data | no data | CND | no data | CLOSED | no data | no data | no data
VCND337 | LP economizer pressure transmitters | HRSG lower NW | no data | no data | CND | no data | OPEN | no data | no data | no data
VCND338 | LP economizer pressure transmitters | HRSG lower NW | no data | no data | CND | no data | OPEN | no data | no data | no data
VHLS902 | Drain before LP Economizer inlet MOV | HRSG lower NW | no data | no data | CND | no data | CLOSED | no data | no data | no data
VHLS903 | Drain before LP Economizer inlet MOV | HRSG lower NW | no data | no data | CND | no data | CLOSED | no data | no data | no data
VHLS | MOV bypass | HRSG lower NW | no data | no data | CND | no data | CLOSED | no data | no data | no data
VHLS803 | Pressure Transmitter isolations | HRSG lower NW | no data | no data | CND | no data | OPEN | no data | no data | no data
VHLS804 | Pressure Transmitter isolations | HRSG lower NW | no data | no data | CND | no data | OPEN | no data | no data | no data
VHLS904 | Cold Condensate inlet isolation | HRSG lower NE | no data | no data | CND | no data | OPEN | no data | no data | no data
VHLS907 | Cold Condensate outlet isolation | HRSG lower NE | no data | no data | CND | no data | OPEN | no data | no data | no data
VHLS905 | Hot Condensate inlet isolation | HRSG lower NE | no data | no data | CND | no data | OPEN | no data | no data | no data
VHLS908 | Hot Condensate outlet isolation | HRSG lower NE | no data | no data | CND | no data | OPEN | no data | no data | no data
VHLS909 | Cold Condensate bypass around heat exchanger | HRSG lower NE | no data | no data | CND | no data | CLOSED | no data | no data | no data
VHLS851 | Cold Condensate outlet vent | HRSG lower NE | no data | no data | CND | no data | CLOSED | no data | no data | no data
VHLS852 | Cold Condensate outlet vent | HRSG lower NE | no data | no data | CND | no data | CLOSED | no data | no data | no data
VHLS829 | Cold condensate drain | HRSG lower NE | no data | no data | CND | no data | CLOSED | no data | no data | no data
VHLS830 | Cold condensate drain | HRSG lower NE | no data | no data | CND | no data | CLOSED | no data | no data | no data
VHLS801 | Drain after Heat Exchanger | HRSG lower NE | no data | no data | CND | no data | CLOSED | no data | no data | no data
VHLS802 | Drain after Heat Exchanger | HRSG lower NE | no data | no data | CND | no data | CLOSED | no data | no data | no data
VHLS807 | Drain after Heat Exchanger | HRSG lower NE | no data | no data | CND | no data | CLOSED | no data | no data | no data
VHLS810 | Drain after Heat Exchanger | HRSG lower NE | no data | no data | CND | no data | CLOSED | no data | no data | no data
VHLS821 | LP Economizer Drains (Block) | HRSG lower NW | no data | no data | CND | no data | CLOSED | no data | no data | no data
VHLS823 | LP Economizer Drains (Block) | HRSG lower NW | no data | no data | CND | no data | CLOSED | no data | no data | no data
VHLS824 | LP Economizer Drains (Block) | HRSG lower NW | no data | no data | CND | no data | CLOSED | no data | no data | no data
VHLS913 | LP Economizer Drains (Root) | HRSG lower NW | no data | no data | CND | no data | CLOSED | no data | no data | no data
VHLS916 | LP Economizer Drains (Root) | HRSG lower NW | no data | no data | CND | no data | CLOSED | no data | no data | no data
VHLS918 | LP Economizer Drains (Root) | HRSG lower NW | no data | no data | CND | no data | CLOSED | no data | no data | no data
VHLS920 | LP Economizer Drains (Root) | HRSG lower NW | no data | no data | CND | no data | CLOSED | no data | no data | no data
VCND352 | To ECA isolation | HRSG SE | ECA | no data | CND | no data | OPEN | no data | no data | no data
VCND349 | Drain before FCV | HRSG SE | ECA | no data | CND | no data | OPEN | no data | no data | no data
VCND410 | Vent after FCV | HRSG SE | ECA | no data | CND | no data | OPEN | no data | no data | no data
VCND311 | ECA pump"A" suction valve | HRSG SE | ECA | no data | CND | no data | OPEN | no data | no data | no data
VCND313 | ECA pump"B" suction valve | HRSG SE | ECA | no data | CND | no data | OPEN | no data | no data | no data
VCND359 | ECA pump"A" discharge valve | HRSG SE | ECA | no data | CND | no data | OPEN | no data | no data | no data
VCND314 | ECA pump"B" discharge valve | HRSG SE | ECA | no data | CND | no data | OPEN | no data | no data | no data
VCND357 | ECA pump"A" DP | HRSG SE | ECA | no data | CND | no data | OPEN | no data | no data | no data
VCND342 | ECA pump"A" DP | HRSG SE | ECA | no data | CND | no data | OPEN | no data | no data | no data
nodata | ECA pump"A" drain | HRSG SE | ECA | no data | CND | no data | CLOSED | no data | no data | no data
nodata | ECA pump"B" drain | HRSG SE | ECA | no data | CND | no data | CLOSED | no data | no data | no data
VCND312 | ECA pump"B" DP | HRSG SE | ECA | no data | CND | no data | OPEN | no data | no data | no data
VCND315 | ECA pump"B" DP | HRSG SE | ECA | no data | CND | no data | OPEN | no data | no data | no data
VCND411 | ECA pump discharge vent | HRSG SE | ECA | no data | CND | no data | CLOSED | no data | no data | no data
VCND335 | Pressure transmitter | HRSG SE | ECA | no data | CND | no data | OPEN | no data | no data | no data
VCND197 | 2C cooler drain | HRSG SE | ECA | no data | CND | no data | CLOSED | no data | no data | no data
VCND210 | 2C cooler vent | HRSG SE | ECA | no data | CND | no data | CLOSED | no data | no data | no data
VCND240 | ECA cooler pressure transmitter | HRSG SE | ECA | no data | CND | no data | OPEN | no data | no data | no data
VCND341 | ECA cooler drain | HRSG SE | ECA | no data | CND | no data | CLOSED | no data | no data | no data
VCND407 | ECA cooler vent | HRSG SE | ECA | no data | CND | no data | CLOSED | no data | no data | no data
VCND344 | ECA cooler pressure transmitter | HRSG SE | ECA | no data | CND | no data | OPEN | no data | no data | no data
VCND408 | ECA drain | HRSG SE | ECA | no data | CND | no data | CLOSED | no data | no data | no data
VCND243 | Isolation to 3-way valve | HRSG SE | ECA | no data | CND | no data | OPEN | no data | no data | no data
VCND343 | To condensate system isolation | HRSG SE | ECA | no data | CND | no data | OPEN | no data | no data | no data
VCND348 | Drain after FCV | HRSG SE | ECA | no data | CND | no data | CLOSED | no data | no data | no data
VCND340 | Isolation after FCV | HRSG SE | ECA | no data | CND | no data | OPEN | no data | no data | no data
VHBD9806 | LT iso | HRSG NE | BDT | no data | HBD | no data | no data | no data | no data | no data
VHBD9805 | LT iso | HRSG NE | BDT | no data | HBD | no data | no data | no data | no data | no data
VHBD9902 | LG drain | HRSG NE | BDT | no data | HBD | no data | no data | no data | no data | no data
VHBD9903 | LG drain | HRSG NE | BDT | no data | HBD | no data | no data | no data | no data | no data
VHBD9804 | LG iso | HRSG NE | BDT | no data | HBD | no data | no data | no data | no data | no data
VHBD9805 | LG iso | HRSG NE | BDT | no data | HBD | no data | no data | no data | no data | no data
VHBD9802 | PIT | HRSG NE | BDT | no data | HBD | no data | no data | no data | no data | no data
VHBD9904 | BDT Quenching CV iso | HRSG NE | BDT | no data | HBD | no data | no data | no data | no data | no data
VHBD9905 | BDT Quenching CV iso | HRSG NE | BDT | no data | HBD | no data | no data | no data | no data | no data
VHBD9906 | BDT Quenching CV bypass | HRSG NE | BDT | no data | HBD | no data | no data | no data | no data | no data
VHBD9907 | BDT Quenching line drain | HRSG NE | BDT | no data | HBD | no data | no data | no data | no data | no data
VHBD9908 | BDT Quenching line drain | HRSG NE | BDT | no data | HBD | no data | no data | no data | no data | no data
VHBD9901 | BD tank drain | HRSG NE | BDT | no data | HBD | no data | no data | no data | no data | no data
VSWS100 | BD tank sump pump flush water | HRSG NE | BDT | no data | HBD | no data | no data | no data | no data | no data
VSWS124 | BD tank sump A pump discharge | HRSG NE | BDT | no data | HBD | no data | no data | no data | no data | no data
VSWS123 | BD tank sump B pump discharge | HRSG NE | BDT | no data | HBD | no data | no data | no data | no data | no data
VSWS112 | BD tank sump pump discharge vent | HRSG NE | BDT | no data | HBD | no data | no data | no data | no data | no data
VBND100 | BD tank sump pump discharge FT | HRSG NE | BDT | no data | HBD | no data | no data | no data | no data | no data
VBND101 | BD tank sump pump discharge FT | HRSG NE | BDT | no data | HBD | no data | no data | no data | no data | no data
VSWS101 | SW to BDT flow meter | HRSG NE | BDT | no data | HBD | no data | no data | no data | no data | no data
VSWS102 | SW to BDT flow meter | HRSG NE | BDT | no data | HBD | no data | no data | no data | no data | no data
VSWS111 | SW to BDT quenching iso | HRSG NE | BDT | no data | HBD | no data | no data | no data | no data | no data
VSWS108 | SW to BDT quenching drain | HRSG NE | BDT | no data | HBD | no data | no data | no data | no data | no data
VSWS109 | SW to HRSG sump pit quenching iso | HRSG NE | BDT | no data | HBD | no data | no data | no data | no data | no data
VSWS110 | SW to HRSG sump pit quenching drain | HRSG NE | BDT | no data | HBD | no data | no data | no data | no data | no data
nodata | HP/IP/LP intermittent blowdown drains | HRSG NE | BDT | no data | HBD | no data | no data | no data | no data | no data
VBDN687 | HRSGs sump discharge to WW sump | HRSG NE | BDT | no data | HBD | no data | no data | no data | no data | no data
VBDN688 | HRSGs sump discharge to WW sump vent/drain | HRSG NE | BDT | no data | HBD | no data | no data | no data | no data | no data
VBDN689 | HRSGs sump discharge to WW sump vent/drain | HRSG NE | BDT | no data | HBD | no data | no data | no data | no data | no data
VBDN613 | HRSGs sump discharge to SW tank | HRSG NE | BDT | no data | HBD | no data | no data | no data | no data | no data
VBDN614 | HRSGs sump discharge to SW tank vent/drain | HRSG NE | BDT | no data | HBD | no data | no data | no data | no data | no data
VBDN615 | HRSGs sump discharge to SW tank vent/drain | HRSG NE | BDT | no data | HBD | no data | no data | no data | no data | no data
nodata | IP continuous BD manual regulator (BD tank) | HRSG NE | BDT | no data | HBD | no data | no data | no data | no data | no data
nodata | LP/IP/HP intermitent BD drains (in the pit) | HRSG NE | BDT | no data | HBD | no data | no data | no data | no data | no data
01-VAXS133 | Steam to IP Evap vent | HRSG lower | HRSG | no data | AXS | no data | no data | no data | no data | no data
01-VHIS909 | Steam to IP Evap MOV bypass | HRSG lower | HRSG | no data | AXS | no data | no data | no data | no data | no data
01-VHIS860 | Steam to IP Evap drain after MOV | HRSG lower | HRSG | no data | AXS | no data | no data | no data | no data | no data
VHIS861 | Steam to IP Evap drain after MOV | HRSG lower | HRSG | no data | AXS | no data | no data | no data | no data | no data
VHS982 | IP superheater outlet sampl | HRSG lower | Sample | no data | no data | no data | no data | no data | no data | no data
VHS983 | IP superheater outlet sampl | HRSG lower | Sample | no data | no data | no data | no data | no data | no data | no data
VBFW211 | FW to HP interstage atemperator drain | HRSG West Landing | Attemperator HP | no data | no data | no data | CLOSED | no data | no data | no data
VBFW212 | FW to HP interstage atemperator drain | HRSG West Landing | Attemperator HP | no data | no data | no data | CLOSED | no data | no data | no data
VHHS-830 | FW to HP interstage atemperator (2) flow transmitters | HRSG West Landing | Attemperator HP | no data | no data | no data | OPEN | no data | no data | no data
VHHS831 | FW to HP interstage atemperator (2) flow transmitters | HRSG West Landing | Attemperator HP | no data | no data | no data | OPEN | no data | no data | no data
VHHS832 | FW to HP interstage atemperator (2) flow transmitters | HRSG West Landing | Attemperator HP | no data | no data | no data | OPEN | no data | no data | no data
VHHS833 | FW to HP interstage atemperator (2) flow transmitters | HRSG West Landing | Attemperator HP | no data | no data | no data | OPEN | no data | no data | no data
VHHS834 | FW to HP interstage atemperator (2) flow transmitters | HRSG West Landing | Attemperator HP | no data | no data | no data | OPEN | no data | no data | no data
VHHS835 | FW to HP interstage atemperator (2) flow transmitters | HRSG West Landing | Attemperator HP | no data | no data | no data | OPEN | no data | no data | no data
VHHS836 | FW to HP interstage atemperator (2) flow transmitters | HRSG West Landing | Attemperator HP | no data | no data | no data | OPEN | no data | no data | no data
VHHS837 | FW to HP interstage atemperator (2) flow transmitters | HRSG West Landing | Attemperator HP | no data | no data | no data | OPEN | no data | no data | no data
VHHS-863 | FW to HP interstage atemperator drain (2) valves | HRSG West Landing | Attemperator HP | no data | no data | no data | CLOSED | no data | no data | no data
VHHS864 | FW to HP interstage atemperator drain (2) valves | HRSG West Landing | Attemperator HP | no data | no data | no data | CLOSED | no data | no data | no data
VHHS-838 | FW to HP interstage atemperator strainer DP | HRSG West Landing | Attemperator HP | no data | no data | no data | OPEN | no data | no data | no data
VHHS839 | FW to HP interstage atemperator strainer DP | HRSG West Landing | Attemperator HP | no data | no data | no data | OPEN | no data | no data | no data
VHHS840 | FW to HP interstage atemperator strainer DP | HRSG West Landing | Attemperator HP | no data | no data | no data | OPEN | no data | no data | no data
VHHS841 | FW to HP interstage atemperator strainer DP | HRSG West Landing | Attemperator HP | no data | no data | no data | OPEN | no data | no data | no data
VHHS-842 | FW to HP interstage atemperator strainer drain valve | HRSG West Landing | Attemperator HP | no data | no data | no data | CLOSED | no data | no data | no data
VHHS843 | FW to HP interstage atemperator strainer drain valve | HRSG West Landing | Attemperator HP | no data | no data | no data | CLOSED | no data | no data | no data
VHHS-844 | FW to HP interstage atemperator iso | HRSG West Landing | Attemperator HP | no data | no data | no data | OPEN | no data | no data | no data
VHHS-865 | FW to HP interstage atemperator vent | HRSG West Landing | Attemperator HP | no data | no data | no data | CLOSED | no data | no data | no data
VHHS866 | FW to HP interstage atemperator vent | HRSG West Landing | Attemperator HP | no data | no data | no data | CLOSED | no data | no data | no data
VBFW265 | BFP "A" suction iso | Pipe Rack 1st | BFP A | no data | BFW | no data | OPEN | no data | no data | no data
VBFW394F | BFP "A" suction PIT iso (3) (at the pump) | Pipe Rack 1st | BFP A | no data | BFW | no data | OPEN | no data | no data | no data
VBFWF159F | BFP "A" suction PIT iso (3) (at the pump) | Pipe Rack 1st | BFP A | no data | BFW | no data | OPEN | no data | no data | no data
VBFWF160F | BFP "A" suction PIT iso (3) (at the pump) | Pipe Rack 1st | BFP A | no data | BFW | no data | OPEN | no data | no data | no data
VBFW404 | BFP "A" HP discharge PIT iso | Pipe Rack 1st | BFP A | no data | BFW | no data | OPEN | no data | no data | no data
VBFW405 | BFP "A" HP discharge PIT iso | Pipe Rack 1st | BFP A | no data | BFW | no data | OPEN | no data | no data | no data
VBFW406 | BFP "A" IP discharge PIT iso | Pipe Rack 1st | BFP A | no data | BFW | no data | OPEN | no data | no data | no data
VBFW407 | BFP "A" IP discharge PIT iso | Pipe Rack 1st | BFP A | no data | BFW | no data | OPEN | no data | no data | no data
VBFW430 | BFP "A" IP FW discharge vent (2) valve | Pipe Rack 1st | BFP A | no data | BFW | no data | CLOSED | no data | no data | no data
VBFW506 | BFP "A" IP FW discharge vent (2) valve | Pipe Rack 1st | BFP A | no data | BFW | no data | CLOSED | no data | no data | no data
VBFW269 | BFP "A" IP FW discharge iso | Pipe Rack 1st | BFP A | no data | BFW | no data | OPEN | no data | no data | no data
nodata | BFP "A" IP FW discharge iso bypass | Pipe Rack 1st | BFP A | no data | BFW | no data | CLOSED | no data | no data | no data
nodata | BFP "A" IP FW discharge iso equalizing valve | Pipe Rack 1st | BFP A | no data | BFW | no data | OPEN | no data | no data | no data
VBFW168 | BFP "A" IP FW discharge drain | Pipe Rack 1st | BFP A | no data | BFW | no data | CLOSED | no data | no data | no data
VBFW169 | BFP "A" IP FW discharge drain | Pipe Rack 1st | BFP A | no data | BFW | no data | CLOSED | no data | no data | no data
VBFV | BFP "A" IP FW discharge MOV equalizing valve | Pipe Rack 1st | BFP A | no data | BFW | no data | no data | no data | no data | no data
VBFW181 | BFP "A" HP FW flow meter iso (8) valves | Pipe Rack 1st | BFP A | no data | BFW | no data | OPEN | no data | no data | no data
VBFW182 | BFP "A" HP FW flow meter iso (8) valves | Pipe Rack 1st | BFP A | no data | BFW | no data | OPEN | no data | no data | no data
VBFW183 | BFP "A" HP FW flow meter iso (8) valves | Pipe Rack 1st | BFP A | no data | BFW | no data | OPEN | no data | no data | no data
VBFW184 | BFP "A" HP FW flow meter iso (8) valves | Pipe Rack 1st | BFP A | no data | BFW | no data | OPEN | no data | no data | no data
VBFW185 | BFP "A" HP FW flow meter iso (8) valves | Pipe Rack 1st | BFP A | no data | BFW | no data | OPEN | no data | no data | no data
VBFW186 | BFP "A" HP FW flow meter iso (8) valves | Pipe Rack 1st | BFP A | no data | BFW | no data | OPEN | no data | no data | no data
VBFW187 | BFP "A" HP FW flow meter iso (8) valves | Pipe Rack 1st | BFP A | no data | BFW | no data | OPEN | no data | no data | no data
VBFW188 | BFP "A" HP FW flow meter iso (8) valves | Pipe Rack 1st | BFP A | no data | BFW | no data | OPEN | no data | no data | no data
VBFV189 | BFP "A" HP FW discharge vent (2) valves | Pipe Rack 1st | BFP A | no data | BFW | no data | CLOSED | no data | no data | no data
VBFV190 | BFP "A" HP FW discharge vent (2) valves | Pipe Rack 1st | BFP A | no data | BFW | no data | CLOSED | no data | no data | no data
VBFV192 | BFP "A" HP FW discharge drain (2) valves | Pipe Rack 1st | BFP A | no data | BFW | no data | CLOSED | no data | no data | no data
VBFV193 | BFP "A" HP FW discharge drain (2) valves | Pipe Rack 1st | BFP A | no data | BFW | no data | CLOSED | no data | no data | no data
VBFV271 | BFP "A" HP FW discharge iso | Pipe Rack 1st | BFP A | no data | BFW | no data | OPEN | no data | no data | no data
VBFV271 | BFP "A" HP FW discharge iso equalizing valve | Pipe Rack 1st | BFP A | no data | BFW | no data | OPEN | no data | no data | no data
VBFV271 | BFP "A" HP FW discharge iso bypass | Pipe Rack 1st | BFP A | no data | BFW | no data | CLOSED | no data | no data | no data
VBFW604 | BFP "A" HP FW discharge vent (2) valves | Pipe Rack 1st | BFP A | no data | BFW | no data | CLOSED | no data | no data | no data
VBFW605 | BFP "A" HP FW discharge vent (2) valves | Pipe Rack 1st | BFP A | no data | BFW | no data | CLOSED | no data | no data | no data
VBFW194 | BFP "A" HP FW discharge drain (2) valves | Pipe Rack 1st | BFP A | no data | BFW | no data | CLOSED | no data | no data | no data
VBFW195 | BFP "A" HP FW discharge drain (2) valves | Pipe Rack 1st | BFP A | no data | BFW | no data | CLOSED | no data | no data | no data
nodata | BFP "A" HP FW discharge MOV equalizing valve | Pipe Rack 1st | BFP A | no data | BFW | no data | OPEN | no data | no data | no data
VBFW147 | BFP "A" HP FW recirc vent (second pipe rack) | Pipe Rack 2nd | BFP A | no data | BFW | no data | CLOSED | no data | no data | no data
VBFW150 | BFP "A" HP FW recirc vent (second pipe rack) | Pipe Rack 2nd | BFP A | no data | BFW | no data | CLOSED | no data | no data | no data
VBFW138 | BFP "A" HP FW recirc drain (under first pipe rack) | Pipe Rack 1st | BFP A | no data | BFW | no data | CLOSED | no data | no data | no data
VBFW139 | BFP "A" HP FW recirc drain (under first pipe rack) | Pipe Rack 1st | BFP A | no data | BFW | no data | CLOSED | no data | no data | no data
VHLS924 | BFP suction iso | one level down under LP drum | BFP A/B suction | no data | BFW | no data | OPEN | no data | no data | no data
VBFW149 | BFP suction header drain | Pipe Rack 1st | BFP A/B suction | no data | BFW | no data | CLOSED | no data | no data | no data
VBFW152 | BFP suction iso | Pipe Rack 1st | BFP A/B suction | no data | BFW | no data | OPEN | no data | no data | no data
VBFW132 | BFP suction PIT iso | Pipe Rack 1st | BFP A/B suction | no data | BFW | no data | OPEN | no data | no data | no data
VBFW154 | BFP suction strainer DPT | Pipe Rack 1st | BFP A/B suction | no data | BFW | no data | OPEN | no data | no data | no data
VBFW155 | BFP suction strainer DPT | Pipe Rack 1st | BFP A/B suction | no data | BFW | no data | OPEN | no data | no data | no data
VBFW | BFP suction strainer blowdown | Pipe Rack 1st | BFP A/B suction | no data | BFW | no data | CLOSED | no data | no data | no data
VBFW264 | BFP suction from condensate | Pipe Rack 1st | BFP A/B suction | no data | BFW | no data | OPEN | no data | no data | no data
VBFW266 | BFP "B" suction iso | Pipe Rack 1st | BFP B | no data | BFW | no data | OPEN | no data | no data | no data
VBFW180F | BFP "B" suction PIT iso (3) | Pipe Rack 1st | BFP B | no data | BFW | no data | OPEN | no data | no data | no data
VBFWF179F | BFP "B" suction PIT iso (3) | Pipe Rack 1st | BFP B | no data | BFW | no data | OPEN | no data | no data | no data
VBFWF395F | BFP "B" suction PIT iso (3) | Pipe Rack 1st | BFP B | no data | BFW | no data | OPEN | no data | no data | no data
VBFW177 | BFP "B" HP discharge PIT iso | Pipe Rack 1st | BFP B | no data | BFW | no data | OPEN | no data | no data | no data
VBFW178 | BFP "B" HP discharge PIT iso | Pipe Rack 1st | BFP B | no data | BFW | no data | OPEN | no data | no data | no data
VBFW170 | BFP "B" IP discharge PIT iso | Pipe Rack 1st | BFP B | no data | BFW IP | no data | OPEN | no data | no data | no data
VBFW171 | BFP "B" IP discharge PIT iso | Pipe Rack 1st | BFP B | no data | BFW IP | no data | OPEN | no data | no data | no data
VBFW172 | BFP "B" IP FW discharge vent (2) valve | Pipe Rack 1st | BFP B | no data | BFW IP | no data | CLOSED | no data | no data | no data
VBFW173 | BFP "B" IP FW discharge vent (2) valve | Pipe Rack 1st | BFP B | no data | BFW IP | no data | CLOSED | no data | no data | no data
VBFW270 | BFP "B" IP FW discharge iso | Pipe Rack 1st | BFP B | no data | BFW IP | no data | OPEN | no data | no data | no data
VBFW | BFP "B" IP FW discharge iso bypass | Pipe Rack 1st | BFP B | no data | BFW IP | no data | CLOSED | no data | no data | no data
VBFW | BFP "B" IP FW discharge iso equalizing valve | Pipe Rack 1st | BFP B | no data | BFW IP | no data | OPEN | no data | no data | no data
VBFW175 | BFP "B" IP FW discharge drain | Pipe Rack 1st | BFP B | no data | BFW IP | no data | CLOSED | no data | no data | no data
VBFW176 | BFP "B" IP FW discharge drain | Pipe Rack 1st | BFP B | no data | BFW IP | no data | CLOSED | no data | no data | no data
nodata | BFP "B" IP FW discharge MOV equalizing valve | Pipe Rack 1st | BFP B | no data | BFW IP | no data | OPEN | no data | no data | no data
VBFW219 | BFP "B" HP FW flow meter iso (8) valves | Pipe Rack 1st | BFP B | no data | BFW HP | no data | OPEN | no data | no data | no data
VBFW220 | BFP "B" HP FW flow meter iso (8) valves | Pipe Rack 1st | BFP B | no data | BFW HP | no data | OPEN | no data | no data | no data
VBFW221 | BFP "B" HP FW flow meter iso (8) valves | Pipe Rack 1st | BFP B | no data | BFW HP | no data | OPEN | no data | no data | no data
VBFW222 | BFP "B" HP FW flow meter iso (8) valves | Pipe Rack 1st | BFP B | no data | BFW HP | no data | OPEN | no data | no data | no data
VBFW223 | BFP "B" HP FW flow meter iso (8) valves | Pipe Rack 1st | BFP B | no data | BFW HP | no data | OPEN | no data | no data | no data
VBFW224 | BFP "B" HP FW flow meter iso (8) valves | Pipe Rack 1st | BFP B | no data | BFW HP | no data | OPEN | no data | no data | no data
VBFW225 | BFP "B" HP FW flow meter iso (8) valves | Pipe Rack 1st | BFP B | no data | BFW HP | no data | OPEN | no data | no data | no data
VBFW226 | BFP "B" HP FW flow meter iso (8) valves | Pipe Rack 1st | BFP B | no data | BFW HP | no data | OPEN | no data | no data | no data
VBFW227 | BFP "B" HP FW discharge vent (2) valves | Pipe Rack 1st | BFP B | no data | BFW HP | no data | CLOSED | no data | no data | no data
VBFW228 | BFP "B" HP FW discharge vent (2) valves | Pipe Rack 1st | BFP B | no data | BFW HP | no data | CLOSED | no data | no data | no data
VBFW235 | BFP "B" HP FW discharge drain (2) valves | Pipe Rack 1st | BFP B | no data | BFW HP | no data | CLOSED | no data | no data | no data
VBFW236 | BFP "B" HP FW discharge drain (2) valves | Pipe Rack 1st | BFP B | no data | BFW HP | no data | CLOSED | no data | no data | no data
VBFW272 | BFP "B" HP FW discharge iso | Pipe Rack 1st | BFP B | no data | BFW HP | no data | OPEN | no data | no data | no data
VBFW | BFP "B" HP FW discharge iso equalizing valve | Pipe Rack 1st | BFP B | no data | BFW HP | no data | OPEN | no data | no data | no data
VBFW | BFP "B" HP FW discharge iso bypass | Pipe Rack 1st | BFP B | no data | BFW HP | no data | CLOSED | no data | no data | no data
VBFW606 | BFP "B" HP FW discharge vent (2) valves | Pipe Rack 1st | BFP B | no data | BFW HP | no data | CLOSED | no data | no data | no data
VBFW607 | BFP "B" HP FW discharge vent (2) valves | Pipe Rack 1st | BFP B | no data | BFW HP | no data | CLOSED | no data | no data | no data
VBFW237 | BFP "B" HP FW discharge drain (2) valves | Pipe Rack 1st | BFP B | no data | BFW HP | no data | CLOSED | no data | no data | no data
VBFW238 | BFP "B" HP FW discharge drain (2) valves | Pipe Rack 1st | BFP B | no data | BFW HP | no data | CLOSED | no data | no data | no data
VBFW | BFP "B" HP FW discharge MOV equalizing valve | Pipe Rack 1st | BFP B | no data | BFW HP | no data | OPEN | no data | no data | no data
VBFW209 | BFP "B" HP FW recirc vent (second pipe rack) | Pipe Rack 1st | BFP B | no data | BFW HP | no data | CLOSED | no data | no data | no data
VBFW210 | BFP "B" HP FW recirc vent (second pipe rack) | Pipe Rack 1st | BFP B | no data | BFW HP | no data | CLOSED | no data | no data | no data
VBFW267 | BFP "B" HP FW recirc drain (under first pipe rack) | Pipe Rack 1st | BFP B | no data | BFW HP | no data | CLOSED | no data | no data | no data
VBFW337 | BFP "B" HP FW recirc drain (under first pipe rack) | Pipe Rack 1st | BFP B | no data | BFW HP | no data | CLOSED | no data | no data | no data
VBFW416 | IP FW header Vent | Pipe Rack 1st | HRSG/ IP Drum | no data | BFW IP | no data | CLOSED | no data | no data | no data
VBFW417 | IP FW header Vent | Pipe Rack 1st | HRSG/ IP Drum | no data | BFW IP | no data | CLOSED | no data | no data | no data
VHIS918 | IP economizer Vent | HRSG upper | HRSG/ IP Drum | no data | BFW IP | no data | OPEN | no data | no data | no data
VHIS915 | IP Economizer Vents (Root) | HRSG upper | HRSG/ IP Drum | no data | BFW IP | no data | CLOSED | no data | no data | no data
VHIS917 | IP Economizer Vents (Root) | HRSG upper | HRSG/ IP Drum | no data | BFW IP | no data | CLOSED | no data | no data | no data
VHIS922 | FW to IP drum PIT (2) iso valves | HRSG upper | HRSG/ IP Drum | no data | BFW IP | no data | OPEN | no data | no data | no data
VHIS923 | FW to IP drum PIT (2) iso valves | HRSG upper | HRSG/ IP Drum | no data | BFW IP | no data | OPEN | no data | no data | no data
VHIS924 | FW to IP drum FT (8) iso valves, 2 transmitters | HRSG upper | HRSG/ IP Drum | no data | BFW IP | no data | OPEN | no data | no data | no data
VHIS925 | FW to IP drum FT (8) iso valves, 2 transmitters | HRSG upper | HRSG/ IP Drum | no data | BFW IP | no data | OPEN | no data | no data | no data
VHIS926 | FW to IP drum FT (8) iso valves, 2 transmitters | HRSG upper | HRSG/ IP Drum | no data | BFW IP | no data | OPEN | no data | no data | no data
VHIS927 | FW to IP drum FT (8) iso valves, 2 transmitters | HRSG upper | HRSG/ IP Drum | no data | BFW IP | no data | OPEN | no data | no data | no data
VHIS928 | FW to IP drum FT (8) iso valves, 2 transmitters | HRSG upper | HRSG/ IP Drum | no data | BFW IP | no data | OPEN | no data | no data | no data
VHIS929 | FW to IP drum FT (8) iso valves, 2 transmitters | HRSG upper | HRSG/ IP Drum | no data | BFW IP | no data | OPEN | no data | no data | no data
VHIS930 | FW to IP drum FT (8) iso valves, 2 transmitters | HRSG upper | HRSG/ IP Drum | no data | BFW IP | no data | OPEN | no data | no data | no data
VHIS931 | FW to IP drum FT (8) iso valves, 2 transmitters | HRSG upper | HRSG/ IP Drum | no data | BFW IP | no data | OPEN | no data | no data | no data
VHIS934 | FW to IP drum before CV isolation | HRSG upper | HRSG/ IP Drum | no data | BFW IP | no data | OPEN | no data | no data | no data
VHIS934 | FW to IP drum before CV isolation bypass | HRSG upper | HRSG/ IP Drum | no data | BFW IP | no data | CLOSED | no data | no data | no data
VHIS934 | FW to IP drum before CV isolation equalizing | HRSG upper | HRSG/ IP Drum | no data | BFW IP | no data | OPEN | no data | no data | no data
VHIS936 | FW to IP drum CV bypass | HRSG upper | HRSG/ IP Drum | no data | BFW IP | no data | CLOSED | no data | no data | no data
VHIS935 | FW to IP drum after CV isolation | HRSG upper | HRSG/ IP Drum | no data | BFW IP | no data | OPEN | no data | no data | no data
VHIS935 | FW to IP drum after CV isolation bypass | HRSG upper | HRSG/ IP Drum | no data | BFW IP | no data | CLOSED | no data | no data | no data
VHIS935 | FW to IP drum after CV isolation equalizing | HRSG upper | HRSG/ IP Drum | no data | BFW IP | no data | OPEN | no data | no data | no data
VHIS933 | Drain before CV | HRSG upper | HRSG/ IP Drum | no data | BFW IP | no data | CLOSED | no data | no data | no data
VHIS932 | Drain before CV | HRSG upper | HRSG/ IP Drum | no data | BFW IP | no data | CLOSED | no data | no data | no data
VHIS854 | Drain before CV Iso valve | HRSG upper | HRSG/ IP Drum | no data | BFW IP | no data | CLOSED | no data | no data | no data
VHIS855 | Drain before CV Iso valve | HRSG upper | HRSG/ IP Drum | no data | BFW IP | no data | CLOSED | no data | no data | no data
VHIS937 | Drain after CV | HRSG upper | HRSG/ IP Drum | no data | BFW IP | no data | CLOSED | no data | no data | no data
VHIS938 | Drain after CV | HRSG upper | HRSG/ IP Drum | no data | BFW IP | no data | CLOSED | no data | no data | no data
VHIS992 | Phosphate injection iso | HRSG upper West | HRSG/ IP Drum | no data | HIS | no data | OPEN | no data | no data | no data
VHIS950 | Level Transmitter | HRSG upper West | HRSG/ IP Drum | no data | HIS | no data | OPEN | no data | no data | no data
VHIS951 | Level Transmitter | HRSG upper West | HRSG/ IP Drum | no data | HIS | no data | OPEN | no data | no data | no data
VHIS952 | Level Transmitter | HRSG upper West | HRSG/ IP Drum | no data | HIS | no data | OPEN | no data | no data | no data
VHIS953 | Level Transmitter | HRSG upper West | HRSG/ IP Drum | no data | HIS | no data | OPEN | no data | no data | no data
VHIS939 | Level Element | HRSG upper West | HRSG/ IP Drum | no data | HIS | no data | OPEN | no data | no data | no data
VHIS940 | Level Element | HRSG upper West | HRSG/ IP Drum | no data | HIS | no data | OPEN | no data | no data | no data
VHIS993 | Level Element | HRSG upper West | HRSG/ IP Drum | no data | HIS | no data | OPEN | no data | no data | no data
VHIS979 | Level Element | HRSG upper West | HRSG/ IP Drum | no data | HIS | no data | OPEN | no data | no data | no data
VHIS | Level Gauge (2) valves | HRSG upper West | HRSG/ IP Drum | no data | HIS | no data | OPEN | no data | no data | no data
VHIS941 | Level instrumnt blowdown | HRSG upper West | HRSG/ IP Drum | no data | HIS | no data | CLOSED | no data | no data | no data
VHIS942 | Level instrumnt blowdown | HRSG upper West | HRSG/ IP Drum | no data | HIS | no data | CLOSED | no data | no data | no data
VHIS944 | Level instrumnt blowdown | HRSG upper West | HRSG/ IP Drum | no data | HIS | no data | CLOSED | no data | no data | no data
VHIS954 | Level Transmitter (8) iso valves, 2 transmitters | HRSG upper East | HRSG/ IP Drum | no data | HIS | no data | OPEN | no data | no data | no data
VHIS955 | Level Transmitter (8) iso valves, 2 transmitters | HRSG upper East | HRSG/ IP Drum | no data | HIS | no data | OPEN | no data | no data | no data
VHIS956 | Level Transmitter (8) iso valves, 2 transmitters | HRSG upper East | HRSG/ IP Drum | no data | HIS | no data | OPEN | no data | no data | no data
VHIS957 | Level Transmitter (8) iso valves, 2 transmitters | HRSG upper East | HRSG/ IP Drum | no data | HIS | no data | OPEN | no data | no data | no data
VHIS958 | Level Transmitter (8) iso valves, 2 transmitters | HRSG upper East | HRSG/ IP Drum | no data | HIS | no data | OPEN | no data | no data | no data
VHIS959 | Level Transmitter (8) iso valves, 2 transmitters | HRSG upper East | HRSG/ IP Drum | no data | HIS | no data | OPEN | no data | no data | no data
VHIS960 | Level Transmitter (8) iso valves, 2 transmitters | HRSG upper East | HRSG/ IP Drum | no data | HIS | no data | OPEN | no data | no data | no data
VHIS961 | Level Transmitter (8) iso valves, 2 transmitters | HRSG upper East | HRSG/ IP Drum | no data | HIS | no data | OPEN | no data | no data | no data
VHIS943 | Level Element | HRSG upper East | HRSG/ IP Drum | no data | HIS | no data | OPEN | no data | no data | no data
VHIS948 | Level Element | HRSG upper East | HRSG/ IP Drum | no data | HIS | no data | OPEN | no data | no data | no data
VHIS947 | Level Element | HRSG upper East | HRSG/ IP Drum | no data | HIS | no data | OPEN | no data | no data | no data
VHIS949 | Level Element | HRSG upper East | HRSG/ IP Drum | no data | HIS | no data | OPEN | no data | no data | no data
VHIS | Level Gauge | HRSG upper East | HRSG/ IP Drum | no data | HIS | no data | OPEN | no data | no data | no data
VHIS945 | Level instrumnt blowdown | HRSG upper East | HRSG/ IP Drum | no data | HIS | no data | CLOSED | no data | no data | no data
VHIS946 | Level instrumnt blowdown | HRSG upper East | HRSG/ IP Drum | no data | HIS | no data | CLOSED | no data | no data | no data
VHIS846 | 4 vents to atmosphere (8) iso valves | Top of the IP drum | HRSG/ IP Drum | no data | HIS | no data | OPEN | no data | no data | no data
VHIS847 | 4 vents to atmosphere (8) iso valves | Top of the IP drum | HRSG/ IP Drum | no data | HIS | no data | OPEN | no data | no data | no data
VHIS849 | 4 vents to atmosphere (8) iso valves | Top of the IP drum | HRSG/ IP Drum | no data | HIS | no data | OPEN | no data | no data | no data
VHIS850 | 4 vents to atmosphere (8) iso valves | Top of the IP drum | HRSG/ IP Drum | no data | HIS | no data | OPEN | no data | no data | no data
VHIS851 | 4 vents to atmosphere (8) iso valves | Top of the IP drum | HRSG/ IP Drum | no data | HIS | no data | OPEN | no data | no data | no data
VHIS976 | 4 vents to atmosphere (8) iso valves | Top of the IP drum | HRSG/ IP Drum | no data | HIS | no data | OPEN | no data | no data | no data
VHIS977 | 4 vents to atmosphere (8) iso valves | Top of the IP drum | HRSG/ IP Drum | no data | HIS | no data | OPEN | no data | no data | no data
VHIS963 | IP drum (2) PIT (4) iso valves | Top of the IP drum | HRSG/ IP Drum | no data | HIS | no data | OPEN | no data | no data | no data
VHIS964 | IP drum (2) PIT (4) iso valves | Top of the IP drum | HRSG/ IP Drum | no data | HIS | no data | OPEN | no data | no data | no data
VHIS965 | IP drum (2) PIT (4) iso valves | Top of the IP drum | HRSG/ IP Drum | no data | HIS | no data | OPEN | no data | no data | no data
VHIS966 | IP drum (2) PIT (4) iso valves | Top of the IP drum | HRSG/ IP Drum | no data | HIS | no data | OPEN | no data | no data | no data
VHIS971 | Nitrogen Fill iso | Top of the IP drum | HRSG/ IP Drum | no data | HIS | no data | CLOSED | no data | no data | no data
VHIS967 | Nitrogen (2) PIT (4) iso valves | Top of the IP drum | HRSG/ IP Drum | no data | HIS | no data | OPEN | no data | no data | no data
VHIS968 | Nitrogen (2) PIT (4) iso valves | Top of the IP drum | HRSG/ IP Drum | no data | HIS | no data | OPEN | no data | no data | no data
VHIS969 | Nitrogen (2) PIT (4) iso valves | Top of the IP drum | HRSG/ IP Drum | no data | HIS | no data | OPEN | no data | no data | no data
VHIS970 | Nitrogen (2) PIT (4) iso valves | Top of the IP drum | HRSG/ IP Drum | no data | HIS | no data | OPEN | no data | no data | no data
VHIS998 | Pegging steam to LP drum vent (2) iso valves | Top of the IP drum | HRSG/ IP Drum | no data | HIS | no data | CLOSED | no data | no data | no data
VHIS999 | Pegging steam to LP drum vent (2) iso valves | Top of the IP drum | HRSG/ IP Drum | no data | HIS | no data | CLOSED | no data | no data | no data
VHIS978 | Pegging steam to LP drum iso | Top of the IP drum | HRSG/ IP Drum | no data | HIS | no data | OPEN | no data | no data | no data
VHIS978 | Pegging steam to LP drum iso bypass | Top of the IP drum | HRSG/ IP Drum | no data | HIS | no data | CLOSED | no data | no data | no data
VHIS978 | Pegging steam to LP drum iso equalizing | Top of the IP drum | HRSG/ IP Drum | no data | HIS | no data | OPEN | no data | no data | no data
VHIS973 | IP drum water sample (2) valves | Under IP drum | HRSG/ IP Drum | no data | HIS | no data | OPEN | no data | no data | no data
VHIS974 | IP drum water sample (2) valves | Under IP drum | HRSG/ IP Drum | no data | HIS | no data | OPEN | no data | no data | no data
VHIS852 | IP sparging steam strainer drain (2) valves (under HRSG) | HRSG lower West | HRSG/ IP Drum | no data | HIS | no data | CLOSED | no data | no data | no data
VHIS853 | IP sparging steam strainer drain (2) valves (under HRSG) | HRSG lower West | HRSG/ IP Drum | no data | HIS | no data | CLOSED | no data | no data | no data
VHIS860 | IP sparging steam drain (2) valves | HRSG lower West | HRSG/ IP Drum | no data | HIS | no data | CLOSED | no data | no data | no data
VHIS861 | IP sparging steam drain (2) valves | HRSG lower West | HRSG/ IP Drum | no data | HIS | no data | CLOSED | no data | no data | no data
VBFW199 | HP BFW PIT to the HRSG | Pipe Rack 1st | HRSG/HP Drum | no data | BFW HP | no data | OPEN | no data | no data | no data
VBFW200 | HP BFW PIT to the HRSG | Pipe Rack 1st | HRSG/HP Drum | no data | BFW HP | no data | OPEN | no data | no data | no data
VBFW116 | Drain after HP cold fill iso | Pipe Rack 1st | HRSG/HP Drum | no data | BFW HP | no data | CLOSED | no data | no data | no data
VBFW608 | HP BFW header to HRSG vent | Pipe Rack 1st | HRSG/HP Drum | no data | BFW HP | no data | CLOSED | no data | no data | no data
VBFW609 | HP BFW header to HRSG vent | Pipe Rack 1st | HRSG/HP Drum | no data | BFW HP | no data | CLOSED | no data | no data | no data
VHHS918F | HP BFW (2) flow transmitters to HRSG | Pipe Rack 1st | HRSG/HP Drum | no data | BFW HP | no data | OPEN | no data | no data | no data
VHHS919F | HP BFW (2) flow transmitters to HRSG | Pipe Rack 1st | HRSG/HP Drum | no data | BFW HP | no data | OPEN | no data | no data | no data
VHHS920F | HP BFW (2) flow transmitters to HRSG | Pipe Rack 1st | HRSG/HP Drum | no data | BFW HP | no data | OPEN | no data | no data | no data
VHHS921F | HP BFW (2) flow transmitters to HRSG | Pipe Rack 1st | HRSG/HP Drum | no data | BFW HP | no data | OPEN | no data | no data | no data
VHHS922F | HP BFW (2) flow transmitters to HRSG | Pipe Rack 1st | HRSG/HP Drum | no data | BFW HP | no data | OPEN | no data | no data | no data
VHHS923F | HP BFW (2) flow transmitters to HRSG | Pipe Rack 1st | HRSG/HP Drum | no data | BFW HP | no data | OPEN | no data | no data | no data
VHHS924F | HP BFW (2) flow transmitters to HRSG | Pipe Rack 1st | HRSG/HP Drum | no data | BFW HP | no data | OPEN | no data | no data | no data
VHHS925F | HP BFW (2) flow transmitters to HRSG | Pipe Rack 1st | HRSG/HP Drum | no data | BFW HP | no data | OPEN | no data | no data | no data
VBFW422 | HP BFW header drain (2) valves | Pipe Rack 1st | HRSG/HP Drum | no data | BFW HP | no data | CLOSED | no data | no data | no data
VBFW423 | HP BFW header drain (2) valves | Pipe Rack 1st | HRSG/HP Drum | no data | BFW HP | no data | CLOSED | no data | no data | no data
VHHS939 | HP economizer vent root valves | HRSG upper | HRSG/ HP Drum | no data | BFW HP | no data | CLOSED | no data | no data | no data
VHHS940 | HP economizer vent root valves | HRSG upper | HRSG/ HP Drum | no data | BFW HP | no data | CLOSED | no data | no data | no data
VHHS941 | HP economizer vent root valves | HRSG upper | HRSG/ HP Drum | no data | BFW HP | no data | CLOSED | no data | no data | no data
VHHS942 | HP economizer vent root valves | HRSG upper | HRSG/ HP Drum | no data | BFW HP | no data | CLOSED | no data | no data | no data
VHHS943 | HP economizer vent root valves | HRSG upper | HRSG/ HP Drum | no data | BFW HP | no data | CLOSED | no data | no data | no data
VHHS944 | HP economizer vent root valves | HRSG upper | HRSG/ HP Drum | no data | BFW HP | no data | CLOSED | no data | no data | no data
VHHS945 | HP economizer vent root valves | HRSG upper | HRSG/ HP Drum | no data | BFW HP | no data | CLOSED | no data | no data | no data
VHHS946 | HP economizer vent root valves | HRSG upper | HRSG/ HP Drum | no data | BFW HP | no data | CLOSED | no data | no data | no data
VHHS947 | HP economizer vent root valve | HRSG upper | HRSG/ HP Drum | no data | BFW HP | no data | OPEN | no data | no data | no data
VHHS988 | Phosphate injection iso | HRSG upper West | HRSG/ HP Drum | no data | HHS | no data | OPEN | no data | no data | no data
VHHS967 | Level Transmitter (4) valves | HRSG upper West | HRSG/ HP Drum | no data | HHS | no data | OPEN | no data | no data | no data
VHHS968 | Level Transmitter (4) valves | HRSG upper West | HRSG/ HP Drum | no data | HHS | no data | OPEN | no data | no data | no data
VHHS969 | Level Transmitter (4) valves | HRSG upper West | HRSG/ HP Drum | no data | HHS | no data | OPEN | no data | no data | no data
VHHS970 | Level Transmitter (4) valves | HRSG upper West | HRSG/ HP Drum | no data | HHS | no data | OPEN | no data | no data | no data
VHHS963 | Level Element (4) valves | HRSG upper West | HRSG/ HP Drum | no data | HHS | no data | OPEN | no data | no data | no data
VHHS964 | Level Element (4) valves | HRSG upper West | HRSG/ HP Drum | no data | HHS | no data | OPEN | no data | no data | no data
VHHS986 | Level Element (4) valves | HRSG upper West | HRSG/ HP Drum | no data | HHS | no data | OPEN | no data | no data | no data
VHHS987 | Level Element (4) valves | HRSG upper West | HRSG/ HP Drum | no data | HHS | no data | OPEN | no data | no data | no data
VHHS | Level Gauge (2) valves | HRSG upper West | HRSG/ HP Drum | no data | HHS | no data | OPEN | no data | no data | no data
VHHS965 | Level instruments blowdown | HRSG upper West | HRSG/ HP Drum | no data | HHS | no data | CLOSED | no data | no data | no data
VHHS966 | Level instruments blowdown | HRSG upper West | HRSG/ HP Drum | no data | HHS | no data | CLOSED | no data | no data | no data
VHHS972 | Level instruments blowdown | HRSG upper West | HRSG/ HP Drum | no data | HHS | no data | CLOSED | no data | no data | no data
VHHS991 | HP drum water sample (2) valves | HRSG upper East | HRSG/ HP Drum | no data | HHS | no data | OPEN | no data | no data | no data
VHHS992 | HP drum water sample (2) valves | HRSG upper East | HRSG/ HP Drum | no data | HHS | no data | OPEN | no data | no data | no data
VHHS904 | HP continuous blowdown iso | HRSG upper East | HRSG/ HP Drum | no data | HHS | no data | OPEN | no data | no data | no data
VHHS | HP continuous blowdown regulator | HRSG upper East | HRSG/ HP Drum | no data | HHS | no data |  | no data | no data | no data
VHHS975 | (2)Level Transmitters (8) valves | HRSG upper East | HRSG/ HP Drum | no data | HHS | no data | OPEN | no data | no data | no data
VHHS976 | (2)Level Transmitters (8) valves | HRSG upper East | HRSG/ HP Drum | no data | HHS | no data | OPEN | no data | no data | no data
VHHS977 | (2)Level Transmitters (8) valves | HRSG upper East | HRSG/ HP Drum | no data | HHS | no data | OPEN | no data | no data | no data
VHHS978 | (2)Level Transmitters (8) valves | HRSG upper East | HRSG/ HP Drum | no data | HHS | no data | OPEN | no data | no data | no data
VHHS979 | (2)Level Transmitters (8) valves | HRSG upper East | HRSG/ HP Drum | no data | HHS | no data | OPEN | no data | no data | no data
VHHS980 | (2)Level Transmitters (8) valves | HRSG upper East | HRSG/ HP Drum | no data | HHS | no data | OPEN | no data | no data | no data
VHHS981 | (2)Level Transmitters (8) valves | HRSG upper East | HRSG/ HP Drum | no data | HHS | no data | OPEN | no data | no data | no data
VHHS982 | (2)Level Transmitters (8) valves | HRSG upper East | HRSG/ HP Drum | no data | HHS | no data | OPEN | no data | no data | no data
VHHS971 | Level Element (4) valves | HRSG upper East | HRSG/ HP Drum | no data | HHS | no data | OPEN | no data | no data | no data
VHHS983 | Level Element (4) valves | HRSG upper East | HRSG/ HP Drum | no data | HHS | no data | OPEN | no data | no data | no data
VHHS984 | Level Element (4) valves | HRSG upper East | HRSG/ HP Drum | no data | HHS | no data | OPEN | no data | no data | no data
VHHS985 | Level Element (4) valves | HRSG upper East | HRSG/ HP Drum | no data | HHS | no data | OPEN | no data | no data | no data
VHHS | Level Gauge (2) valves | HRSG upper East | HRSG/ HP Drum | no data | HHS | no data | OPEN | no data | no data | no data
VHHS973 | Level instruments blowdown | HRSG upper East | HRSG/ HP Drum | no data | HHS | no data | CLOSED | no data | no data | no data
VHHS974 | Level instruments blowdown | HRSG upper East | HRSG/ HP Drum | no data | HHS | no data | CLOSED | no data | no data | no data
VHHS959 | Nitrogen Fill iso | Top of the HP drum | HRSG/ HP Drum | no data | HHS | no data | CLOSED | no data | no data | no data
VHHS956 | Nitrogen PIT (2) valves | Top of the HP drum | HRSG/ HP Drum | no data | HHS | no data | OPEN | no data | no data | no data
VHHS957 | Nitrogen PIT (2) valves | Top of the HP drum | HRSG/ HP Drum | no data | HHS | no data | OPEN | no data | no data | no data
VHHS950 | (2) HP Drum PIT (4) valves | Top of the HP drum | HRSG/ HP Drum | no data | HHS | no data | OPEN | no data | no data | no data
VHHS951 | (2) HP Drum PIT (4) valves | Top of the HP drum | HRSG/ HP Drum | no data | HHS | no data | OPEN | no data | no data | no data
VHHS952 | (2) HP Drum PIT (4) valves | Top of the HP drum | HRSG/ HP Drum | no data | HHS | no data | OPEN | no data | no data | no data
VHHS953 | (2) HP Drum PIT (4) valves | Top of the HP drum | HRSG/ HP Drum | no data | HHS | no data | OPEN | no data | no data | no data
VHHS801 | HP drum vent (2) valves | Top of the HP drum | HRSG/ HP Drum | no data | HHS | no data | CLOSED | no data | no data | no data
VHHS802 | HP drum vent (2) valves | Top of the HP drum | HRSG/ HP Drum | no data | HHS | no data | CLOSED | no data | no data | no data
VHHS998 | HP saturated steam sample (2) valves (under HP drum) | Top of the HP drum | no data | no data | HHS | no data | OPEN | no data | no data | no data
VHHS999 | HP saturated steam sample (2) valves (under HP drum) | Top of the HP drum | no data | no data | HHS | no data | OPEN | no data | no data | no data
VHHS996 | HP sparging steam strainer drain (2) valves (under HRSG) | Top of the HP drum | no data | no data | HHS | no data | CLOSED | no data | no data | no data
VHHS997 | HP sparging steam strainer drain (2) valves (under HRSG) | Top of the HP drum | no data | no data | HHS | no data | CLOSED | no data | no data | no data
VBFW375 | FW to HP terminal atemperator strainer #1 inlet | Pipe Rack 1st | Attemperator HP | no data | BFW HP | no data | OPEN | no data | no data | no data
VBFW521 | FW to HP terminal atemperator strainer #1 inlet | Pipe Rack 1st | Attemperator HP | no data | BFW HP | no data | OPEN | no data | no data | no data
VBFW523 | FW to HP terminal atemperator strainer #1 outlet | Pipe Rack 1st | Attemperator HP | no data | BFW HP | no data | OPEN | no data | no data | no data
VBFW555 | FW to HP terminal atemperator strainer #1 outlet | Pipe Rack 1st | Attemperator HP | no data | BFW HP | no data | OPEN | no data | no data | no data
VBFW246 | FW to HP terminal atemperator strainer #1 vent | Pipe Rack 1st | Attemperator HP | no data | BFW HP | no data | CLOSED | no data | no data | no data
VBFW247 | FW to HP terminal atemperator strainer #1 vent | Pipe Rack 1st | Attemperator HP | no data | BFW HP | no data | CLOSED | no data | no data | no data
VBFW380 | FW to HP terminal atemperator strainer #1 drain | Pipe Rack 1st | Attemperator HP | no data | BFW HP | no data | CLOSED | no data | no data | no data
VBFW509 | FW to HP terminal atemperator strainer #1 drain | Pipe Rack 1st | Attemperator HP | no data | BFW HP | no data | CLOSED | no data | no data | no data
VBFW549 | FW to HP terminal atemperator strainer #2 inet | Pipe Rack 1st | Attemperator HP | no data | BFW HP | no data | CLOSED | no data | no data | no data
VBFW376 | FW to HP terminal atemperator strainer #2 inet | Pipe Rack 1st | Attemperator HP | no data | BFW HP | no data | CLOSED | no data | no data | no data
VBFW383 | FW to HP terminal atemperator strainer #2 outlet | Pipe Rack 1st | Attemperator HP | no data | BFW HP | no data | CLOSED | no data | no data | no data
VBFW525 | FW to HP terminal atemperator strainer #2 outlet | Pipe Rack 1st | Attemperator HP | no data | BFW HP | no data | CLOSED | no data | no data | no data
VBFW248 | FW to HP terminal atemperator strainer #2 vent | Pipe Rack 1st | Attemperator HP | no data | BFW HP | no data | CLOSED | no data | no data | no data
VBFW249 | FW to HP terminal atemperator strainer #2 vent | Pipe Rack 1st | Attemperator HP | no data | BFW HP | no data | CLOSED | no data | no data | no data
VBFW503 | FW to HP terminal atemperator strainer #2 drain | Pipe Rack 1st | Attemperator HP | no data | BFW HP | no data | CLOSED | no data | no data | no data
VBFW377 | FW to HP terminal atemperator strainer #2 drain | Pipe Rack 1st | Attemperator HP | no data | BFW HP | no data | CLOSED | no data | no data | no data
VBFW242 | FW to HP terminal atemperator strainer PDIT | Pipe Rack 1st | Attemperator HP | no data | BFW HP | no data | OPEN | no data | no data | no data
VBFW243 | FW to HP terminal atemperator strainer PDIT | Pipe Rack 1st | Attemperator HP | no data | BFW HP | no data | OPEN | no data | no data | no data
VBFW244 | FW to HP terminal atemperator strainer PDIT | Pipe Rack 1st | Attemperator HP | no data | BFW HP | no data | OPEN | no data | no data | no data
VBFW245 | FW to HP terminal atemperator strainer PDIT | Pipe Rack 1st | Attemperator HP | no data | BFW HP | no data | OPEN | no data | no data | no data
VBFW385F | FW to HP terminal atemperator (3) Flow meters | Pipe Rack 1st | Attemperator HP | no data | BFW HP | no data | OPEN | no data | no data | no data
VBFWF507F | FW to HP terminal atemperator (3) Flow meters | Pipe Rack 1st | Attemperator HP | no data | BFW HP | no data | OPEN | no data | no data | no data
VBFWF533F | FW to HP terminal atemperator (3) Flow meters | Pipe Rack 1st | Attemperator HP | no data | BFW HP | no data | OPEN | no data | no data | no data
VBFWF515F | FW to HP terminal atemperator (3) Flow meters | Pipe Rack 1st | Attemperator HP | no data | BFW HP | no data | OPEN | no data | no data | no data
VBFWF117F | FW to HP terminal atemperator (3) Flow meters | Pipe Rack 1st | Attemperator HP | no data | BFW HP | no data | OPEN | no data | no data | no data
VBFWF120F | FW to HP terminal atemperator (3) Flow meters | Pipe Rack 1st | Attemperator HP | no data | BFW HP | no data | OPEN | no data | no data | no data
VBFWF121F | FW to HP terminal atemperator (3) Flow meters | Pipe Rack 1st | Attemperator HP | no data | BFW HP | no data | OPEN | no data | no data | no data
VBFWF122F | FW to HP terminal atemperator (3) Flow meters | Pipe Rack 1st | Attemperator HP | no data | BFW HP | no data | OPEN | no data | no data | no data
VBFW563 | FW to HP terminal atemperator vent after flow meters | Pipe Rack 1st | Attemperator HP | no data | BFW HP | no data | CLOSED | no data | no data | no data
VBFW565 | FW to HP terminal atemperator vent after flow meters | Pipe Rack 1st | Attemperator HP | no data | BFW HP | no data | CLOSED | no data | no data | no data
VBFW545 | FW to HP terminal atemperator drain after block valve | Pipe Rack 1st | Attemperator HP | no data | BFW HP | no data | CLOSED | no data | no data | no data
VBFW547 | FW to HP terminal atemperator drain after block valve | Pipe Rack 1st | Attemperator HP | no data | BFW HP | no data | CLOSED | no data | no data | no data
VBFW531 | FW to HP terminal atemperator iso after CV | Pipe Rack 1st | Attemperator HP | no data | BFW HP | no data | OPEN | no data | no data | no data
VBFW505 | FW to HP terminal atemperator iso after CV | Pipe Rack 1st | Attemperator HP | no data | BFW HP | no data | OPEN | no data | no data | no data
VBFW529 | FW to HP terminal atemperator drain | Pipe Rack 1st | Attemperator HP | no data | BFW HP | no data | CLOSED | no data | no data | no data
VBFW553 | FW to HP terminal atemperator drain | Pipe Rack 1st | Attemperator HP | no data | BFW HP | no data | CLOSED | no data | no data | no data
VBFW240 | FW to HP terminal atemperator drain after check valve | Pipe Rack 1st | Attemperator HP | no data | BFW HP | no data | CLOSED | no data | no data | no data
VBFW241 | FW to HP terminal atemperator drain after check valve | Pipe Rack 1st | Attemperator HP | no data | BFW HP | no data | CLOSED | no data | no data | no data
VBFW438 | IP FW header PIT | Pipe Rack 1st | Attemperator/Strainer | no data | BFW IP | no data | OPEN | no data | no data | no data
VBFW424 | IP FW header PIT | Pipe Rack 1st | Attemperator/Strainer | no data | BFW IP | no data | OPEN | no data | no data | no data
VBFW106 | IP FW strainer #1 inlet iso | Pipe Rack 1st | Attemperator/Strainer | no data | BFW IP | no data | OPEN | no data | no data | no data
VBFW111 | IP FW strainer #1 inlet iso | Pipe Rack 1st | Attemperator/Strainer | no data | BFW IP | no data | OPEN | no data | no data | no data
VBFW107 | IP FW strainer #1 outlet iso | Pipe Rack 1st | Attemperator/Strainer | no data | BFW IP | no data | OPEN | no data | no data | no data
VBFW108 | IP FW strainer #1 outlet iso | Pipe Rack 1st | Attemperator/Strainer | no data | BFW IP | no data | OPEN | no data | no data | no data
VBFW101 | IP FW strainer #1 drain | Pipe Rack 1st | Attemperator/Strainer | no data | BFW IP | no data | CLOSED | no data | no data | no data
VBFW115 | IP FW strainer #1 drain | Pipe Rack 1st | Attemperator/Strainer | no data | BFW IP | no data | CLOSED | no data | no data | no data
VBFW151 | IP FW strainer #1 vent | Pipe Rack 1st | Attemperator/Strainer | no data | BFW IP | no data | CLOSED | no data | no data | no data
VBFW161 | IP FW strainer #1 vent | Pipe Rack 1st | Attemperator/Strainer | no data | BFW IP | no data | CLOSED | no data | no data | no data
VBFW388 | IP FW strainer #2 inlet iso | Pipe Rack 1st | Attemperator/Strainer | no data | BFW IP | no data | CLOSED | no data | no data | no data
VBFW105 | IP FW strainer #2 inlet iso | Pipe Rack 1st | Attemperator/Strainer | no data | BFW IP | no data | CLOSED | no data | no data | no data
VBFW391 | IP FW strainer #2 outlet iso | Pipe Rack 1st | Attemperator/Strainer | no data | BFW IP | no data | CLOSED | no data | no data | no data
VBFW109 | IP FW strainer #2 outlet iso | Pipe Rack 1st | Attemperator/Strainer | no data | BFW IP | no data | CLOSED | no data | no data | no data
VBFW113 | IP FW strainer #2 drain | Pipe Rack 1st | Attemperator/Strainer | no data | BFW IP | no data | CLOSED | no data | no data | no data
VBFW390 | IP FW strainer #2 drain | Pipe Rack 1st | Attemperator/Strainer | no data | BFW IP | no data | CLOSED | no data | no data | no data
VBFW162 | IP FW strainer #2 vent | Pipe Rack 1st | Attemperator/Strainer | no data | BFW IP | no data | CLOSED | no data | no data | no data
VBFW163 | IP FW strainer #2 vent | Pipe Rack 1st | Attemperator/Strainer | no data | BFW IP | no data | CLOSED | no data | no data | no data
VBFW128 | HP steam bypass spray CV iso | Pipe Rack 3rd | Attemperator HP | no data | BFW IP | no data | OPEN | no data | no data | no data
VBFW129 | HP steam bypass spray CV iso | Pipe Rack 3rd | Attemperator HP | no data | BFW IP | no data | OPEN | no data | no data | no data
VBFW130 | HP steam bypass spray drain | Pipe Rack 3rd | Attemperator HP | no data | BFW IP | no data | CLOSED | no data | no data | no data
VBFW131 | HP steam bypass spray drain | Pipe Rack 3rd | Attemperator HP | no data | BFW IP | no data | CLOSED | no data | no data | no data
VBFW124 | IP FW to HP bypass FT iso | Pipe Rack 3rd | Attemperator HP | no data | BFW IP | no data | OPEN | no data | no data | no data
VBFW125 | IP FW to HP bypass FT iso | Pipe Rack 3rd | Attemperator HP | no data | BFW IP | no data | OPEN | no data | no data | no data
VBFW112 | IP FW to HP bypass FT iso | Pipe Rack 3rd | Attemperator HP | no data | BFW IP | no data | OPEN | no data | no data | no data
VBFW378 | IP FW to HP bypass FT iso | Pipe Rack 3rd | Attemperator HP | no data | BFW IP | no data | OPEN | no data | no data | no data
VBFW114 | IP FW to HP bypass FT iso | Pipe Rack 3rd | Attemperator HP | no data | BFW IP | no data | OPEN | no data | no data | no data
VBFW519 | IP FW to HP bypass FT iso | Pipe Rack 3rd | Attemperator HP | no data | BFW IP | no data | OPEN | no data | no data | no data
VBFW126 | IP FW to HP bypass FT iso | Pipe Rack 3rd | Attemperator HP | no data | BFW IP | no data | OPEN | no data | no data | no data
VBFW127 | IP FW to HP bypass FT iso | Pipe Rack 3rd | Attemperator HP | no data | BFW IP | no data | OPEN | no data | no data | no data
VBFW569 | IP FW to HP bypass vent | Pipe Rack 3rd | Attemperator HP | no data | BFW IP | no data | CLOSED | no data | no data | no data
VBFW567 | IP FW to HP bypass vent | Pipe Rack 3rd | Attemperator HP | no data | BFW IP | no data | CLOSED | no data | no data | no data
VBFW119 | IP FW to HP bypass drain before CV | Pipe Rack 3rd | Attemperator HP | no data | BFW IP | no data | CLOSED | no data | no data | no data
VBFW387 | IP FW to HP bypass drain before CV | Pipe Rack 3rd | Attemperator HP | no data | BFW IP | no data | CLOSED | no data | no data | no data
VBFW513 | IP FW to HP bypass iso | Pipe Rack 3rd | Attemperator HP | no data | BFW IP | no data | CLOSED | no data | no data | no data
VBFW557 | IP FW to HP bypass drain | Pipe Rack 3rd | Attemperator HP | no data | BFW IP | no data | CLOSED | no data | no data | no data
VBFW551 | IP FW to HP bypass drain | Pipe Rack 3rd | Attemperator HP | no data | BFW IP | no data | CLOSED | no data | no data | no data
VBFW574 | HRH terminal attemperator before CV iso | Pipe Rack 2nd | Attemperator HRH | no data | BFW IP | no data | OPEN | no data | no data | no data
VBFW575 | HRH terminal attemperator before CV iso | Pipe Rack 2nd | Attemperator HRH | no data | BFW IP | no data | OPEN | no data | no data | no data
VBFW576 | HRH terminal attemperator drain | Pipe Rack 2nd | Attemperator HRH | no data | BFW IP | no data | CLOSED | no data | no data | no data
VBFW577 | HRH terminal attemperator drain | Pipe Rack 2nd | Attemperator HRH | no data | BFW IP | no data | CLOSED | no data | no data | no data
VBFW124F | HRH terminal atemperator flow meter (3 tramsmitters) | Pipe Rack 2nd | Attemperator HRH | no data | BFW IP | no data | OPEN | no data | no data | no data
VBFWF125F | HRH terminal atemperator flow meter (3 tramsmitters) | Pipe Rack 2nd | Attemperator HRH | no data | BFW IP | no data | OPEN | no data | no data | no data
VBFWF126F | HRH terminal atemperator flow meter (3 tramsmitters) | Pipe Rack 2nd | Attemperator HRH | no data | BFW IP | no data | OPEN | no data | no data | no data
VBFWF127F | HRH terminal atemperator flow meter (3 tramsmitters) | Pipe Rack 2nd | Attemperator HRH | no data | BFW IP | no data | OPEN | no data | no data | no data
VBFWF100F | HRH terminal atemperator flow meter (3 tramsmitters) | Pipe Rack 2nd | Attemperator HRH | no data | BFW IP | no data | OPEN | no data | no data | no data
VBFWF110F | HRH terminal atemperator flow meter (3 tramsmitters) | Pipe Rack 2nd | Attemperator HRH | no data | BFW IP | no data | OPEN | no data | no data | no data
VBFWF104F | HRH terminal atemperator flow meter (3 tramsmitters) | Pipe Rack 2nd | Attemperator HRH | no data | BFW IP | no data | OPEN | no data | no data | no data
VBFWF102F | HRH terminal atemperator flow meter (3 tramsmitters) | Pipe Rack 2nd | Attemperator HRH | no data | BFW IP | no data | OPEN | no data | no data | no data
VBFW389 | HRH terminal drain after block valve (2) valves | Pipe Rack 2nd | Attemperator HRH | no data | BFW IP | no data | CLOSED | no data | no data | no data
VBFW103 | HRH terminal drain after block valve (2) valves | Pipe Rack 2nd | Attemperator HRH | no data | BFW IP | no data | CLOSED | no data | no data | no data
VBFW118 | HRH terminal attemperator after CV iso | Pipe Rack 2nd | Attemperator HRH | no data | BFW IP | no data | CLOSED | no data | no data | no data
VBFW362 | HRH terminal drain after check valve (2) valves (3rd pipe rack) | Pipe Rack 2nd | Attemperator HRH | no data | BFW IP | no data | CLOSED | no data | no data | no data
VBFW363 | HRH terminal drain after check valve (2) valves (3rd pipe rack) | Pipe Rack 2nd | Attemperator HRH | no data | BFW IP | no data | CLOSED | no data | no data | no data
VBFW618 | HRH terminal attemperator vent after check (3rd pipe rack) | Pipe Rack 2nd | Attemperator HRH | no data | BFW IP | no data | CLOSED | no data | no data | no data
VBFW619 | HRH terminal attemperator vent after check (3rd pipe rack) | Pipe Rack 2nd | Attemperator HRH | no data | BFW IP | no data | CLOSED | no data | no data | no data
VBFW918 | (2) Flow transmitters (8) valves | HRSG lower | Attemperator HRH | no data | BFW IP | no data | OPEN | no data | no data | no data
VBFW919 | (2) Flow transmitters (8) valves | HRSG lower | Attemperator HRH | no data | BFW IP | no data | OPEN | no data | no data | no data
VBFW820 | (2) Flow transmitters (8) valves | HRSG lower | Attemperator HRH | no data | BFW IP | no data | OPEN | no data | no data | no data
VBFW821 | (2) Flow transmitters (8) valves | HRSG lower | Attemperator HRH | no data | BFW IP | no data | OPEN | no data | no data | no data
VBFW822 | (2) Flow transmitters (8) valves | HRSG lower | Attemperator HRH | no data | BFW IP | no data | OPEN | no data | no data | no data
VBFW823 | (2) Flow transmitters (8) valves | HRSG lower | Attemperator HRH | no data | BFW IP | no data | OPEN | no data | no data | no data
VBFW824 | (2) Flow transmitters (8) valves | HRSG lower | Attemperator HRH | no data | BFW IP | no data | OPEN | no data | no data | no data
VBFW825 | (2) Flow transmitters (8) valves | HRSG lower | Attemperator HRH | no data | BFW IP | no data | OPEN | no data | no data | no data
VBFW960 | Drain before CV | HRSG lower | Attemperator HRH | no data | BFW IP | no data | CLOSED | no data | no data | no data
VBFW961 | Drain before CV | HRSG lower | Attemperator HRH | no data | BFW IP | no data | CLOSED | no data | no data | no data
VBFW848 | Strainer Drain (2) valves | HRSG lower | Attemperator HRH | no data | BFW IP | no data | CLOSED | no data | no data | no data
VBFW849 | Strainer Drain (2) valves | HRSG lower | Attemperator HRH | no data | BFW IP | no data | CLOSED | no data | no data | no data
VBFW826 | Strainer DPT (4) valves | HRSG lower | Attemperator HRH | no data | BFW IP | no data | OPEN | no data | no data | no data
VBFW827 | Strainer DPT (4) valves | HRSG lower | Attemperator HRH | no data | BFW IP | no data | OPEN | no data | no data | no data
VBFW828 | Strainer DPT (4) valves | HRSG lower | Attemperator HRH | no data | BFW IP | no data | OPEN | no data | no data | no data
VBFW829 | Strainer DPT (4) valves | HRSG lower | Attemperator HRH | no data | BFW IP | no data | OPEN | no data | no data | no data
VBFW930 | After CV iso | HRSG lower | Attemperator HRH | no data | BFW IP | no data | OPEN | no data | no data | no data
VBFW962 | Drain after check (2) valves | HRSG lower | Attemperator HRH | no data | BFW IP | no data | CLOSED | no data | no data | no data
VBFW963 | Drain after check (2) valves | HRSG lower | Attemperator HRH | no data | BFW IP | no data | CLOSED | no data | no data | no data
VBFW433 | CRH to AUX steam LOW flow attemperator ISO before CV | Pipe Rack 3rd | Attempeator Aux | no data | BFW IP | no data | OPEN | no data | no data | no data
VBFW434 | CRH to AUX steam LOW flow attemperator ISO before CV | Pipe Rack 3rd | Attempeator Aux | no data | BFW IP | no data | OPEN | no data | no data | no data
VBFW447 | Drain between attemperator isolation valves | Pipe Rack 3rd | Attempeator Aux | no data | BFW IP | no data | CLOSED | no data | no data | no data
VBFW448 | Drain between attemperator isolation valves | Pipe Rack 3rd | Attempeator Aux | no data | BFW IP | no data | CLOSED | no data | no data | no data
VBFW431 | Flow transmitter (4) valves | Pipe Rack 3rd | Attempeator Aux | no data | BFW IP | no data | OPEN | no data | no data | no data
VBFW432 | Flow transmitter (4) valves | Pipe Rack 3rd | Attempeator Aux | no data | BFW IP | no data | OPEN | no data | no data | no data
VBFW156 | Flow transmitter (4) valves | Pipe Rack 3rd | Attempeator Aux | no data | BFW IP | no data | OPEN | no data | no data | no data
VBFW157 | Flow transmitter (4) valves | Pipe Rack 3rd | Attempeator Aux | no data | BFW IP | no data | OPEN | no data | no data | no data
VBFW436 | Drain before CV (2) valves | Pipe Rack 3rd | Attempeator Aux | no data | BFW IP | no data | CLOSED | no data | no data | no data
VBFW437 | Drain before CV (2) valves | Pipe Rack 3rd | Attempeator Aux | no data | BFW IP | no data | CLOSED | no data | no data | no data
VBFW624 | Vent after CV (2) valves | Pipe Rack 3rd | Attempeator Aux | no data | BFW IP | no data | CLOSED | no data | no data | no data
VBFW625 | Vent after CV (2) valves | Pipe Rack 3rd | Attempeator Aux | no data | BFW IP | no data | CLOSED | no data | no data | no data
VBFW628 | Drain after CV (2) valves | Pipe Rack 3rd | Attempeator Aux | no data | BFW IP | no data | CLOSED | no data | no data | no data
VBFW629 | Drain after CV (2) valves | Pipe Rack 3rd | Attempeator Aux | no data | BFW IP | no data | CLOSED | no data | no data | no data
VBFW319 | CRH to AUX steam LOW flow attemperator ISO after CV | Pipe Rack 3rd | Attempeator Aux | no data | BFW IP | no data | OPEN | no data | no data | no data
VBFW451 | Drain after check (2) valves | Pipe Rack 3rd | Attempeator Aux | no data | BFW IP | no data | CLOSED | no data | no data | no data
VBFW452 | Drain after check (2) valves | Pipe Rack 3rd | Attempeator Aux | no data | BFW IP | no data | CLOSED | no data | no data | no data
VBFW570 | CRH to AUX steam HIGH flow attemperator ISO before CV | Pipe Rack 3rd | Attempeator Aux | no data | BFW IP | no data | OPEN | no data | no data | no data
VBFW571 | CRH to AUX steam HIGH flow attemperator ISO before CV | Pipe Rack 3rd | Attempeator Aux | no data | BFW IP | no data | OPEN | no data | no data | no data
VBFW572 | Drain between attemperator isolation valves | Pipe Rack 3rd | Attempeator Aux | no data | BFW IP | no data | CLOSED | no data | no data | no data
VBFW573 | Drain between attemperator isolation valves | Pipe Rack 3rd | Attempeator Aux | no data | BFW IP | no data | CLOSED | no data | no data | no data
VBFW140 | Flow transmitter (4) valves | Pipe Rack 3rd | Attempeator Aux | no data | BFW IP | no data | OPEN | no data | no data | no data
VBFW141 | Flow transmitter (4) valves | Pipe Rack 3rd | Attempeator Aux | no data | BFW IP | no data | OPEN | no data | no data | no data
VBFW142 | Flow transmitter (4) valves | Pipe Rack 3rd | Attempeator Aux | no data | BFW IP | no data | OPEN | no data | no data | no data
VBFW143 | Flow transmitter (4) valves | Pipe Rack 3rd | Attempeator Aux | no data | BFW IP | no data | OPEN | no data | no data | no data
VBFW144 | Drain before CV (2) valves | Pipe Rack 3rd | Attempeator Aux | no data | BFW IP | no data | CLOSED | no data | no data | no data
VBFW145 | Drain before CV (2) valves | Pipe Rack 3rd | Attempeator Aux | no data | BFW IP | no data | CLOSED | no data | no data | no data
VBFW622 | Vent after CV (2) valves | Pipe Rack 3rd | Attempeator Aux | no data | BFW IP | no data | CLOSED | no data | no data | no data
VBFW623 | Vent after CV (2) valves | Pipe Rack 3rd | Attempeator Aux | no data | BFW IP | no data | CLOSED | no data | no data | no data
VBFW626 | Drain after CV (2) valves | Pipe Rack 3rd | Attempeator Aux | no data | BFW IP | no data | CLOSED | no data | no data | no data
VBFW627 | Drain after CV (2) valves | Pipe Rack 3rd | Attempeator Aux | no data | BFW IP | no data | CLOSED | no data | no data | no data
VBFW146 | CRH to AUX steam HIGH flow attemperator ISO after CV | Pipe Rack 3rd | Attempeator Aux | no data | BFW IP | no data | OPEN | no data | no data | no data
VBFW454 | Drain after check (2) valves | Pipe Rack 3rd | Attempeator Aux | no data | BFW IP | no data | CLOSED | no data | no data | no data
VBFW453 | Drain after check (2) valves | Pipe Rack 3rd | Attempeator Aux | no data | BFW IP | no data | CLOSED | no data | no data | no data
VBFW113 | IP FW strainer #2 drain | Pipe Rack 1st | TCA | no data | BFW IP | no data | CLOSED | no data | no data | no data
VBFW390 | IP FW strainer #2 drain | Pipe Rack 1st | TCA | no data | BFW IP | no data | CLOSED | no data | no data | no data
VBFW162 | IP FW strainer #2 vent | Pipe Rack 1st | TCA | no data | BFW IP | no data | CLOSED | no data | no data | no data
VBFW163 | IP FW strainer #2 vent | Pipe Rack 1st | TCA | no data | BFW IP | no data | CLOSED | no data | no data | no data
VBFW296 | FW to TCA flow meter (4) valves | Pipe Rack 1st | TCA | no data | BFW HP | no data | OPEN | no data | no data | no data
VBFW297 | FW to TCA flow meter (4) valves | Pipe Rack 1st | TCA | no data | BFW HP | no data | OPEN | no data | no data | no data
VBFW298 | FW to TCA flow meter (4) valves | Pipe Rack 1st | TCA | no data | BFW HP | no data | OPEN | no data | no data | no data
VBFW299 | FW to TCA flow meter (4) valves | Pipe Rack 1st | TCA | no data | BFW HP | no data | OPEN | no data | no data | no data
VBFW300 | FW to TCA iso | Pipe Rack 1st | TCA | no data | BFW HP | no data | OPEN | no data | no data | no data
VBFW301 | FW to TCA drain | Pipe Rack 1st | TCA | no data | BFW HP | no data | CLOSED | no data | no data | no data
VBFW302 | FW to TCA drain | Pipe Rack 1st | TCA | no data | BFW HP | no data | CLOSED | no data | no data | no data
VBFW303 | FW to TCA drain after CV | Pipe Rack 1st | TCA | no data | BFW HP | no data | CLOSED | no data | no data | no data
VBFW304 | FW to TCA drain after CV | Pipe Rack 1st | TCA | no data | BFW HP | no data | CLOSED | no data | no data | no data
VBFW306 | From TCA iso | Pipe Rack 1st | TCA | no data | BFW HP | no data | OPEN | no data | no data | no data
VBFW700 | PDI across TCA | Pipe Rack 1st | TCA | no data | BFW HP | no data | OPEN | no data | no data | no data
VBFW701 | PDI across TCA | Pipe Rack 1st | TCA | no data | BFW HP | no data | OPEN | no data | no data | no data
VBFW929 | PDI across TCA | Pipe Rack 1st | TCA | no data | BFW HP | no data | OPEN | no data | no data | no data
VBFW928 | PDI across TCA | Pipe Rack 1st | TCA | no data | BFW HP | no data | OPEN | no data | no data | no data
VBFW307 | FW from TCA PITx2 (4) valves | Pipe Rack 1st | TCA | no data | BFW HP | no data | OPEN | no data | no data | no data
VBFW308 | FW from TCA PITx2 (4) valves | Pipe Rack 1st | TCA | no data | BFW HP | no data | OPEN | no data | no data | no data
VBFW309 | FW from TCA PITx2 (4) valves | Pipe Rack 1st | TCA | no data | BFW HP | no data | OPEN | no data | no data | no data
VBFW310 | FW from TCA PITx2 (4) valves | Pipe Rack 1st | TCA | no data | BFW HP | no data | OPEN | no data | no data | no data
VBFW305 | Drain After TCA coller | Pipe Rack 1st | TCA | no data | BFW HP | no data | CLOSED | no data | no data | no data
VBFW294 | Drain After TCA coller | Pipe Rack 1st | TCA | no data | BFW HP | no data | CLOSED | no data | no data | no data
VBFW311 | From TCA flow meter (4) valves | Pipe Rack 1st | TCA | no data | BFW HP | no data | OPEN | no data | no data | no data
VBFW312 | From TCA flow meter (4) valves | Pipe Rack 1st | TCA | no data | BFW HP | no data | OPEN | no data | no data | no data
VBFW313 | From TCA flow meter (4) valves | Pipe Rack 1st | TCA | no data | BFW HP | no data | OPEN | no data | no data | no data
VBFW314 | From TCA flow meter (4) valves | Pipe Rack 1st | TCA | no data | BFW HP | no data | OPEN | no data | no data | no data
VBFW315 | From TCA flow meter (4) valves | Pipe Rack 1st | TCA | no data | BFW HP | no data | OPEN | no data | no data | no data
VBFW316 | From TCA flow meter (4) valves | Pipe Rack 1st | TCA | no data | BFW HP | no data | OPEN | no data | no data | no data
VBFW317 | From TCA flow meter (4) valves | Pipe Rack 1st | TCA | no data | BFW HP | no data | OPEN | no data | no data | no data
VBFW318 | From TCA flow meter (4) valves | Pipe Rack 1st | TCA | no data | BFW HP | no data | OPEN | no data | no data | no data
VBFW324 | From TCA to HP economizer vent | Pipe Rack 1st | TCA | no data | BFW HP | no data | CLOSED | no data | no data | no data
VBFW325 | From TCA to HP economizer vent | Pipe Rack 1st | TCA | no data | BFW HP | no data | CLOSED | no data | no data | no data
VBFW320 | From TCA to HP economizer PDIT (4) valves | Pipe Rack 1st | TCA | no data | BFW HP | no data | OPEN | no data | no data | no data
VBFW321 | From TCA to HP economizer PDIT (4) valves | Pipe Rack 1st | TCA | no data | BFW HP | no data | OPEN | no data | no data | no data
VBFW326 | From TCA to HP economizer PDIT (4) valves | Pipe Rack 1st | TCA | no data | BFW HP | no data | OPEN | no data | no data | no data
VBFW327 | From TCA to HP economizer PDIT (4) valves | Pipe Rack 1st | TCA | no data | BFW HP | no data | OPEN | no data | no data | no data
VBFW328 | From TCA to HP economizer drain after CV | Pipe Rack 1st | TCA | no data | BFW HP | no data | CLOSED | no data | no data | no data
VBFW329 | From TCA to HP economizer drain after CV | Pipe Rack 1st | TCA | no data | BFW HP | no data | CLOSED | no data | no data | no data
VHHS948 | From TCA to HP economizer isolation | Pipe Rack 1st | TCA | no data | BFW HP | no data | OPEN | no data | no data | no data
VHHS949 | From TCA to HP economizer isolation bypass | Pipe Rack 1st | TCA | no data | BFW HP | no data | CLOSED | no data | no data | no data
VHHS950 | From TCA to HP economizer isolation equalizing | Pipe Rack 1st | TCA | no data | BFW HP | no data | OPEN | no data | no data | no data
VBFW331 | From TCA to Cond. Receiver Tank vent | CRT | TCA | no data | BFW HP | no data | CLOSED | no data | no data | no data
VBFW332 | From TCA to Cond. Receiver Tank vent | CRT | TCA | no data | BFW HP | no data | CLOSED | no data | no data | no data
VBFW610 | From TCA to Cond. Receiver Tank drain | CRT | TCA | no data | BFW HP | no data | CLOSED | no data | no data | no data
VBFW611 | From TCA to Cond. Receiver Tank drain | CRT | TCA | no data | BFW HP | no data | CLOSED | no data | no data | no data
VBFW614 | From TCA to Cond. Receiver Tank vent (smr bldng) | CRT | TCA | no data | BFW HP | no data | CLOSED | no data | no data | no data
VBFW615 | From TCA to Cond. Receiver Tank vent (smr bldng) | CRT | TCA | no data | BFW HP | no data | CLOSED | no data | no data | no data
VBFW330 | From TCA to Cond. Receiver Tank iso (2) vlvs | CRT | TCA | no data | BFW HP | no data | OPEN | no data | no data | no data
VBFW922 | From TCA to Cond. Receiver Tank iso (2) vlvs | CRT | TCA | no data | BFW HP | no data | OPEN | no data | no data | no data
VBFW165 | From TCA to Cond. Receiver Tank drain | CRT | TCA | no data | BFW HP | no data | CLOSED | no data | no data | no data
VBFW166 | From TCA to Cond. Receiver Tank drain | CRT | TCA | no data | BFW HP | no data | CLOSED | no data | no data | no data
VBFW923 | From TCA to Cond. Receiver Tank strainer vent | CRT | TCA | no data | BFW HP | no data | CLOSED | no data | no data | no data
VBFW532 | From TCA to Cond. Receiver Tank strainer vent | CRT | TCA | no data | BFW HP | no data | CLOSED | no data | no data | no data
VBFW333 | From TCA to Cond. Receiver Tank strainer drain | CRT | TCA | no data | BFW HP | no data | CLOSED | no data | no data | no data
VBFW334 | From TCA to Cond. Receiver Tank strainer drain | CRT | TCA | no data | BFW HP | no data | CLOSED | no data | no data | no data
VBFW322 | From TCA to Cond. Receiver Tank vent after srtainer | CRT | TCA | no data | BFW HP | no data | CLOSED | no data | no data | no data
VBFW323 | From TCA to Cond. Receiver Tank vent after srtainer | CRT | TCA | no data | BFW HP | no data | CLOSED | no data | no data | no data
VBFW305 | From TCA to Cond. Receiver Tank drain after strainer | CRT | TCA | no data | BFW HP | no data | OPEN | no data | no data | no data
VBFW306 | From TCA to Cond. Receiver Tank drain after strainer | CRT | TCA | no data | BFW HP | no data | OPEN | no data | no data | no data
VBFW | From TCA to Cond. Receiver Tank before CV iso | CRT | TCA | no data | BFW HP | no data | OPEN | no data | no data | no data
VBFW339 | From TCA to Cond. Receiver Tank after CV iso | CRT | TCA | no data | BFW HP | no data | OPEN | no data | no data | no data
VBFW | To Gas performance heater MOV bypass | one level under LP Drum | FGPH | no data | BFW IP | no data | CLOSED | no data | no data | no data
VBFW461 | Drain berore startap heater | Pipe Rack 1st | FGPH | no data | BFW IP | no data | CLOSED | no data | no data | no data
VBFW462 | Drain berore startap heater | Pipe Rack 1st | FGPH | no data | BFW IP | no data | CLOSED | no data | no data | no data
VBFW120 | Startup heater drain | Pipe Rack 1st | FGPH | no data | BFW IP | no data | CLOSED | no data | no data | no data
VBFW121 | Startup heater drain | Pipe Rack 1st | FGPH | no data | BFW IP | no data | CLOSED | no data | no data | no data
VBFW117 | Startup heater vent | Pipe Rack 1st | FGPH | no data | BFW IP | no data | CLOSED | no data | no data | no data
VBFW110 | Startup heater vent | Pipe Rack 1st | FGPH | no data | BFW IP | no data | CLOSED | no data | no data | no data
VBFW578 | Vent after startap heater | FGPH | FGPH | no data | BFW IP | no data | CLOSED | no data | no data | no data
VBFW579 | Vent after startap heater | FGPH | FGPH | no data | BFW IP | no data | CLOSED | no data | no data | no data
VBFW340 | Gas performance heater flow | FGPH | FGPH | no data | BFW IP | no data | OPEN | no data | no data | no data
VBFW341 | Gas performance heater flow | FGPH | FGPH | no data | BFW IP | no data | OPEN | no data | no data | no data
VBFW342 | Gas performance heater flow | FGPH | FGPH | no data | BFW IP | no data | OPEN | no data | no data | no data
VBFW343 | Gas performance heater flow | FGPH | FGPH | no data | BFW IP | no data | OPEN | no data | no data | no data
VBFW344 | Gas performance heater High flow CV iso (before) | FGPH | FGPH | no data | BFW IP | no data | OPEN | no data | no data | no data
VBFW345 | Gas performance heater High flow CV iso (after) | FGPH | FGPH | no data | BFW IP | no data | OPEN | no data | no data | no data
VBFW3346 | Gas performance heater Low flow CV iso (before) | FGPH | FGPH | no data | BFW IP | no data | OPEN | no data | no data | no data
VBFW347 | Gas performance heater Low flow CV iso (after) | FGPH | FGPH | no data | BFW IP | no data | OPEN | no data | no data | no data
VBFW285 | Gas performance heater nitrogen connection (after CV) | FGPH | FGPH | no data | BFW IP | no data | CLOSED | no data | no data | no data
VBFW348 | Gas performance heater nitrogen connection (after CV) | FGPH | FGPH | no data | BFW IP | no data | CLOSED | no data | no data | no data
VBFW350 | Gas performance heater iso | FGPH | FGPH | no data | BFW IP | no data | OPEN | no data | no data | no data
VBFW352 | Gas performance heater iso | FGPH | FGPH | no data | BFW IP | no data | OPEN | no data | no data | no data
VBFW351 | Gas performance heater drain | FGPH | FGPH | no data | BFW IP | no data | CLOSED | no data | no data | no data
VBFW286 | Gas performance heater drain | FGPH | FGPH | no data | BFW IP | no data | CLOSED | no data | no data | no data
VBFW284 | Gas performance heater FW in PIT | FGPH | FGPH | no data | BFW IP | no data | OPEN | no data | no data | no data
VBFW262 | Gas performance heater FW in PIT | FGPH | FGPH | no data | BFW IP | no data | OPEN | no data | no data | no data
VBFW357 | Gas performance heater Level switch vessel 1 | FGPH | FGPH | no data | BFW IP | no data | OPEN | no data | no data | no data
VBFW274 | Gas performance heater Level switch vessel 1 | FGPH | FGPH | no data | BFW IP | no data | OPEN | no data | no data | no data
VBFW356 | Gas performance heater Level switch vessel 1 | FGPH | FGPH | no data | BFW IP | no data | OPEN | no data | no data | no data
VBFW273 | Gas performance heater Level switch vessel 1 | FGPH | FGPH | no data | BFW IP | no data | OPEN | no data | no data | no data
VBFW354 | Gas performance heater Level switch vessel 1 | FGPH | FGPH | no data | BFW IP | no data | OPEN | no data | no data | no data
VBFW355 | Gas performance heater Level switch vessel 1 | FGPH | FGPH | no data | BFW IP | no data | OPEN | no data | no data | no data
VBFW275 | Gas performance heater Level switch vessel 1 | FGPH | FGPH | no data | BFW IP | no data | OPEN | no data | no data | no data
VBFW276 | Gas performance heater Level switch vessel 1 | FGPH | FGPH | no data | BFW IP | no data | OPEN | no data | no data | no data
VBFW153 | Gas performance heater Level switch vessel 1 vent | FGPH | FGPH | no data | BFW IP | no data | CLOSED | no data | no data | no data
VBFW353 | Gas performance heater Level switch vessel 1 vent | FGPH | FGPH | no data | BFW IP | no data | CLOSED | no data | no data | no data
VBFW372 | Gas performance heater Level switch vessel 2 | FGPH | FGPH | no data | BFW IP | no data | OPEN | no data | no data | no data
VBFW373 | Gas performance heater Level switch vessel 2 | FGPH | FGPH | no data | BFW IP | no data | OPEN | no data | no data | no data
VBFW2278 | Gas performance heater Level switch vessel 2 | FGPH | FGPH | no data | BFW IP | no data | OPEN | no data | no data | no data
VBFW279 | Gas performance heater Level switch vessel 2 | FGPH | FGPH | no data | BFW IP | no data | OPEN | no data | no data | no data
VBFW370 | Gas performance heater Level switch vessel 2 | FGPH | FGPH | no data | BFW IP | no data | OPEN | no data | no data | no data
VBFW371 | Gas performance heater Level switch vessel 2 | FGPH | FGPH | no data | BFW IP | no data | OPEN | no data | no data | no data
VBFW280 | Gas performance heater Level switch vessel 2 | FGPH | FGPH | no data | BFW IP | no data | OPEN | no data | no data | no data
VBFW281 | Gas performance heater Level switch vessel 2 | FGPH | FGPH | no data | BFW IP | no data | OPEN | no data | no data | no data
VBFW369 | Gas performance heater Level switch vessel 2 vent | FGPH | FGPH | no data | BFW IP | no data | CLOSED | no data | no data | no data
VBFW277 | Gas performance heater Level switch vessel 2 vent | FGPH | FGPH | no data | BFW IP | no data | CLOSED | no data | no data | no data
VBFW359 | Gas performance heater FW out PIT | FGPH | FGPH | no data | BFW IP | no data | OPEN | no data | no data | no data
VBFW282 | Gas performance heater FW out PIT | FGPH | FGPH | no data | BFW IP | no data | OPEN | no data | no data | no data
VBFW602 | Drain after Gas performance heater | FGPH | FGPH | no data | BFW IP | no data | CLOSED | no data | no data | no data
VBFW603 | Drain after Gas performance heater | FGPH | FGPH | no data | BFW IP | no data | CLOSED | no data | no data | no data
VBFW616 | Gas performance heater drain | FGPH | FGPH | no data | BFW IP | no data | CLOSED | no data | no data | no data
VBFW617 | Gas performance heater drain | FGPH | FGPH | no data | BFW IP | no data | CLOSED | no data | no data | no data
VBFW349 | Gas performance heater vent | FGPH | FGPH | no data | BFW IP | no data | CLOSED | no data | no data | no data
VBFW283 | Gas performance heater vent | FGPH | FGPH | no data | BFW IP | no data | CLOSED | no data | no data | no data
VBFW289 | Gas performance heater drain before block valve | FGPH | FGPH | no data | BFW IP | no data | CLOSED | no data | no data | no data
VBFW360 | Gas performance heater drain before block valve | FGPH | FGPH | no data | BFW IP | no data | CLOSED | no data | no data | no data
VBFW291 | Gas performance heater drain before CV | FGPH | FGPH | no data | BFW IP | no data | CLOSED | no data | no data | no data
VBFW364 | Gas performance heater drain before CV | FGPH | FGPH | no data | BFW IP | no data | CLOSED | no data | no data | no data
VBFW367 | Gas performance heater outlet iso | FGPH | FGPH | no data | BFW IP | no data | OPEN | no data | no data | no data
VBFW600 | Gas performance heater to receiver tank vent | CRT | FGPH | no data | BFW IP | no data | CLOSED | no data | no data | no data
VBFW601 | Gas performance heater to receiver tank vent | CRT | FGPH | no data | BFW IP | no data | CLOSED | no data | no data | no data
VBFW290 | Gas performance heater to receiver tank iso (2) valves | CRT | FGPH | no data | BFW IP | no data | OPEN | no data | no data | no data
VBFW361 | Gas performance heater to receiver tank iso (2) valves | CRT | FGPH | no data | BFW IP | no data | OPEN | no data | no data | no data
VBFW402 | Gas performance heater to receiver tank drain | CRT | FGPH | no data | BFW IP | no data | CLOSED | no data | no data | no data
VBFW403 | Gas performance heater to receiver tank drain | CRT | FGPH | no data | BFW IP | no data | CLOSED | no data | no data | no data
VBFW440 | Gas performance heater to receiver tank strainer vent | CRT | FGPH | no data | BFW IP | no data | CLOSED | no data | no data | no data
VBFW441 | Gas performance heater to receiver tank strainer vent | CRT | FGPH | no data | BFW IP | no data | CLOSED | no data | no data | no data
VBFW292 | Gas performance heater to receiver tank strainer drain | CRT | FGPH | no data | BFW IP | no data | CLOSED | no data | no data | no data
VBFW366 | Gas performance heater to receiver tank strainer drain | CRT | FGPH | no data | BFW IP | no data | CLOSED | no data | no data | no data
VBFW449 | Gas performance heater to receiver tank after strainer drain | CRT | FGPH | no data | BFW IP | no data | CLOSED | no data | no data | no data
VBFW450 | Gas performance heater to receiver tank after strainer drain | CRT | FGPH | no data | BFW IP | no data | CLOSED | no data | no data | no data
VBFW459 | Gas performance heater to receiver tank after strainer vent | CRT | FGPH | no data | BFW IP | no data | CLOSED | no data | no data | no data
VBFW460 | Gas performance heater to receiver tank after strainer vent | CRT | FGPH | no data | BFW IP | no data | CLOSED | no data | no data | no data
VBFW379 | Gas performance heater to receiver tank iso after CV | CRT | FGPH | no data | BFW IP | no data | OPEN | no data | no data | no data
VHLS819 | LP steam flow transmitters | Pipe Rack 2nd | HRSG | no data | HLS | no data | no data | no data | no data | no data
VHLS820 | LP steam flow transmitters | Pipe Rack 2nd | HRSG | no data | HLS | no data | no data | no data | no data | no data
VHLS821 | LP steam flow transmitters | Pipe Rack 2nd | HRSG | no data | HLS | no data | no data | no data | no data | no data
VHLS822 | LP steam flow transmitters | Pipe Rack 2nd | HRSG | no data | HLS | no data | no data | no data | no data | no data
VHLS825 | LP steam flow transmitters | Pipe Rack 2nd | HRSG | no data | HLS | no data | no data | no data | no data | no data
VHLS826 | LP steam flow transmitters | Pipe Rack 2nd | HRSG | no data | HLS | no data | no data | no data | no data | no data
VHLS827 | LP steam flow transmitters | Pipe Rack 2nd | HRSG | no data | HLS | no data | no data | no data | no data | no data
VHLS828 | LP steam flow transmitters | Pipe Rack 2nd | HRSG | no data | HLS | no data | no data | no data | no data | no data
VLPS112 | LP steam header vents | Pipe Rack 2nd | HRSG | no data | HLS | no data | no data | no data | no data | no data
VLPS123 | LP steam header vents | Pipe Rack 2nd | HRSG | no data | HLS | no data | no data | no data | no data | no data
VHHS818 | HP superheater outlet vent to atmoshpere (before MOV) | HRSG upper | HRSG | no data | HHS | no data | no data | no data | no data | no data
VHHS819 | HP superheater outlet vent to atmoshpere (before MOV) | HRSG upper | HRSG | no data | HHS | no data | no data | no data | no data | no data
VHHS998 | HP saturated steam sample (under HP drum) | HRSG upper | HRSG | no data | HHS | no data | no data | no data | no data | no data
VHHS999 | HP saturated steam sample (under HP drum) | HRSG upper | HRSG | no data | HHS | no data | no data | no data | no data | no data
VHHS813 | HP superheater outlet PITs (before MOV) | HRSG upper | HRSG | no data | HHS | no data | no data | no data | no data | no data
VHHS814 | HP superheater outlet PITs (before MOV) | HRSG upper | HRSG | no data | HHS | no data | no data | no data | no data | no data
VHHS871 | HP superheater outlet PITs (before MOV) | HRSG upper | HRSG | no data | HHS | no data | no data | no data | no data | no data
VHHS872 | HP superheater outlet PITs (before MOV) | HRSG upper | HRSG | no data | HHS | no data | no data | no data | no data | no data
VHHS873 | HP superheater outlet PITs (before MOV) | HRSG upper | HRSG | no data | HHS | no data | no data | no data | no data | no data
VHHS874 | HP superheater outlet PITs (before MOV) | HRSG upper | HRSG | no data | HHS | no data | no data | no data | no data | no data
VHHS906 | 906 MOV bypass (HP steam isolation) | HRSG upper | HRSG/ST | no data | HHS | no data | no data | no data | no data | no data
VHHS907 | 907 MOV bypass (HP steam isolation) | HRSG upper | HRSG/ST | no data | HHS | no data | no data | no data | no data | no data
VHPS111 | HPS header vent | Pipe Rack 3rd | HRSG/ST | no data | HHS | no data | no data | no data | no data | no data
VHPS112 | HPS header vent | Pipe Rack 3rd | HRSG/ST | no data | HHS | no data | no data | no data | no data | no data
VHPS113 | HPS header PITs | Pipe Rack 3rd | HRSG/ST | no data | HHS | no data | no data | no data | no data | no data
VHPS114 | HPS header PITs | Pipe Rack 3rd | HRSG/ST | no data | HHS | no data | no data | no data | no data | no data
VHPS115 | HPS header PITs | Pipe Rack 3rd | HRSG/ST | no data | HHS | no data | no data | no data | no data | no data
VHPS116 | HPS header PITs | Pipe Rack 3rd | HRSG/ST | no data | HHS | no data | no data | no data | no data | no data
VHHS820 | HP steam FT before terminal attemperator | Pipe Rack 3rd | HRSG/ST | no data | HHS | no data | no data | no data | no data | no data
VHHS821 | HP steam FT before terminal attemperator | Pipe Rack 3rd | HRSG/ST | no data | HHS | no data | no data | no data | no data | no data
VHHS822 | HP steam FT before terminal attemperator | Pipe Rack 3rd | HRSG/ST | no data | HHS | no data | no data | no data | no data | no data
VHHS823 | HP steam FT before terminal attemperator | Pipe Rack 3rd | HRSG/ST | no data | HHS | no data | no data | no data | no data | no data
VHHS824 | HP steam FT before terminal attemperator | Pipe Rack 3rd | HRSG/ST | no data | HHS | no data | no data | no data | no data | no data
VHHS825 | HP steam FT before terminal attemperator | Pipe Rack 3rd | HRSG/ST | no data | HHS | no data | no data | no data | no data | no data
VHHS826 | HP steam FT before terminal attemperator | Pipe Rack 3rd | HRSG/ST | no data | HHS | no data | no data | no data | no data | no data
VHHS827 | HP steam FT before terminal attemperator | Pipe Rack 3rd | HRSG/ST | no data | HHS | no data | no data | no data | no data | no data
VHPS123 | HP steam FT after terminal attemperator | Pipe Rack 3rd | HRSG/ST | no data | HHS | no data | no data | no data | no data | no data
VHPS124 | HP steam FT after terminal attemperator | Pipe Rack 3rd | HRSG/ST | no data | HHS | no data | no data | no data | no data | no data
VHPS125 | HP steam FT after terminal attemperator | Pipe Rack 3rd | HRSG/ST | no data | HHS | no data | no data | no data | no data | no data
VHPS126 | HP steam FT after terminal attemperator | Pipe Rack 3rd | HRSG/ST | no data | HHS | no data | no data | no data | no data | no data
VHPS127 | HP steam FT after terminal attemperator | Pipe Rack 3rd | HRSG/ST | no data | HHS | no data | no data | no data | no data | no data
VHPS130 | HP steam FT after terminal attemperator | Pipe Rack 3rd | HRSG/ST | no data | HHS | no data | no data | no data | no data | no data
VHPS137 | HPS Bypass warmup line vent | Pipe Rack 3rd | HRSG/ST | no data | HHS | no data | no data | no data | no data | no data
VHPS138 | HPS Bypass warmup line vent | Pipe Rack 3rd | HRSG/ST | no data | HHS | no data | no data | no data | no data | no data
VHPS828F | HPS superheated steam sample isolation | Pipe Rack 3rd | HRSG/ST | no data | HHS | no data | no data | no data | no data | no data
VHPSF829F | HPS superheated steam sample isolation | Pipe Rack 3rd | HRSG/ST | no data | HHS | no data | no data | no data | no data | no data
VHPS128 | HPS Bypass vent | Pipe Rack 3rd | HRSG/ST | no data | HHS | no data | no data | no data | no data | no data
VHPS129 | HPS Bypass vent | Pipe Rack 3rd | HRSG/ST | no data | HHS | no data | no data | no data | no data | no data
VHPS119 | HPS Bypass PITs | Pipe Rack 3rd | HRSG/ST | no data | HHS | no data | no data | no data | no data | no data
VHPS120 | HPS Bypass PITs | Pipe Rack 3rd | HRSG/ST | no data | HHS | no data | no data | no data | no data | no data
VHPS121 | HPS Bypass PITs | Pipe Rack 3rd | HRSG/ST | no data | HHS | no data | no data | no data | no data | no data
VHPS122 | HPS Bypass PITs | Pipe Rack 3rd | HRSG/ST | no data | HHS | no data | no data | no data | no data | no data
VCRH186 | CRH header vent | Pipe Rack 2nd | HRSG/ST | no data | CRH | no data | no data | no data | no data | no data
VCRH115 | CRH header vent | Pipe Rack 2nd | HRSG/ST | no data | CRH | no data | no data | no data | no data | no data
VCRH159 | CRH header vent | Pipe Rack 2nd | HRSG/ST | no data | CRH | no data | no data | no data | no data | no data
VCRH165 | CRH header vent | Pipe Rack 2nd | HRSG/ST | no data | CRH | no data | no data | no data | no data | no data
VCRH148 | CRH header PT | Pipe Rack 2nd | HRSG/ST | no data | CRH | no data | no data | no data | no data | no data
VCRH166 | CRH header PT | Pipe Rack 2nd | HRSG/ST | no data | CRH | no data | no data | no data | no data | no data
VCRH169 | CRH header Drip Leg Level Switches | Pipe Rack 2nd | HRSG/ST | no data | CRH | no data | no data | no data | no data | no data
VCRH170 | CRH header Drip Leg Level Switches | Pipe Rack 2nd | HRSG/ST | no data | CRH | no data | no data | no data | no data | no data
VCRH171 | CRH header Drip Leg Level Switches | Pipe Rack 2nd | HRSG/ST | no data | CRH | no data | no data | no data | no data | no data
VCRH172 | CRH header Drip Leg Level Switches | Pipe Rack 2nd | HRSG/ST | no data | CRH | no data | no data | no data | no data | no data
VCRH117 | CRH header Drip Leg Level Switches | Pipe Rack 2nd | HRSG/ST | no data | CRH | no data | no data | no data | no data | no data
VCRH122 | CRH header Drip Leg Level Switches | Pipe Rack 2nd | HRSG/ST | no data | CRH | no data | no data | no data | no data | no data
VCRH137 | CRH header Drip Leg Level Switches | Pipe Rack 2nd | HRSG/ST | no data | CRH | no data | no data | no data | no data | no data
VCRH146 | CRH header Drip Leg Level Switches | Pipe Rack 2nd | HRSG/ST | no data | CRH | no data | no data | no data | no data | no data
VCRH174 | CRH header Drip Leg Level Switche drains | Pipe Rack 2nd | HRSG/ST | no data | CRH | no data | no data | no data | no data | no data
VCRH124 | CRH header Drip Leg Level Switche drains | Pipe Rack 2nd | HRSG/ST | no data | CRH | no data | no data | no data | no data | no data
VCRH147 | CRH header Drip Leg Level Switche drains | Pipe Rack 2nd | HRSG/ST | no data | CRH | no data | no data | no data | no data | no data
VCRH173 | CRH header Drip Leg Level Switche drains | Pipe Rack 2nd | HRSG/ST | no data | CRH | no data | no data | no data | no data | no data
VCRH119 | CRH header Drip Leg Level Switche vents | Pipe Rack 2nd | HRSG/ST | no data | CRH | no data | no data | no data | no data | no data
VCRH167 | CRH header Drip Leg Level Switche vents | Pipe Rack 2nd | HRSG/ST | no data | CRH | no data | no data | no data | no data | no data
VCRH118 | CRH header Drip Leg Level Switche vents | Pipe Rack 2nd | HRSG/ST | no data | CRH | no data | no data | no data | no data | no data
VCRH168 | CRH header Drip Leg Level Switche vents | Pipe Rack 2nd | HRSG/ST | no data | CRH | no data | no data | no data | no data | no data
VCRH111 | CRH header Drip Leg AOV iso | Pipe Rack 2nd | HRSG/ST | no data | CRH | no data | no data | no data | no data | no data
VCRH136 | CRH header Drip Leg drain | Pipe Rack 2nd | HRSG/ST | no data | CRH | no data | no data | no data | no data | no data
VCRH185 | CRH header Drip Leg drain | Pipe Rack 2nd | HRSG/ST | no data | CRH | no data | no data | no data | no data | no data
VHRS803 | CRH header PIT (HRSG) | HRSG upper | HRSG/ST | no data | HRH | no data | no data | no data | no data | no data
VHRS804 | CRH header PIT (HRSG) | HRSG upper | HRSG/ST | no data | HRH | no data | no data | no data | no data | no data
VHRS909 | Nitrogen to CRH | HRSG upper | HRSG/ST | no data | HRH | no data | no data | no data | no data | no data
VHRS807 | Nitrogen to CRH vent | HRSG upper | HRSG/ST | no data | HRH | no data | no data | no data | no data | no data
VHRS808 | Nitrogen to CRH vent | HRSG upper | HRSG/ST | no data | HRH | no data | no data | no data | no data | no data
VHRS969 | Reheater interstage Dripleg drain | HRSG upper | HRSG/ST | no data | HRH | no data | no data | no data | no data | no data
VHRS970 | Reheater interstage Dripleg drain | HRSG upper | HRSG/ST | no data | HRH | no data | no data | no data | no data | no data
VHRS903 | Reheater outet PITs | HRSG upper | HRSG/ST | no data | HRH | no data | no data | no data | no data | no data
VHRS904 | Reheater outet PITs | HRSG upper | HRSG/ST | no data | HRH | no data | no data | no data | no data | no data
VHRS911 | Reheater outet PITs | HRSG upper | HRSG/ST | no data | HRH | no data | no data | no data | no data | no data
VHRS912 | Reheater outet PITs | HRSG upper | HRSG/ST | no data | HRH | no data | no data | no data | no data | no data
VHRS813 | Reheater outet PITs | HRSG upper | HRSG/ST | no data | HRH | no data | no data | no data | no data | no data
VHRS814 | Reheater outet PITs | HRSG upper | HRSG/ST | no data | HRH | no data | no data | no data | no data | no data
VHRH101 | HRH header vent | Pipe Rack 3rd | HRSG/ST | no data | HRH | no data | no data | no data | no data | no data
VHRH107 | HRH header vent | Pipe Rack 3rd | HRSG/ST | no data | HRH | no data | no data | no data | no data | no data
VHRH135 | HRH header PIT (before attemperator) | Pipe Rack 3rd | HRSG/ST | no data | HRH | no data | no data | no data | no data | no data
VHRH136 | HRH header PIT (before attemperator) | Pipe Rack 3rd | HRSG/ST | no data | HRH | no data | no data | no data | no data | no data
VHRH187 | HRH header PIT (before attemperator) | Pipe Rack 3rd | HRSG/ST | no data | HRH | no data | no data | no data | no data | no data
VHRH188 | HRH header PIT (before attemperator) | Pipe Rack 3rd | HRSG/ST | no data | HRH | no data | no data | no data | no data | no data
VHRS901 | HRH sample | Pipe Rack 3rd | HRSG/ST | no data | HRH | no data | no data | no data | no data | no data
VHRS902 | HRH sample | Pipe Rack 3rd | HRSG/ST | no data | HRH | no data | no data | no data | no data | no data
VHRH100 | HRH header PIT (after attemperator) | Pipe Rack 3rd | HRSG/ST | no data | HRH | no data | no data | no data | no data | no data
VHRH102 | HRH header PIT (after attemperator) | Pipe Rack 3rd | HRSG/ST | no data | HRH | no data | no data | no data | no data | no data
VHRH103 | HRH header PIT (after attemperator) | Pipe Rack 3rd | HRSG/ST | no data | HRH | no data | no data | no data | no data | no data
VHRH104 | HRH header PIT (after attemperator) | Pipe Rack 3rd | HRSG/ST | no data | HRH | no data | no data | no data | no data | no data
VHRH121 | HRH header PIT (after attemperator) | Pipe Rack 3rd | HRSG/ST | no data | HRH | no data | no data | no data | no data | no data
VHRH106 | HRH header PIT (after attemperator) | Pipe Rack 3rd | HRSG/ST | no data | HRH | no data | no data | no data | no data | no data
VHRH108 | HRH header vent | Pipe Rack 3rd | HRSG/ST | no data | HRH | no data | no data | no data | no data | no data
VHRH109 | HRH header vent | Pipe Rack 3rd | HRSG/ST | no data | HRH | no data | no data | no data | no data | no data
VSTP123 | GSC drain trap bypass | ST lower | ST seals | no data | STP | no data | no data | no data | no data | no data
VSTP137 | GSC drain trap vent | ST lower | ST seals | no data | STP | no data | OPEN | no data | no data | no data
VSTP122 | GSC drain trap strainer drain | ST lower | ST seals | no data | STP | no data | no data | no data | no data | no data
VSTP146 | GS Exhauster drains | ST lower | ST seals | no data | STP | no data | no data | no data | no data | no data
VSTP147 | GS Exhauster drains | ST lower | ST seals | no data | STP | no data | no data | no data | no data | no data
VSTP153 | GS Exhauster drains | ST lower | ST seals | no data | STP | no data | no data | no data | no data | no data
VSTP154 | GS Exhauster drains | ST lower | ST seals | no data | STP | no data | no data | no data | no data | no data
MAW01AA001 | GS Exhauster A inlet | ST upper West | ST seals | no data | STP | no data | no data | no data | no data | no data
MAW01AA002 | GS Exhauster B inlet | ST upper West | ST seals | no data | STP | no data | no data | no data | no data | no data
VSTP125 | GS Exhauster A outlet | ST upper West | ST seals | no data | STP | no data | no data | no data | no data | no data
VSTP179 | GS Exhauster B outlet | ST upper West | ST seals | no data | STP | no data | no data | no data | no data | no data
VAX159 | GS supply iso before superheater | ST lower | ST seals | no data | STP | no data | no data | no data | no data | no data
VAXS101 | GS supply vent before superheater | ST lower | ST seals | no data | STP | no data | no data | no data | no data | no data
VAXS104 | GS superheater drain trap | ST lower | ST seals | no data | STP | no data | no data | no data | no data | no data
VAXS105 | GS superheater drain trap | ST lower | ST seals | no data | STP | no data | no data | no data | no data | no data
VAXS107 | GS superheater drain trap bypass | ST lower | ST seals | no data | STP | no data | no data | no data | no data | no data
VAXS106 | GS superheater drain trap strainer drain | ST lower | ST seals | no data | STP | no data | no data | no data | no data | no data
VAXS196 | GS supply drain valves | ST lower | ST seals | no data | STP | no data | no data | no data | no data | no data
VAXS197 | GS supply drain valves | ST lower | ST seals | no data | STP | no data | no data | no data | no data | no data
VAXS198 | GS supply drain valves | ST lower | ST seals | no data | STP | no data | no data | no data | no data | no data
VSTP148 | GS supply CV isolations | ST upper West | ST seals | no data | STP | no data | no data | no data | no data | no data
VSTP149 | GS supply CV isolations | ST upper West | ST seals | no data | STP | no data | no data | no data | no data | no data
VSTP204 | GS supply CV bypass | ST upper West | ST seals | no data | STP | no data | no data | no data | no data | no data
VSTP159 | GS mist separator orphis drain | ST lower | ST seals | no data | STP | no data | no data | no data | no data | no data
VSTP181 | GS mist separator orphis drain | ST lower | ST seals | no data | STP | no data | no data | no data | no data | no data
VSTP167 | GS mist separator orphis bypass | ST lower | ST seals | no data | STP | no data | no data | no data | no data | no data
VSTP182 | GS mist separator common drain | ST lower | ST seals | no data | STP | no data | no data | no data | no data | no data
VSTP131 | GS header PT | ST lower | ST seals | no data | STP | no data | no data | no data | no data | no data
VSTP133 | GS header PT | ST lower | ST seals | no data | STP | no data | no data | no data | no data | no data
VSTP183 | GS header drain | ST lower | ST seals | no data | STP | no data | no data | no data | no data | no data
VSTP184 | GS header drain | ST lower | ST seals | no data | STP | no data | no data | no data | no data | no data
VSTP185 | GS header drain | ST lower | ST seals | no data | STP | no data | no data | no data | no data | no data
VSTP127 | GS spill over CV iso | ST lower | ST seals | no data | STP | no data | no data | no data | no data | no data
VSTP129 | GS spill over CV iso | ST lower | ST seals | no data | STP | no data | no data | no data | no data | no data
VSTP132 | GS spill over CV bypass | ST lower | ST seals | no data | STP | no data | no data | no data | no data | no data
01-VAXS171 | Steam to startup heater iso | Pipe Rack 1st | Aux Steam Header | no data | AXS | no data | no data | no data | no data | no data
01-VAXS109 | Startup Heater LIT isolation valves | Pipe Rack 1st | Aux Steam Header | no data | AXS | no data | no data | no data | no data | no data
VAXS110 | Startup Heater LIT isolation valves | Pipe Rack 1st | Aux Steam Header | no data | AXS | no data | no data | no data | no data | no data
01-VAXS121 | Steam to Startup Heater vent | Pipe Rack 1st | Aux Steam Header | no data | AXS | no data | no data | no data | no data | no data
01-VAXS124 | Drain from Startup Heater FC isolation valves | Pipe Rack 1st | Aux Steam Header | no data | AXS | no data | no data | no data | no data | no data
VAXS125 | Drain from Startup Heater FC isolation valves | Pipe Rack 1st | Aux Steam Header | no data | AXS | no data | no data | no data | no data | no data
01-VAXS126 | Drain from Startup Heater line drain | Pipe Rack 1st | Aux Steam Header | no data | AXS | no data | no data | no data | no data | no data
01-VAXS127 | Drain from Startup Heater FC bypass | Pipe Rack 1st | Aux Steam Header | no data | AXS | no data | no data | no data | no data | no data
VAXS156 | Drain from Startup Heater FC bypass | Pipe Rack 1st | Aux Steam Header | no data | AXS | no data | no data | no data | no data | no data
01-VSMP130F | Aux steam sample iso | Pipe Rack 1st | Aux Steam Header | no data | AXS | no data | no data | no data | no data | no data
01-VAXS187 | Aux steam header PITs | Pipe Rack 1st | Aux Steam Header | no data | AXS | no data | no data | no data | no data | no data
VAXS188 | Aux steam header PITs | Pipe Rack 1st | Aux Steam Header | no data | AXS | no data | no data | no data | no data | no data
01-VAXS132 | Aux steam header vent (stmr bldg) | Pipe Rack 1st | Aux Steam Header | no data | AXS | no data | no data | no data | no data | no data
01-VAXS |  | Pipe Rack 1st | Aux Steam Header | no data | AXS | no data | no data | no data | no data | no data
01-VAXS200 | Drain before steam trap | Pipe Rack 1st | Aux Steam Header | no data | AXS | no data | no data | no data | no data | no data
01-VAXS117 | Steam trap iso | Pipe Rack 1st | Aux Steam Header | no data | AXS | no data | no data | no data | no data | no data
VAXS201 | Steam trap iso | Pipe Rack 1st | Aux Steam Header | no data | AXS | no data | no data | no data | no data | no data
01-VAXS120 | Steam Trap bypass | Pipe Rack 1st | Aux Steam Header | no data | AXS | no data | no data | no data | no data | no data
01-VAXS119 | Steam Trap strainer drain | Pipe Rack 1st | Aux Steam Header | no data | AXS | no data | no data | no data | no data | no data
01-VAXS190 | Drain before steam trap | Pipe Rack 1st | Aux Steam Header | no data | AXS | no data | no data | no data | no data | no data
01-VAXS191 | Steam trap iso | Pipe Rack 1st | Aux Steam Header | no data | AXS | no data | no data | no data | no data | no data
VAXS194 | Steam trap iso | Pipe Rack 1st | Aux Steam Header | no data | AXS | no data | no data | no data | no data | no data
01-VAXS202 | Steam Trap bypass | Pipe Rack 1st | Aux Steam Header | no data | AXS | no data | no data | no data | no data | no data
01-VAXS195 | Steam Trap strainer drain | Pipe Rack 1st | Aux Steam Header | no data | AXS | no data | no data | no data | no data | no data
01-VCRH180 | CRH to Aux steam FC iso (Low flow) | Pipe Rack 3rd | Aux Steam Header | no data | CRH | no data | no data | no data | no data | no data
VCRH183 | CRH to Aux steam FC iso (Low flow) | Pipe Rack 3rd | Aux Steam Header | no data | CRH | no data | no data | no data | no data | no data
01-VCRH181 | CRH to Aux steam FC iso (High flow) | Pipe Rack 3rd | Aux Steam Header | no data | CRH | no data | no data | no data | no data | no data
VCRH184 | CRH to Aux steam FC iso (High flow) | Pipe Rack 3rd | Aux Steam Header | no data | CRH | no data | no data | no data | no data | no data
01-VCRH120 | CRH to Aux steam vent | Pipe Rack 3rd | Aux Steam Header | no data | CRH | no data | no data | no data | no data | no data
VCRH162 | CRH to Aux steam vent | Pipe Rack 3rd | Aux Steam Header | no data | CRH | no data | no data | no data | no data | no data
01-VCRH121 | CRH to Aux steam vent | Pipe Rack 3rd | Aux Steam Header | no data | CRH | no data | no data | no data | no data | no data
VCRH182 | CRH to Aux steam vent | Pipe Rack 3rd | Aux Steam Header | no data | CRH | no data | no data | no data | no data | no data
02-VAXS189 | Steam to HP Evap Steam trap ISOs | no data | Sparging | no data | no data | no data | no data | no data | no data | no data
VAXS290 | Steam to HP Evap Steam trap ISOs | no data | Sparging | no data | no data | no data | no data | no data | no data | no data
02-VAXS289 | Steam to HP Evap Steam trap bypass | no data | Sparging | no data | no data | no data | no data | no data | no data | no data
02-VAXS144 | Steam to HP Evap Steam trap strainer drain | no data | Sparging | no data | no data | no data | no data | no data | no data | no data
02-VAXS291 | Steam to HP Evap drain before steam trap | no data | Sparging | no data | no data | no data | no data | no data | no data | no data
VHHS904 | Steam to HP Evap MOV bypass | no data | Sparging | no data | no data | no data | no data | no data | no data | no data
VHHS994 | Steam to HP Evap drain after MOV | no data | Sparging | no data | no data | no data | no data | no data | no data | no data
VHHS995 | Steam to HP Evap drain after MOV | no data | Sparging | no data | no data | no data | no data | no data | no data | no data
VHHS996 | Steam to HP Evap strainer drain | no data | Sparging | no data | no data | no data | no data | no data | no data | no data
VHHS997 | Steam to HP Evap strainer drain | no data | Sparging | no data | no data | no data | no data | no data | no data | no data
02-VAXS133 | Steam to IP Evap vent | HRSG lower | Sparging | no data | AXS | no data | no data | no data | no data | no data
02-VHIS909 | Steam to IP Evap MOV bypass | HRSG lower | Sparging | no data | AXS | no data | no data | no data | no data | no data
02-VHIS860 | Steam to IP Evap drain after MOV | HRSG lower | Sparging | no data | AXS | no data | no data | no data | no data | no data
VHIS861 | Steam to IP Evap drain after MOV | HRSG lower | Sparging | no data | AXS | no data | no data | no data | no data | no data
02-VHIS852 | Steam to IP Evap strainer drain | HRSG lower | Sparging | no data | AXS | no data | no data | no data | no data | no data
VHIS853 | Steam to IP Evap strainer drain | HRSG lower | Sparging | no data | AXS | no data | no data | no data | no data | no data
02-VHLS904 | Steam to LP Evap MOV bypass | HRSG lower | Sparging | no data | AXS | no data | no data | no data | no data | no data
02-VHLS985 | Steam to LP Evap drain after MOV | HRSG lower | Sparging | no data | AXS | no data | no data | no data | no data | no data
VHLS999 | Steam to LP Evap drain after MOV | HRSG lower | Sparging | no data | AXS | no data | no data | no data | no data | no data
02-VHLS992 | Steam to LP Evap strainer drain | HRSG lower | Sparging | no data | AXS | no data | no data | no data | no data | no data
VHLS993 | Steam to LP Evap strainer drain | HRSG lower | Sparging | no data | AXS | no data | no data | no data | no data | no data
02-VAXS135 | Steam to LP Evap Steam trap iso | HRSG lower | Sparging | no data | AXS | no data | no data | no data | no data | no data
VAXS136 | Steam to LP Evap Steam trap iso | HRSG lower | Sparging | no data | AXS | no data | no data | no data | no data | no data
02-VAXS138 | Steam to LP Evap Steam trap bypass | HRSG lower | Sparging | no data | AXS | no data | no data | no data | no data | no data
02-VAXS137 | Steam to LP Evap Steam trap strainer drain | HRSG lower | Sparging | no data | AXS | no data | no data | no data | no data | no data
02-VAXS113 | Steam to LP Evap Drain before Steam trap | HRSG lower | Sparging | no data | AXS | no data | no data | no data | no data | no data
02-VAXS155 | Drain before steam trap | HRSG lower West | no data | no data | AXS | no data | no data | no data | no data | no data
02-VAXS112 | Steam trap iso | HRSG lower West | no data | no data | AXS | no data | no data | no data | no data | no data
VAXS115 | Steam trap iso | HRSG lower West | no data | no data | AXS | no data | no data | no data | no data | no data
02-VAXS129 | Steam Trap bypass | HRSG lower West | no data | no data | AXS | no data | no data | no data | no data | no data
02-VAXS116 | Steam Trap strainer drain | HRSG lower West | no data | no data | AXS | no data | no data | no data | no data | no data
02-VAXS130 | Drain before steam trap | HRSG lower West | no data | no data | AXS | no data | no data | no data | no data | no data
02-VAXS103 | Steam trap iso | HRSG lower West | no data | no data | AXS | no data | no data | no data | no data | no data
VAXS161 | Steam trap iso | HRSG lower West | no data | no data | AXS | no data | no data | no data | no data | no data
02-VAXS164 | Steam Trap bypass | HRSG lower West | no data | no data | AXS | no data | no data | no data | no data | no data
02-VAXS160 | Steam Trap strainer drain | HRSG lower West | no data | no data | AXS | no data | no data | no data | no data | no data
02-VAXS292 | Aux steam header vent | HRSG lower West | no data | no data | AXS | no data | no data | no data | no data | no data
00-VFGS220 | Emergency Shut Off Valve inlet isolation | GAS YARD | GAS YARD | no data | FGS | no data | Open | no data | no data | no data
00-VFGS230 | Emergency Shut Off Valve inlet isolation | GAS YARD | GAS YARD | no data | FGS | no data | Open | no data | no data | no data
00-VFGS221 | N2 Purge Isolation (fenced gas yard) | GAS YARD | GAS YARD | no data | FGS | no data | Closed | no data | no data | no data
00-VFGS222 | N2 Purge Isolation (fenced gas yard) | GAS YARD | GAS YARD | no data | FGS | no data | Closed | no data | no data | no data
00-VFGS803 | FILTER/SEPERATOR NITROGEN PURGE/VENT | no data | FUEL GAS FILTER/SEPERATOR | no data | FGS | no data | CLOSED | no data | no data | no data
00-VFGS703 | FILTER/SEPERATOR NITROGEN PURGE/VENT | no data | FUEL GAS FILTER/SEPERATOR | no data | FGS | no data | CLOSED | no data | no data | no data
00-VFGS719 | FILTER/SEPERATOR LEVEL CONTROL VALVE INLET | no data | FUEL GAS FILTER/SEPERATOR | no data | FGS | no data | OPEN | no data | no data | no data
00-VFGS720 | FILTER/SEPERATOR LEVEL CONTROL VALVE OUTLET | no data | FUEL GAS FILTER/SEPERATOR | no data | FGS | no data | OPEN | no data | no data | no data
00-VFGS722 | FILTER/SEPERATOR LEVEL CONTROL BYPASS | no data | FUEL GAS FILTER/SEPERATOR | no data | FGS | no data | CLOSED | no data | no data | no data
00-VFGS723 | FILTER/SEPERATOR LEVEL CONTROL VALVE INLET | no data | FUEL GAS FILTER/SEPERATOR | no data | FGS | no data | OPEN | no data | no data | no data
00-VFGS724 | FILTER/SEPERATOR LEVEL CONTROL VALVE OUTLET | no data | FUEL GAS FILTER/SEPERATOR | no data | FGS | no data | OPEN | no data | no data | no data
00-VFGS726 | FILTER/SEPERATOR LEVEL CONTROL BYPASS | no data | FUEL GAS FILTER/SEPERATOR | no data | FGS | no data | CLOSED | no data | no data | no data
00-VFGS819 | FILTER/SEPERATOR LEVEL CONTROL VALVE INLET | no data | FUEL GAS FILTER/SEPERATOR | no data | FGS | no data | OPEN | no data | no data | no data
00-VFGS820 | FILTER/SEPERATOR LEVEL CONTROL VALVE OUTLET | no data | FUEL GAS FILTER/SEPERATOR | no data | FGS | no data | OPEN | no data | no data | no data
00-VFGS822 | FILTER/SEPERATOR LEVEL CONTROL BYPASS | no data | FUEL GAS FILTER/SEPERATOR | no data | FGS | no data | CLOSED | no data | no data | no data
00-VFGS823 | FILTER/SEPERATOR LEVEL CONTROL VALVE INLET | no data | FUEL GAS FILTER/SEPERATOR | no data | FGS | no data | OPEN | no data | no data | no data
00-VFGS824 | FILTER/SEPERATOR LEVEL CONTROL VALVE OUTLET | no data | FUEL GAS FILTER/SEPERATOR | no data | FGS | no data | OPEN | no data | no data | no data
00-VFGS826 | FILTER/SEPERATOR LEVEL CONTROL BYPASS | no data | FUEL GAS FILTER/SEPERATOR | no data | FGS | no data | CLOSED | no data | no data | no data
00-VFGS705 | FILTER/SEPERATOR NITROGEN PURGE/VENT | no data | FUEL GAS FILTER/SEPERATOR | no data | FGS | no data | CLOSED | no data | no data | no data
00-VFGS805 | FILTER/SEPERATOR NITROGEN PURGE/VENT | no data | FUEL GAS FILTER/SEPERATOR | no data | FGS | no data | CLOSED | no data | no data | no data
00-VFGS708 | FILTER/SEPERATOR LEVEL COLUM SUPPLY UPPER | no data | FUEL GAS FILTER/SEPERATOR | no data | FGS | no data | OPEN | no data | no data | no data
00-VFGS707 | FILTER/SEPERATOR LEVEL COLUM SUPPLY LOWER | no data | FUEL GAS FILTER/SEPERATOR | no data | FGS | no data | OPEN | no data | no data | no data
00-VFGS711 | FILTER/SEPERATOR LEVEL GAGE SUPPLY LOWER | no data | FUEL GAS FILTER/SEPERATOR | no data | FGS | no data | OPEN | no data | no data | no data
00-VFGS712 | FILTER/SEPERATOR LEVEL GAGE SUPPLY UPPER | no data | FUEL GAS FILTER/SEPERATOR | no data | FGS | no data | OPEN | no data | no data | no data
00-VFGS708V | FILTER/SEPERATOR LEVEL GAGE VENT | no data | FUEL GAS FILTER/SEPERATOR | no data | FGS | no data | CLOSED | no data | no data | no data
00-VFGS708D | FILTER/SEPERATOR LEVEL GAGE DRAIN | no data | FUEL GAS FILTER/SEPERATOR | no data | FGS | no data | CLOSED | no data | no data | no data
00-VFGS704D | FILTER SEPERATOR COLUM DRAIN | no data | FUEL GAS FILTER/SEPERATOR | no data | FGS | no data | CLOSED | no data | no data | no data
00-VFGS718 | FILTER/SEPERATOR LEVEL COLUM SUPPLY UPPER | no data | FUEL GAS FILTER/SEPERATOR | no data | FGS | no data | OPEN | no data | no data | no data
00-VFGS717 | FILTER/SEPERATOR LEVEL COLUM SUPPLY LOWER | no data | FUEL GAS FILTER/SEPERATOR | no data | FGS | no data | OPEN | no data | no data | no data
00-VFGS713 | FILTER/SEPERATOR LEVEL GAGE SUPPLY LOWER | no data | FUEL GAS FILTER/SEPERATOR | no data | FGS | no data | OPEN | no data | no data | no data
00-VFGS714 | FILTER/SEPERATOR LEVEL GAGE SUPPLY UPPER | no data | FUEL GAS FILTER/SEPERATOR | no data | FGS | no data | OPEN | no data | no data | no data
00-VFGS718V | FILTER/SEPERATOR LEVEL GAGE VENT | no data | FUEL GAS FILTER/SEPERATOR | no data | FGS | no data | CLOSED | no data | no data | no data
00-VFGS718D | FILTER/SEPERATOR LEVEL GAGE DRAIN | no data | FUEL GAS FILTER/SEPERATOR | no data | FGS | no data | CLOSED | no data | no data | no data
00-VFGS714D | FILTER SEPERATOR COLUM DRAIN | no data | FUEL GAS FILTER/SEPERATOR | no data | FGS | no data | CLOSED | no data | no data | no data
00-VFGS709 | FILTER SEPERATOR LEVEL SWITCH ISOLATION LOWER | no data | FUEL GAS FILTER/SEPERATOR | no data | FGS | no data | OPEN | no data | no data | no data
00-VFGS710 | FILTER SEPERATOR LEVEL SWITCH ISOLATION UPPER | no data | FUEL GAS FILTER/SEPERATOR | no data | FGS | no data | OPEN | no data | no data | no data
00-VFGS715 | FILTER SEPERATOR LEVEL SWITCH ISOLATION LOWER | no data | FUEL GAS FILTER/SEPERATOR | no data | FGS | no data | OPEN | no data | no data | no data
00-VFGS716 | FILTER SEPERATOR LEVEL SWITCH ISOLATION UPPER | no data | FUEL GAS FILTER/SEPERATOR | no data | FGS | no data | OPEN | no data | no data | no data
00-VFGS704 | FILTER SEPERATOR DP TRANSMITTER HIGH SIDE | no data | FUEL GAS FILTER/SEPERATOR | no data | FGS | no data | OPEN | no data | no data | no data
00-VFGS706 | FILTER SEPERATOR DP TRANSMITTER LOW SIDE | no data | FUEL GAS FILTER/SEPERATOR | no data | FGS | no data | OPEN | no data | no data | no data
00-VFGS808 | FILTER/SEPERATOR LEVEL COLUM SUPPLY UPPER | no data | FUEL GAS FILTER/SEPERATOR | no data | FGS | no data | OPEN | no data | no data | no data
00-VFGS807 | FILTER/SEPERATOR LEVEL COLUM SUPPLY LOWER | no data | FUEL GAS FILTER/SEPERATOR | no data | FGS | no data | OPEN | no data | no data | no data
00-VFGS811 | FILTER/SEPERATOR LEVEL GAGE SUPPLY LOWER | no data | FUEL GAS FILTER/SEPERATOR | no data | FGS | no data | OPEN | no data | no data | no data
00-VFGS812 | FILTER/SEPERATOR LEVEL GAGE SUPPLY UPPER | no data | FUEL GAS FILTER/SEPERATOR | no data | FGS | no data | OPEN | no data | no data | no data
00-VFGS808V | FILTER/SEPERATOR LEVEL GAGE VENT | no data | FUEL GAS FILTER/SEPERATOR | no data | FGS | no data | CLOSED | no data | no data | no data
00-VFGS808D | FILTER/SEPERATOR LEVEL GAGE DRAIN | no data | FUEL GAS FILTER/SEPERATOR | no data | FGS | no data | CLOSED | no data | no data | no data
00-VFGS804D | FILTER SEPERATOR COLUM DRAIN | no data | FUEL GAS FILTER/SEPERATOR | no data | FGS | no data | CLOSED | no data | no data | no data
00-VFGS818 | FILTER/SEPERATOR LEVEL COLUM SUPPLY UPPER | no data | FUEL GAS FILTER/SEPERATOR | no data | FGS | no data | OPEN | no data | no data | no data
00-VFGS817 | FILTER/SEPERATOR LEVEL COLUM SUPPLY LOWER | no data | FUEL GAS FILTER/SEPERATOR | no data | FGS | no data | OPEN | no data | no data | no data
00-VFGS813 | FILTER/SEPERATOR LEVEL GAGE SUPPLY LOWER | no data | FUEL GAS FILTER/SEPERATOR | no data | FGS | no data | OPEN | no data | no data | no data
00-VFGS814 | FILTER/SEPERATOR LEVEL GAGE SUPPLY UPPER | no data | FUEL GAS FILTER/SEPERATOR | no data | FGS | no data | OPEN | no data | no data | no data
00-VFGS818V | FILTER/SEPERATOR LEVEL GAGE VENT | no data | FUEL GAS FILTER/SEPERATOR | no data | FGS | no data | CLOSED | no data | no data | no data
00-VFGS818D | FILTER/SEPERATOR LEVEL GAGE DRAIN | no data | FUEL GAS FILTER/SEPERATOR | no data | FGS | no data | CLOSED | no data | no data | no data
00-VFGS814D | FILTER SEPERATOR COLUM DRAIN | no data | FUEL GAS FILTER/SEPERATOR | no data | FGS | no data | CLOSED | no data | no data | no data
00-VFGS809 | FILTER SEPERATOR LEVEL SWITCH ISOLATION LOWER | no data | FUEL GAS FILTER/SEPERATOR | no data | FGS | no data | OPEN | no data | no data | no data
00-VFGS810 | FILTER SEPERATOR LEVEL SWITCH ISOLATION UPPER | no data | FUEL GAS FILTER/SEPERATOR | no data | FGS | no data | OPEN | no data | no data | no data
00-VFGS815 | FILTER SEPERATOR LEVEL SWITCH ISOLATION LOWER | no data | FUEL GAS FILTER/SEPERATOR | no data | FGS | no data | OPEN | no data | no data | no data
00-VFGS816 | FILTER SEPERATOR LEVEL SWITCH ISOLATION UPPER | no data | FUEL GAS FILTER/SEPERATOR | no data | FGS | no data | OPEN | no data | no data | no data
00-VFGS804 | FILTER SEPERATOR DP TRANSMITTER HIGH SIDE | no data | FUEL GAS FILTER/SEPERATOR | no data | FGS | no data | OPEN | no data | no data | no data
00-VFGS806 | FILTER SEPERATOR DP TRANSMITTER LOW SIDE | no data | FUEL GAS FILTER/SEPERATOR | no data | FGS | no data | OPEN | no data | no data | no data
00-VFGS731 | FILTER SEPERATOR DRAIN TANK DRAIN VALVE | no data | FUEL GAS FILTER/SEPERATOR | no data | FGS | no data | CLOSED | no data | no data | no data
00-VFGS727 | FILTER SEPERATOR DRAIN TANK LEVEL IND. TRANSMITTER LOWER | no data | FUEL GAS FILTER/SEPERATOR | no data | FGS | no data | OPEN | no data | no data | no data
00-VFGS728 | FILTER SEPERATOR DRAIN TANK LEVEL IND. TRANSMITTER UPPER | no data | FUEL GAS FILTER/SEPERATOR | no data | FGS | no data | OPEN | no data | no data | no data
00-VFGS736 | FILTER SEPERATOR DRAIN TANK LEVEL TRASMITTER DRAIN | no data | FUEL GAS FILTER/SEPERATOR | no data | FGS | no data | CLOSED | no data | no data | no data
00-VFGS729 | FILTER SEPERATOR DRAIN TANK LEVEL GAUGE DRAIN | no data | FUEL GAS FILTER/SEPERATOR | no data | FGS | no data | CLOSED | no data | no data | no data
00-VFGS730 | FILTER SEPERATOR DRAIN TANK LEVEL GAUGE VENT | no data | FUEL GAS FILTER/SEPERATOR | no data | FGS | no data | CLOSED | no data | no data | no data
00-VFGS732 | FILTER SEPERATOR DRAIN TANK LEVEL SWITH LOWER ISO. | no data | FUEL GAS FILTER/SEPERATOR | no data | FGS | no data | OPEN | no data | no data | no data
00-VFGS735 | FILTER SEPERATOR DRAIN TANK LEVEL SWITH UPPER ISO. | no data | FUEL GAS FILTER/SEPERATOR | no data | FGS | no data | OPEN | no data | no data | no data
00-VFGS736 | FILTER SEPERATOR DRAIN TANK LEVEL SWITH DRAIN ISO. | no data | FUEL GAS FILTER/SEPERATOR | no data | FGS | no data | CLOSED | no data | no data | no data
00-VFGS733 | 12" FLOW METER STATION INLET | no data | FLOW METERING STATION (03) | no data | FGS | no data | OPEN | no data | no data | no data
00-VFGS733D | 12" FLOW METER STATION INLET VALVE DRAIN | no data | FLOW METERING STATION (03) | no data | FGS | no data | CLOSED | no data | no data | no data
00-VFGS734 | 6" FLOW METER INLET | no data | FLOW METERING STATION (03) | no data | FGS | no data | OPEN | no data | no data | no data
00-VFGS734D | 6" FLOW METER INLET VALVE DRAIN | no data | FLOW METERING STATION (03) | no data | FGS | no data | CLOSED | no data | no data | no data
00-VFGS744 | 6" FLOW METER NITROGEN PURGE/VENT | no data | FLOW METERING STATION (03) | no data | FGS | no data | CLOSED | no data | no data | no data
00-VFGS748 | 6" FLOW METER NITROGEN PURGE/VENT | no data | FLOW METERING STATION (03) | no data | FGS | no data | CLOSED | no data | no data | no data
00-VFGS747 | 12" FLOW METER NITROGEN PURGE/VENT | no data | FLOW METERING STATION (03) | no data | FGS | no data | CLOSED | no data | no data | no data
00-VFGS743 | 12" FLOW METER NITROGEN PURGE/VENT | no data | FLOW METERING STATION (03) | no data | FGS | no data | CLOSED | no data | no data | no data
00-VFGS737 | 12" FLOW METER NITROGEN PURGE/VENT | no data | FLOW METERING STATION (03) | no data | FGS | no data | CLOSED | no data | no data | no data
00-VFGS739 | 12" PRESSURE TRANSMITTER ISOLATION | no data | FLOW METERING STATION (03) | no data | FGS | no data | OPEN | no data | no data | no data
00-VFGS741 | 12" PRESSURE TRANSMITTER ISOLATION | no data | FLOW METERING STATION (03) | no data | FGS | no data | OPEN | no data | no data | no data
00-VFGS745 | 12" YV-745 DRAIN VALVE | no data | FLOW METERING STATION (03) | no data | FGS | no data | CLOSED | no data | no data | no data
00-VFGS740 | 6" PRESSURE TRANSMITTER ISOLATION | no data | FLOW METERING STATION (03) | no data | FGS | no data | OPEN | no data | no data | no data
00-VFGS742 | 6" PRESSURE TRANSMITTER ISOLATION | no data | FLOW METERING STATION (03) | no data | FGS | no data | OPEN | no data | no data | no data
00-VFGS746 | 6" YV-746 DRAIN VALVE | no data | FLOW METERING STATION (03) | no data | FGS | no data | CLOSED | no data | no data | no data
00-VFGS833 | 12" FLOW METER STATION INLET | no data | FLOW METERING STATION (04) | no data | FGS | no data | OPEN | no data | no data | no data
00-VFGS833D | 12" FLOW METER STATION INLET VALVE DRAIN | no data | FLOW METERING STATION (04) | no data | FGS | no data | CLOSED | no data | no data | no data
00-VFGS834 | 6" FLOW METER INLET | no data | FLOW METERING STATION (04) | no data | FGS | no data | OPEN | no data | no data | no data
00-VFGS834D | 6" FLOW METER INLET VALVE DRAIN | no data | FLOW METERING STATION (04) | no data | FGS | no data | CLOSED | no data | no data | no data
00-VFGS844 | 6" FLOW METER NITROGEN PURGE/VENT | no data | FLOW METERING STATION (04) | no data | FGS | no data | CLOSED | no data | no data | no data
00-VFGS848 | 6" FLOW METER NITROGEN PURGE/VENT | no data | FLOW METERING STATION (04) | no data | FGS | no data | CLOSED | no data | no data | no data
00-VFGS847 | 12" FLOW METER NITROGEN PURGE/VENT | no data | FLOW METERING STATION (04) | no data | FGS | no data | CLOSED | no data | no data | no data
00-VFGS843 | 12" FLOW METER NITROGEN PURGE/VENT | no data | FLOW METERING STATION (04) | no data | FGS | no data | CLOSED | no data | no data | no data
00-VFGS837 | 12" FLOW METER NITROGEN PURGE/VENT | no data | FLOW METERING STATION (04) | no data | FGS | no data | CLOSED | no data | no data | no data
00-VFGS839 | 12" PRESSURE TRANSMITTER ISOLATION | no data | FLOW METERING STATION (04) | no data | FGS | no data | OPEN | no data | no data | no data
00-VFGS841 | 12" PRESSURE TRANSMITTER ISOLATION | no data | FLOW METERING STATION (04) | no data | FGS | no data | P[EN | no data | no data | no data
00-VFGS845 | 12" YV-845 DRAIN VALVE | no data | FLOW METERING STATION (04) | no data | FGS | no data | CLOSED | no data | no data | no data
00-VFGS840 | 6" PRESSURE TRANSMITTER ISOLATION | no data | FLOW METERING STATION (04) | no data | FGS | no data | OPEN | no data | no data | no data
00-VFGS842 | 6" PRESSURE TRANSMITTER ISOLATION | no data | FLOW METERING STATION (04) | no data | FGS | no data | OPEN | no data | no data | no data
00-VFGS846 | 6" YV-846 DRAIN VALVE | no data | FLOW METERING STATION (04) | no data | FGS | no data | CLOSED | no data | no data | no data
00-VFGS229 | GAS SUPPLY ISOLATION TO HEATER | no data | FUEL GAS DEW POINT HEATER/GLYCOL PUMP SKID | no data | FGS | no data |  | no data | no data | no data
00-VFGS245 | glycol supply to glycol heater | no data | FUEL GAS DEW POINT HEATER/GLYCOL PUMP SKID | no data | FGS | no data | Open | no data | no data | no data
00-VFGS246 | Glycol recirc pump skid isolation from fuel gas heat exchanger | no data | FUEL GAS DEW POINT HEATER/GLYCOL PUMP SKID | no data | FGS | no data | Open | no data | no data | no data
00-VFGS981 | GLYCOL FILL ISOLATION | no data | FUEL GAS DEW POINT HEATER/GLYCOL PUMP SKID | no data | FGS | no data | CLOSED | no data | no data | no data
00-VFGS984 | GLYCOL TANK SEPERATOR DRAIN VALV | no data | FUEL GAS DEW POINT HEATER/GLYCOL PUMP SKID | no data | FGS | no data | CLOSED | no data | no data | no data
00-VFGS976 | GLYCOL EXPANSION TANK ISOLATION | no data | FUEL GAS DEW POINT HEATER/GLYCOL PUMP SKID | no data | FGS | no data | OPEN | no data | no data | no data
00-VFGS977 | GLYCOL EXPANSION TANK VENT | no data | FUEL GAS DEW POINT HEATER/GLYCOL PUMP SKID | no data | FGS | no data | CLOSED | no data | no data | no data
00-VFGS987 | GLYCOL EXPANSION TANK DRAIN | no data | FUEL GAS DEW POINT HEATER/GLYCOL PUMP SKID | no data | FGS | no data | CLOSED | no data | no data | no data
00-VFGS968 | GLYCOL PUMP SUCTION TRANSMITTER ISOLATION | no data | FUEL GAS DEW POINT HEATER/GLYCOL PUMP SKID | no data | FGS | no data | OPEN | no data | no data | no data
00-VFGS969 | GLYCOL PUMP SUCTION TRANSMITTER ISOLATION | no data | FUEL GAS DEW POINT HEATER/GLYCOL PUMP SKID | no data | FGS | no data | OPEN | no data | no data | no data
00-VFGS968A | GLYCOL PUMP "A" SUCTION | no data | FUEL GAS DEW POINT HEATER/GLYCOL PUMP SKID | no data | FGS | no data | OPEN | no data | no data | no data
00-VFGS969A | GLYCOL PUMP "A" SUCTION STRAINER DP ISOLATION | no data | FUEL GAS DEW POINT HEATER/GLYCOL PUMP SKID | no data | FGS | no data | OPEN | no data | no data | no data
00-VFGS970A | GLYCOL PUMP "A" SUCTION STRAINER DP ISOLATION | no data | FUEL GAS DEW POINT HEATER/GLYCOL PUMP SKID | no data | FGS | no data | OPEN | no data | no data | no data
00-VFGS971A | GLYCOL PUMP "A" SUCTION STRAINER DRAIN | no data | FUEL GAS DEW POINT HEATER/GLYCOL PUMP SKID | no data | FGS | no data | CLOSED | no data | no data | no data
00-VFGS974A | GLYCOL PUMP "A" DISCHARGE | no data | FUEL GAS DEW POINT HEATER/GLYCOL PUMP SKID | no data | FGS | no data | OPEN | no data | no data | no data
00-VFGS973A | GLYCOL PUMP "A" DISCHARGE DRAIN | no data | FUEL GAS DEW POINT HEATER/GLYCOL PUMP SKID | no data | FGS | no data | CLOSED | no data | no data | no data
00-VFGS972A | RECIRC ISOLATION PUMP "A" | no data | FUEL GAS DEW POINT HEATER/GLYCOL PUMP SKID | no data | FGS | no data | OPEN | no data | no data | no data
00-VFGS968B | GLYCOL PUMP "B" SUCTION | no data | FUEL GAS DEW POINT HEATER/GLYCOL PUMP SKID | no data | FGS | no data | OPEN | no data | no data | no data
00-VFGS969B | GLYCOL PUMP "B" SUCTION STRAINER DP ISOLATION | no data | FUEL GAS DEW POINT HEATER/GLYCOL PUMP SKID | no data | FGS | no data | OPEN | no data | no data | no data
00-VFGS970B | GLYCOL PUMP "B" SUCTION STRAINER DP ISOLATION | no data | FUEL GAS DEW POINT HEATER/GLYCOL PUMP SKID | no data | FGS | no data | OPEN | no data | no data | no data
00-VFGS971B | GLYCOL PUMP "B" SUCTION STRAINER DRAIN | no data | FUEL GAS DEW POINT HEATER/GLYCOL PUMP SKID | no data | FGS | no data | CLOSED | no data | no data | no data
00-VFGS974B | GLYCOL PUMP "B" DISCHARGE | no data | FUEL GAS DEW POINT HEATER/GLYCOL PUMP SKID | no data | FGS | no data | OPEN | no data | no data | no data
00-VFGS973B | GLYCOL PUMP "B" DISCHARGE DRAIN | no data | FUEL GAS DEW POINT HEATER/GLYCOL PUMP SKID | no data | FGS | no data | CLOSED | no data | no data | no data
00-VFGS972B | RECIRC ISOLATION PUMP "B" | no data | FUEL GAS DEW POINT HEATER/GLYCOL PUMP SKID | no data | FGS | no data | OPEN | no data | no data | no data
00-VFGS974 | GLYCOL PUMPS DISCHARGE PRESSURE TRANSMITTER | no data | FUEL GAS DEW POINT HEATER/GLYCOL PUMP SKID | no data | FGS | no data | OPEN | no data | no data | no data
00-VFGS975 | GLYCOL PUMPS DISCHARGE PRESSURE TRANSMITTER | no data | FUEL GAS DEW POINT HEATER/GLYCOL PUMP SKID | no data | FGS | no data | OPEN | no data | no data | no data
00-VFGS983 | GLYCOL HEATER DP GUAGE HIGH SIDE ISOLATION | no data | FUEL GAS DEW POINT HEATER/GLYCOL PUMP SKID | no data | FGS | no data | OPEN | no data | no data | no data
00-VFGS951 | GLYCOL HEATER DP GUAGE LOW SIDE ISOLATION | no data | FUEL GAS DEW POINT HEATER/GLYCOL PUMP SKID | no data | FGS | no data | OPEN | no data | no data | no data
00-VFGS953 | GLYCOL HEATER DP DRAIN | no data | FUEL GAS DEW POINT HEATER/GLYCOL PUMP SKID | no data | FGS | no data | CLOSED | no data | no data | no data
00-VFGS984 | GLYCOL HEATER DP DRAIN | no data | FUEL GAS DEW POINT HEATER/GLYCOL PUMP SKID | no data | FGS | no data | CLOSED | no data | no data | no data
00-VFGS985 | GLYCOL HEATER GAS ISOLATION | no data | FUEL GAS DEW POINT HEATER/GLYCOL PUMP SKID | no data | FGS | no data | OPEN | no data | no data | no data
00-VFGS986 | GLYCOL HEATER GAS STRAINER DRAIN | no data | FUEL GAS DEW POINT HEATER/GLYCOL PUMP SKID | no data | FGS | no data | CLOSED | no data | no data | no data
00-VFGS001 | GLYCOL HEATER GAS FLOW METER INLET VALVE | no data | FUEL GAS DEW POINT HEATER/GLYCOL PUMP SKID | no data | FGS | no data | OPEN | no data | no data | no data
00-VFGS002 | GLYCOL HEATER GAS FLOW METER INLET DRAIN | no data | FUEL GAS DEW POINT HEATER/GLYCOL PUMP SKID | no data | FGS | no data | CLOSED | no data | no data | no data
00-VFGS021 | GLYCOL HEATER GAS PILOT ISOLATION | no data | FUEL GAS DEW POINT HEATER/GLYCOL PUMP SKID | no data | FGS | no data | OPEN | no data | no data | no data
00-VFGS025 | GLYCOL HEATER PILOT HEADER DRAIN VALVE | no data | FUEL GAS DEW POINT HEATER/GLYCOL PUMP SKID | no data | FGS | no data | CLOSED | no data | no data | no data
00-VFGS027 | GLYCOL HEATER PILOT HEADER DRAIN VALVE | no data | FUEL GAS DEW POINT HEATER/GLYCOL PUMP SKID | no data | FGS | no data | CLOSED | no data | no data | no data
00-VFGS028 | GLYCOL HEATER PILOT GAS TO BURNER ISOLATION | no data | FUEL GAS DEW POINT HEATER/GLYCOL PUMP SKID | no data | FGS | no data | OPEN | no data | no data | no data
00-VFGS007 | GLYCOL HEATER MAIN GAS HEADER DRAIN | no data | FUEL GAS DEW POINT HEATER/GLYCOL PUMP SKID | no data | FGS | no data | CLOSED | no data | no data | no data
00-VFGS009 | GLYCOL HEATER MAIN GAS HEADER DRAIN | no data | FUEL GAS DEW POINT HEATER/GLYCOL PUMP SKID | no data | FGS | no data | CLOSED | no data | no data | no data
00-VFGS016 | GLYCOL HEATER MAIN GAS HEADER DRAIN | no data | FUEL GAS DEW POINT HEATER/GLYCOL PUMP SKID | no data | FGS | no data | CLOSED | no data | no data | no data
00-VFGS018 | GLYCOH HEATER MAIN GAS ISOLATION BEFORE BURNER | no data | FUEL GAS DEW POINT HEATER/GLYCOL PUMP SKID | no data | FGS | no data | OPEN | no data | no data | no data
00-VFGS755 | GLYCOL HEAT EXCHANGER NITROGEN PURGE/VENT (GAS SIDE) | no data | GLYCOL HEAT EXCHANGER SKID | no data | FGS | no data | CLOSED | no data | no data | no data
00-VFGS758 | GLYCOL HEAT EXCHANGER NITROGEN PURGE/VENT (GAS SIDE) | no data | GLYCOL HEAT EXCHANGER SKID | no data | FGS | no data | CLOSED | no data | no data | no data
00-VFGS855 | GLYCOL HEAT EXCHANGER NITROGEN PURGE/VENT (GAS SIDE) | no data | GLYCOL HEAT EXCHANGER SKID | no data | FGS | no data | CLOSED | no data | no data | no data
00-VFGS858 | GLYCOL HEAT EXCHANGER NITROGEN PURGE/VENT (GAS SIDE) | no data | GLYCOL HEAT EXCHANGER SKID | no data | FGS | no data | CLOSED | no data | no data | no data
00-VFGS959 | GLYCOL HEATER VENT (GLYCOL SIDE) | no data | GLYCOL HEAT EXCHANGER SKID | no data | FGS | no data | CLOSED | no data | no data | no data
00-VFGS958 | GLYCOL HEATER DRAIN (GLYCOL SIDE) | no data | GLYCOL HEAT EXCHANGER SKID | no data | FGS | no data | CLOSED | no data | no data | no data
00-VFGS965 | GLYCOL HEATER VENT (GLYCOL SIDE) | no data | GLYCOL HEAT EXCHANGER SKID | no data | FGS | no data | CLOSED | no data | no data | no data
00-VFGS964 | GLYCOL HEATER DRAIN (GLYCOL SIDE) | no data | GLYCOL HEAT EXCHANGER SKID | no data | FGS | no data | CLOSED | no data | no data | no data
00-VFGS224 | glycol heat exchanger bypass/temperature control valve #1 | no data | GLYCOL HEAT EXCHANGER SKID | no data | FGS | no data | THROTTLED | no data | no data | no data
00-VFGS225 | glycol to fuel gas heat exchanger inlet #1 | no data | GLYCOL HEAT EXCHANGER SKID | no data | FGS | no data | Open | no data | no data | no data
00-VFGS226 | glycol from fuel gas heat exchanger outlet #1 | no data | GLYCOL HEAT EXCHANGER SKID | no data | FGS | no data | Open | no data | no data | no data
00-VFGS238 | glycol to fuel gas heat exchanger inlet #2 | no data | GLYCOL HEAT EXCHANGER SKID | no data | FGS | no data | OPEN | no data | no data | no data
00-VFGS239 | glycol from fuel gas heat exchanger outlet #2 | no data | GLYCOL HEAT EXCHANGER SKID | no data | FGS | no data | OPEN | no data | no data | no data
00-VFGS240 | glycol heat exchanger bypass/temperature control valve #2 | no data | GLYCOL HEAT EXCHANGER SKID | no data | FGS | no data | CLOSED | no data | no data | no data
00-VFGS152 | GLYCOL HEAT EXCHANGER VENT | no data | GLYCOL HEAT EXCHANGER SKID | no data | FGS | no data | CLOSED | no data | no data | no data
00-VFGS151 | GLYCOL HEAT EXCHANGER VENT | no data | GLYCOL HEAT EXCHANGER SKID | no data | FGS | no data | CLOSED | no data | no data | no data
00-VFGS246 | GLYCOL RECIRC PUMP INLET | no data | GLYCOL HEAT EXCHANGER SKID | no data | FGS | no data | OPEN | no data | no data | no data
00-VFGS245 | GLYCOL RECIRC PUMP OUTLET | no data | GLYCOL HEAT EXCHANGER SKID | no data | FGS | no data | OPEN | no data | no data | no data
00-VFGS150 | GLYCOL SUPPLY VENT/DRAIN | no data | GLYCOL HEAT EXCHANGER SKID | no data | FGS | no data | CLOSED | no data | no data | no data
00-VFGS853 | PRESS TRANSMITTER ISOLATION #2 HEAT EXCHANGER INLET | no data | GLYCOL HEAT EXCHANGER SKID | no data | FGS | no data | OPEN | no data | no data | no data
00-VFGS859 | PRESS TRANSMITTER ISOLATION #2 HEAT EXCHANGER INLET | no data | GLYCOL HEAT EXCHANGER SKID | no data | FGS | no data | OPEN | no data | no data | no data
00-VFGS753 | PRESS TRANSMITTER ISOLATION #1 HEAT EXCHANGER INLET | no data | GLYCOL HEAT EXCHANGER SKID | no data | FGS | no data | OPEN | no data | no data | no data
00-VFGS759 | PRESS TRANSMITTER ISOLATION #1 HEAT EXCHANGER INLET | no data | GLYCOL HEAT EXCHANGER SKID | no data | FGS | no data | OPEN | no data | no data | no data
00-VFGS200 | SKID08 HP reg station outlet to CT FUEAL GAS HEADER | no data | HP REGULATING STATION (08) | no data | FGS | no data | Open | no data | no data | no data
00-VFGS782 | 6" OUTLET TO ELECTRIC HEATER NITROGEN PURGE/VENT | no data | HP REGULATING STATION (08) | no data | FGS | no data | CLOSED | no data | no data | no data
00-VFGS783 | 6" OUTLET TO ELECTRIC HEATER | no data | HP REGULATING STATION (08) | no data | FGS | no data | OPEN | no data | no data | no data
00-VFGS776 | 8" LOW FLOW REGULATING STATION INLET | no data | HP REGULATING STATION (08) | no data | FGS | no data | Open | no data | no data | no data
00-VFGS776D | 8" LOW FLOW REGULATING STATION INLET DRAIN | no data | HP REGULATING STATION (08) | no data | FGS | no data | CLOSED | no data | no data | no data
00-VFGS782 | LOW FLOW NITROGEN PURGE/DRAIN | no data | HP REGULATING STATION (08) | no data | FGS | no data | CLOSED | no data | no data | no data
00-VFGS790 | LOW FLOW REG. STATION INNERSTAGE NITROGEN PURGE/VENT | no data | HP REGULATING STATION (08) | no data | FGS | no data | CLOSED | no data | no data | no data
00-VFGS793 | LOW FLOW REG. STATION OUTLET NITROGEN PURGE/VENT | no data | HP REGULATING STATION (08) | no data | FGS | no data | CLOSED | no data | no data | no data
00-VFGS777 | 8" LOW FLOW REGULATING STATION INLET | no data | HP REGULATING STATION (08) | no data | FGS | no data | Open | no data | no data | no data
00-VFGS777D | 8" LOW FLOW REGULATING STATION INLET DRAIN | no data | HP REGULATING STATION (08) | no data | FGS | no data | CLOSED | no data | no data | no data
00-VFGS794 | REDUCED GAS HEADER NITROGEN PURGE/DRAIN | no data | HP REGULATING STATION (08) | no data | FGS | no data | Closed | no data | no data | no data
00-VFGS774 | 16" SEC. REGULATING STATION INLET | no data | HP REGULATING STATION (08) | no data | FGS | no data | Open | no data | no data | no data
00-VFGS774D | 16" SEC. REGULATING STATION INLET DRAIN | no data | HP REGULATING STATION (08) | no data | FGS | no data | CLOSED | no data | no data | no data
00-VFGS781 | SEC. REG. STATION NITROGEN PURGE/DRAIN | no data | HP REGULATING STATION (08) | no data | FGS | no data | CLOSED | no data | no data | no data
00-VFGS789 | SEC. REG. STATION INNERSTAGE NITROGEN PURGE/VENT | no data | HP REGULATING STATION (08) | no data | FGS | no data | CLOSED | no data | no data | no data
00-VFGS792 | SEC. REG. STATION OUTLET NITROGEN PURGE/VENT | no data | HP REGULATING STATION (08) | no data | FGS | no data | CLOSED | no data | no data | no data
00-VFGS775 | 16" SEC. REGULATING STATION OUTLET | no data | HP REGULATING STATION (08) | no data | FGS | no data | Open | no data | no data | no data
00-VFGS775D | 16" SEC. REGULATING STATION OUTLET DRAIN | no data | HP REGULATING STATION (08) | no data | FGS | no data | CLOSED | no data | no data | no data
00-VFGS772 | 16" PRI. REGULATING STATION INLET | no data | HP REGULATING STATION (08) | no data | FGS | no data | Open | no data | no data | no data
00-VFGS772D | 16" PRI. REGULATING STATION INLET DRAIN | no data | HP REGULATING STATION (08) | no data | FGS | no data | CLOSED | no data | no data | no data
00-VFGS780 | PRI. REG. STATION NITROGEN PURGE/DRAIN | no data | HP REGULATING STATION (08) | no data | FGS | no data | Closed | no data | no data | no data
00-VFGS788 | PRI. REG. STATION INNERSTAGE NITROGEN PURGE/VENT | no data | HP REGULATING STATION (08) | no data | FGS | no data | CLOSED | no data | no data | no data
00-VFGS791 | PRI. REG. STATION OUTLET NITROGEN PURGE/VENT | no data | HP REGULATING STATION (08) | no data | FGS | no data | CLOSED | no data | no data | no data
00-VFGS773 | 16" PRI. REGULATING STATION OULET | no data | HP REGULATING STATION (08) | no data | FGS | no data | OPEN | no data | no data | no data
00-VFGS773D | 16" PRI. REGULATING STATION OULET DRAIN | no data | HP REGULATING STATION (08) | no data | FGS | no data | CLOSED | no data | no data | no data
00-VFGS783 | 6" OUTLET TO ELECTRIC HEATER | no data | HP REGULATING STATION (08) | no data | FGS | no data | OPEN | no data | no data | no data
00-VFGS253 | SKID08 HP reg. station outlet to fuel gas compressors | no data | HP REGULATING STATION (08) | no data | FGS | no data | OPEN | no data | no data | no data
00-VFGS258 | N2 Purge Isolation | no data | HP REGULATING STATION (08) | no data | FGS | no data | Closed | no data | no data | no data
00-VFGS261 | GAS TO LP HEATER VENT | no data | HP REGULATING STATION (08) | no data | FGS | no data | CLOSED | no data | no data | no data
00-VFGS262 | GAS TO LP HEATER VENT | no data | HP REGULATING STATION (08) | no data | FGS | no data | CLOSED | no data | no data | no data
00-VFGS263 | COMMON ISOLTION AFTER ELECTRIC HEATER | no data | HP REGULATING STATION (08) | no data | FGS | no data | OPEN | no data | no data | no data
00-VFGS260 | COMMON ISOLTION BEFORE ELECTRIC HEATER | no data | HP REGULATING STATION (08) | no data | FGS | no data | OPEN | no data | no data | no data
00-VFGS259 | LP GAS SUPPLY TO ELECTRIC HEATER | no data | HP REGULATING STATION (08) | no data | FGS | no data | OPEN | no data | no data | no data
VFGS783? | LP GAS SUPPLY TO ELECTRIC HEATER | no data | HP REGULATING STATION (08) | no data | FGS | no data | OPEN | no data | no data | no data
00-VFGS778 | COMMON REG STATION OULET PRESS TRANSMITTER ISO. VALVE | no data | HP REGULATING STATION (08) | no data | FGS | no data | OPEN | no data | no data | no data
00-VFGS779 | COMMON REG STATION OULET PRESS TRANSMITTER ISO. VALVE | no data | HP REGULATING STATION (08) | no data | FGS | no data | OPEN | no data | no data | no data
00-VFGS788D | YV-788 DRAIN VALVE | no data | HP REGULATING STATION (08) | no data | FGS | no data | CLOSED | no data | no data | no data
00-VFGS785D | YV-785 DRAIN VALVE | no data | HP REGULATING STATION (08) | no data | FGS | no data | CLOSED | no data | no data | no data
00-VFGS787 | YV-787 DRAIN VALVE | no data | HP REGULATING STATION (08) | no data | FGS | no data | CLOSED | no data | no data | no data
00-VFGS210 | SKID09 hp reg station outlet bypass FG compressor | no data | HP REGULATING STATION (09) | no data | FGS | no data | OPEN | no data | no data | no data
00-VFGS201 | SKID09 HP REG STATION low pressure gas heater isolation | no data | HP REGULATING STATION (09) | no data | FGS | no data | OPEN | no data | no data | no data
VFGS883?? | SKID09 HP REG STATION low pressure gas heater isolation | no data | HP REGULATING STATION (09) | no data | FGS | no data | OPEN | no data | no data | no data
00-VFGS876 | 8" LOW FLOW REGULATING STATION INLET | no data | HP REGULATING STATION (09) | no data | FGS | no data | Open | no data | no data | no data
00-VFGS876D | 8" LOW FLOW REGULATING STATION INLET DRAIN | no data | HP REGULATING STATION (09) | no data | FGS | no data | CLOSED | no data | no data | no data
00-VFGS882 | LOW FLOW NITROGEN PURGE/DRAIN | no data | HP REGULATING STATION (09) | no data | FGS | no data | CLOSED | no data | no data | no data
00-VFGS890 | LOW FLOW REG. STATION INNERSTAGE NITROGEN PURGE/VENT | no data | HP REGULATING STATION (09) | no data | FGS | no data | CLOSED | no data | no data | no data
00-VFGS893 | LOW FLOW REG. STATION OUTLET NITROGEN PURGE/VENT | no data | HP REGULATING STATION (09) | no data | FGS | no data | CLOSED | no data | no data | no data
00-VFGS877 | 8" LOW FLOW REGULATING STATION OUTLET | no data | HP REGULATING STATION (09) | no data | FGS | no data | OPEN | no data | no data | no data
00-VFGS877D | 8" LOW FLOW REGULATING STATION OUTLET DRAIN | no data | HP REGULATING STATION (09) | no data | FGS | no data | CLOSED | no data | no data | no data
00-VFGS894 | REDUCED GAS HEADER NITROGEN PURGE/DRAIN | no data | HP REGULATING STATION (09) | no data | FGS | no data | CLOSED | no data | no data | no data
00-VFGS874 | 16" SEC. REGULATING STATION INLET | no data | HP REGULATING STATION (09) | no data | FGS | no data | OPEN | no data | no data | no data
00-VFGS874D | 16" SEC. REGULATING STATION INLET DRAIN | no data | HP REGULATING STATION (09) | no data | FGS | no data | CLOSED | no data | no data | no data
00-VFGS881 | SEC. REG. STATION NITROGEN PURGE/DRAIN | no data | HP REGULATING STATION (09) | no data | FGS | no data | CLOSED | no data | no data | no data
00-VFGS889 | SEC. REG. STATION INNERSTAGE NITROGEN PURGE/VENT | no data | HP REGULATING STATION (09) | no data | FGS | no data | CLOSED | no data | no data | no data
00-VFGS892 | SEC. REG. STATION OUTLET NITROGEN PURGE/VENT | no data | HP REGULATING STATION (09) | no data | FGS | no data | CLOSED | no data | no data | no data
00-VFGS875 | 16" SEC. REGULATING STATION OUTLET | no data | HP REGULATING STATION (09) | no data | FGS | no data | OPEN | no data | no data | no data
00-VFGS875D | 16" SEC. REGULATING STATION OUTLET DRAIN | no data | HP REGULATING STATION (09) | no data | FGS | no data | CLOSED | no data | no data | no data
00-VFGS883?? | 6" OUTLET TO ELECTRIC HEATER | no data | HP REGULATING STATION (09) | no data | FGS | no data | Open | no data | no data | no data
00-VFGS872 | 16" PRI. REGULATING STATION INLET | no data | HP REGULATING STATION (09) | no data | FGS | no data | Open | no data | no data | no data
00-VFGS872D | 16" PRI. REGULATING STATION INLET DRAIN | no data | HP REGULATING STATION (09) | no data | FGS | no data | CLOSED | no data | no data | no data
00-VFGS880 | PRI. REG. STATION NITROGEN PURGE/DRAIN | no data | HP REGULATING STATION (09) | no data | FGS | no data | Closed | no data | no data | no data
00-VFGS888 | PRI. REG. STATION INNERSTAGE NITROGEN PURGE/VENT | no data | HP REGULATING STATION (09) | no data | FGS | no data | CLOSED | no data | no data | no data
00-VFGS891 | PRI. REG. STATION OUTLET NITROGEN PURGE/VENT | no data | HP REGULATING STATION (09) | no data | FGS | no data | CLOSED | no data | no data | no data
00-VFGS873 | 16" PRI. REGULATING STATION OULET | no data | HP REGULATING STATION (09) | no data | FGS | no data | OPEN | no data | no data | no data
00-VFGS873D | 16" PRI. REGULATING STATION OULET DRAIN | no data | HP REGULATING STATION (09) | no data | FGS | no data | no data | no data | no data | no data
00-VFGS257 | SKID09 HP reg. station outlet to fueal gas compressors | no data | HP REGULATING STATION (09) | no data | FGS | no data | Open | no data | no data | no data
00-VFGS254 | N2 Purge Isolation | no data | HP REGULATING STATION (09) | no data | FGS | no data | Closed | no data | no data | no data
00-VFGS257 | SKID 9 OUTLET TO GAS COMPRESSORS | no data | HP REGULATING STATION (09) | no data | FGS | no data | OPEN | no data | no data | no data
00-VFGS884 | 6" TO ELECTIC HEATER NITROGEN PURGE/VENT | no data | HP REGULATING STATION (09) | no data | FGS | no data | CLOSED | no data | no data | no data
00-VFGS887D | YV-887 DRAIN | no data | HP REGULATING STATION (09) | no data | FGS | no data | CLOSED | no data | no data | no data
00-VFGS878 | REGSTAION SKID 9 OUTLET PRESSURE TRANSMITTER | no data | HP REGULATING STATION (09) | no data | FGS | no data | OPEN | no data | no data | no data
00-VFGS879 | REGSTAION SKID 9 OUTLET PRESSURE TRANSMITTER | no data | HP REGULATING STATION (09) | no data | FGS | no data | OPEN | no data | no data | no data
00-VFGS888D | YV-888 DRAIN | no data | HP REGULATING STATION (09) | no data | FGS | no data | CLOSED | no data | no data | no data
00-VFGS885D | YV-885 DRAIN | no data | HP REGULATING STATION (09) | no data | FGS | no data | CLOSED | no data | no data | no data
00-VFGS901 | LP HEATER GAS NITROGEN PURGE/DRAIN VALVE | no data | LP ELECTRIC HEATER | no data | FGS | no data | CLOSED | no data | no data | no data
00-VFGS278 | Equipment Isolation (ANR/NB to chromatograph) | no data | BOP GAS CHROMATOGRAPH | no data | FGS | no data | OPEN | no data | no data | no data
00-VFGS279 | Equipment Isolation (Mix to chromatograph) | no data | BOP GAS CHROMATOGRAPH | no data | FGS | no data | OPEN | no data | no data | no data
00-VFGS280 | Equipment Isolation (Alliance to chromatograph) | no data | BOP GAS CHROMATOGRAPH | no data | FGS | no data | OPEN | no data | no data | no data
00-VFGS133 | GT Fuel Gas Calorie Meter Sample Tubing Isolation | no data | GT FUEL GAS CALORIE METER | no data | FGS | no data | OPEN | no data | no data | no data
00-VFGS136 | GT Fuel Gas Calorie Meter Sample Vent | no data | GT FUEL GAS CALORIE METER | no data | FGS | no data | CLOSED | no data | no data | no data
00-VFGS137 | GT Fuel Gas Calorie Meter Sample Tubing Isolation | no data | GT FUEL GAS CALORIE METER | no data | FGS | no data | OPEN | no data | no data | no data
00-VFGS202F | FG compressor"A" gas inlet | no data | FUEL GAS COMPRESSOR "A" | no data | FGS | no data | OPEN | no data | no data | no data
00-VFGS205F | FG compressor"A" gas outlet | no data | FUEL GAS COMPRESSOR "A" | no data | FGS | no data | OPEN | no data | no data | no data
00-VFGS281 | N2 Purge/vent Isolation (A compressor outlet) | no data | FUEL GAS COMPRESSOR "A" | no data | FGS | no data | CLOSED | no data | no data | no data
00-VFGS476 | GAS COMPRESSOR"A" INLET BLOCK VALVE | no data | FUEL GAS COMPRESSOR "A" | no data | FGS | no data | OPEN | no data | no data | no data
00-VFGS442A | GAS COMPRESSOR"A" S/U PURGE INLET BLOCK VALVE | no data | FUEL GAS COMPRESSOR "A" | no data | FGS | no data | OPEN | no data | no data | no data
00-VFGS442B | GAS COMPRESSOR"A" S/U PURGE OUTLET BLOCK VALVE | no data | FUEL GAS COMPRESSOR "A" | no data | FGS | no data | OPEN | no data | no data | no data
00-VFGS442C | GAS COMPRESSOR"A" GAS PURGE NITROGEN FILL/DRAIN VALVE | no data | FUEL GAS COMPRESSOR "A" | no data | FGS | no data | CLOSED | no data | no data | no data
00-VFGS446 | GAS COMPRESSOR"A" INLET HEADER DRAIN | no data | FUEL GAS COMPRESSOR "A" | no data | FGS | no data | CLOSED | no data | no data | no data
00-VFGS448 | GAS COMPRESSOR"A" GAS SUPPLY TO SEAL FILTER | no data | FUEL GAS COMPRESSOR "A" | no data | FGS | no data | OPEN | no data | no data | no data
00-VFGS452 | GAS COMPRESSOR"A" DISCHARGE CONTROL VALVE BLEED | no data | FUEL GAS COMPRESSOR "A" | no data | FGS | no data | CLOSED | no data | no data | no data
00-VFGS479 | GAS COMPRESSOR"A" OUTLET BLOCK VALVE | no data | FUEL GAS COMPRESSOR "A" | no data | FGS | no data | OPEN | no data | no data | no data
00-VFGS401A | GAS COMPRESSOR"A" SEAL SUPPLY FLOW VALVE | no data | FUEL GAS COMPRESSOR "A" | no data | FGS | no data | OPEN | no data | no data | no data
00-VFGS401B | GAS COMPRESSOR"A" SEAL SUPPLY BLOCK VALVE | no data | FUEL GAS COMPRESSOR "A" | no data | FGS | no data | OPEN | no data | no data | no data
00-VFGS404 | NITROGEN SUPPLY TO SEAL BLOCK VALVE | no data | FUEL GAS COMPRESSOR "A" | no data | FGS | no data | Open | no data | no data | no data
00-VFGS424E | GAS COMPRESSOR"A" LUBE OIL FILTER PRESSURE EQUALIZATION VALVE | no data | FUEL GAS COMPRESSOR "A" | no data | FGS | no data | CLOSED | no data | no data | no data
00-VFGS424A | GAS COMPRESSOR"A" 227A OIL FILTER VENT VALVE | no data | FUEL GAS COMPRESSOR "A" | no data | FGS | no data | CLOSED | no data | no data | no data
00-VFGS424G | GAS COMPRESSOR"A" 227B OIL FILTER VENT VALVE | no data | FUEL GAS COMPRESSOR "A" | no data | FGS | no data | CLOSED | no data | no data | no data
00-VFGS422 | GAS COMPRESSOR"A" CONTROL OIL TO VALVE 00-PSV-FGS-421 ISOLATION | no data | FUEL GAS COMPRESSOR "A" | no data | FGS | no data | OPEN | no data | no data | no data
00-VFGS423 | GAS COMPRESSOR"A" OIL RESERVOIR DRAIN | no data | FUEL GAS COMPRESSOR "A" | no data | FGS | no data | CLOSED | no data | no data | no data
00-VFGS302 | FG Nitrogen Supply Isolation (A compressor) | no data | FUEL GAS COMPRESSOR "A" | no data | FGS | no data | OPEN | no data | no data | no data
00-VFGS449A | GAS COMPRESSOR "A" COMPRESSOR DISCHARGE PRESSURE TRANSMITER | no data | FUEL GAS COMPRESSOR "A" | no data | FGS | no data | OPEN | no data | no data | no data
00-VFGS445A | GAS COMPRESSOR "A" COMPRESSOR INLET PRESSURE TRANSMITER | no data | FUEL GAS COMPRESSOR "A" | no data | FGS | no data | OPEN | no data | no data | no data
00-VFGS450A | GAS COMPRESSOR "A" FLOW METER HIGH SIDE ISOLATION | no data | FUEL GAS COMPRESSOR "A" | no data | FGS | no data | OPEN | no data | no data | no data
00-VFGS450B | GAS COMPRESSOR "A" FLOW METER LOW SIDE ISOLATION | no data | FUEL GAS COMPRESSOR "A" | no data | FGS | no data | OPEN | no data | no data | no data
00-VFGS400A | GAS COMPRESSOR "A" SEAL GAS SUPPLY FILTER DP TRANSMITTER HIGH SIDE | no data | FUEL GAS COMPRESSOR "A" | no data | FGS | no data | OPEN | no data | no data | no data
00-VFGS400B | GAS COMPRESSOR "A" SEAL GAS SUPPLY FILTER DP TRANSMITTER LOW SIDE | no data | FUEL GAS COMPRESSOR "A" | no data | FGS | no data | OPEN | no data | no data | no data
00-VFGS403A | GAS COMPRESSOR "A" SEAL VENT PRESSURE TRANSMITTER ISOLATION | no data | FUEL GAS COMPRESSOR "A" | no data | FGS | no data | OPEN | no data | no data | no data
00-VFGS149 | GAS COMPRESSOR "A" LUBE OIL SUPPLY DRAIN | no data | FUEL GAS COMPRESSOR "A" | no data | FGS | no data | CLOSED | no data | no data | no data
00-VFGS148 | GAS COMPRESSOR "A" LUBE OIL RETURN DRAIN | no data | FUEL GAS COMPRESSOR "A" | no data | FGS | no data | CLOSED | no data | no data | no data
00-VFGS203F | FG compressor"B" gas inlet | no data | FUEL GAS COMPRESSOR "B" | no data | FGS | no data | OPEN | no data | no data | no data
00-VFGS206F | FG compressor"B" gas outlet | no data | FUEL GAS COMPRESSOR "B" | no data | FGS | no data | OPEN | no data | no data | no data
00-VFGS282 | N2 Purge/vent Isolation (B compressor outlet) | no data | FUEL GAS COMPRESSOR "B" | no data | FGS | no data | CLOSED | no data | no data | no data
nodata | GAS COMPRESSOR"B" INLET BLOCK VALVE | no data | FUEL GAS COMPRESSOR "B" | no data | FGS | no data | OPEN | no data | no data | no data
nodata | GAS COMPRESSOR"B" S/U PURGE INLET BLOCK VALVE | no data | FUEL GAS COMPRESSOR "B" | no data | FGS | no data | OPEN | no data | no data | no data
nodata | GAS COMPRESSOR"B" S/U PURGE OUTLET BLOCK VALVE | no data | FUEL GAS COMPRESSOR "B" | no data | FGS | no data | OPEN | no data | no data | no data
nodata | GAS COMPRESSOR"B" GAS PURGE NITROGEN FILL/DRAIN VALVE | no data | FUEL GAS COMPRESSOR "B" | no data | FGS | no data | CLOSED | no data | no data | no data
nodata | GAS COMPRESSOR"B" INLET HEADER DRAIN | no data | FUEL GAS COMPRESSOR "B" | no data | FGS | no data | CLOSED | no data | no data | no data
nodata | GAS COMPRESSOR"B" GAS SUPPLY TO SEAL FILTER | no data | FUEL GAS COMPRESSOR "B" | no data | FGS | no data | OPEN | no data | no data | no data
nodata | GAS COMPRESSOR"B" DISCHARGE CONTROL VALVE BLEED | no data | FUEL GAS COMPRESSOR "B" | no data | FGS | no data | CLOSED | no data | no data | no data
nodata | GAS COMPRESSOR"B" OUTLET BLOCK VALVE | no data | FUEL GAS COMPRESSOR "B" | no data | FGS | no data | OPEN | no data | no data | no data
nodata | GAS COMPRESSOR"B" SEAL SUPPLY FLOW VALVE | no data | FUEL GAS COMPRESSOR "B" | no data | FGS | no data | OPEN | no data | no data | no data
nodata | GAS COMPRESSOR"B" SEAL SUPPLY BLOCK VALVE | no data | FUEL GAS COMPRESSOR "B" | no data | FGS | no data | OPEN | no data | no data | no data
nodata | NITROGEN SUPPLY TO SEAL BLOCK VALVE | no data | FUEL GAS COMPRESSOR "B" | no data | FGS | no data | Open | no data | no data | no data
nodata | GAS COMPRESSOR"B" LUBE OIL FILTER PRESSURE EQUALIZATION VALVE | no data | FUEL GAS COMPRESSOR "B" | no data | FGS | no data | CLOSED | no data | no data | no data
nodata | GAS COMPRESSOR"B" 227A OIL FILTER VENT VALVE | no data | FUEL GAS COMPRESSOR "B" | no data | FGS | no data | CLOSED | no data | no data | no data
nodata | GAS COMPRESSOR"B" 227B OIL FILTER VENT VALVE | no data | FUEL GAS COMPRESSOR "B" | no data | FGS | no data | CLOSED | no data | no data | no data
nodata | GAS COMPRESSOR"B" CONTROL OIL TO VALVE 00-PSV-FGS-421 ISOLATION | no data | FUEL GAS COMPRESSOR "B" | no data | FGS | no data | OPEN | no data | no data | no data
nodata | GAS COMPRESSOR"B" OIL RESERVOIR DRAIN | no data | FUEL GAS COMPRESSOR "B" | no data | FGS | no data | CLOSED | no data | no data | no data
00-VFGS303 | FG Nitrogen Supply Isolation (A compressor) | no data | FUEL GAS COMPRESSOR "B" | no data | FGS | no data | OPEN | no data | no data | no data
nodata | GAS COMPRESSOR "B" COMPRESSOR DISCHARGE PRESSURE TRANSMITER | no data | FUEL GAS COMPRESSOR "B" | no data | FGS | no data | OPEN | no data | no data | no data
nodata | GAS COMPRESSOR "B" COMPRESSOR INLET PRESSURE TRANSMITER | no data | FUEL GAS COMPRESSOR "B" | no data | FGS | no data | OPEN | no data | no data | no data
nodata | GAS COMPRESSOR "B" FLOW METER HIGH SIDE ISOLATION | no data | FUEL GAS COMPRESSOR "B" | no data | FGS | no data | OPEN | no data | no data | no data
nodata | GAS COMPRESSOR "B" FLOW METER LOW SIDE ISOLATION | no data | FUEL GAS COMPRESSOR "B" | no data | FGS | no data | OPEN | no data | no data | no data
nodata | GAS COMPRESSOR "B" SEAL GAS SUPPLY FILTER DP TRANSMITTER HIGH SIDE | no data | FUEL GAS COMPRESSOR "B" | no data | FGS | no data | OPEN | no data | no data | no data
nodata | GAS COMPRESSOR "B" SEAL GAS SUPPLY FILTER DP TRANSMITTER LOW SIDE | no data | FUEL GAS COMPRESSOR "B" | no data | FGS | no data | OPEN | no data | no data | no data
nodata | GAS COMPRESSOR "B" SEAL VENT PRESSURE TRANSMITTER ISOLATION | no data | FUEL GAS COMPRESSOR "B" | no data | FGS | no data | OPEN | no data | no data | no data
00-VFGS147 | GAS COMPRESSOR "B" LUBE OIL SUPPLY DRAIN | no data | FUEL GAS COMPRESSOR "B" | no data | FGS | no data | CLOSED | no data | no data | no data
00-VFGS146 | GAS COMPRESSOR "B" LUBE OIL RETURN DRAIN | no data | FUEL GAS COMPRESSOR "B" | no data | FGS | no data | CLOSED | no data | no data | no data
00-VFGS204F | FG compressor"C" gas inlet | no data | FUEL GAS COMPRESSOR "C" | no data | FGS | no data | OPEN | no data | no data | no data
00-VFGS207F | FG compressor"C" gas outlet | no data | FUEL GAS COMPRESSOR "C" | no data | FGS | no data | OPEN | no data | no data | no data
00-VFGS283 | N2 Purge/vent Isolation (C compressor outlet) | no data | FUEL GAS COMPRESSOR "C" | no data | FGS | no data | CLOSED | no data | no data | no data
nodata | GAS COMPRESSOR"C" INLET BLOCK VALVE | no data | FUEL GAS COMPRESSOR "C" | no data | FGS | no data | OPEN | no data | no data | no data
nodata | GAS COMPRESSOR"C" S/U PURGE INLET BLOCK VALVE | no data | FUEL GAS COMPRESSOR "C" | no data | FGS | no data | OPEN | no data | no data | no data
nodata | GAS COMPRESSOR"C" S/U PURGE OUTLET BLOCK VALVE | no data | FUEL GAS COMPRESSOR "C" | no data | FGS | no data | OPEN | no data | no data | no data
nodata | GAS COMPRESSOR"C" GAS PURGE NITROGEN FILL/DRAIN VALVE | no data | FUEL GAS COMPRESSOR "C" | no data | FGS | no data | CLOSED | no data | no data | no data
nodata | GAS COMPRESSOR"C" INLET HEADER DRAIN | no data | FUEL GAS COMPRESSOR "C" | no data | FGS | no data | CLOSED | no data | no data | no data
nodata | GAS COMPRESSOR"C" GAS SUPPLY TO SEAL FILTER | no data | FUEL GAS COMPRESSOR "C" | no data | FGS | no data | OPEN | no data | no data | no data
nodata | GAS COMPRESSOR"C" DISCHARGE CONTROL VALVE BLEED | no data | FUEL GAS COMPRESSOR "C" | no data | FGS | no data | CLOSED | no data | no data | no data
nodata | GAS COMPRESSOR"C" OUTLET BLOCK VALVE | no data | FUEL GAS COMPRESSOR "C" | no data | FGS | no data | OPEN | no data | no data | no data
nodata | GAS COMPRESSOR"C" SEAL SUPPLY FLOW VALVE | no data | FUEL GAS COMPRESSOR "C" | no data | FGS | no data | OPEN | no data | no data | no data
nodata | GAS COMPRESSOR"C" SEAL SUPPLY BLOCK VALVE | no data | FUEL GAS COMPRESSOR "C" | no data | FGS | no data | OPEN | no data | no data | no data
nodata | NITROGEN SUPPLY TO SEAL BLOCK VALVE | no data | FUEL GAS COMPRESSOR "C" | no data | FGS | no data | Open | no data | no data | no data
nodata | GAS COMPRESSOR"C" LUBE OIL FILTER PRESSURE EQUALIZATION VALVE | no data | FUEL GAS COMPRESSOR "C" | no data | FGS | no data | CLOSED | no data | no data | no data
nodata | GAS COMPRESSOR"C" 227A OIL FILTER VENT VALVE | no data | FUEL GAS COMPRESSOR "C" | no data | FGS | no data | CLOSED | no data | no data | no data
nodata | GAS COMPRESSOR"C" 227B OIL FILTER VENT VALVE | no data | FUEL GAS COMPRESSOR "C" | no data | FGS | no data | CLOSED | no data | no data | no data
nodata | GAS COMPRESSOR"C" CONTROL OIL TO VALVE 00-PSV-FGS-421 ISOLATION | no data | FUEL GAS COMPRESSOR "C" | no data | FGS | no data | OPEN | no data | no data | no data
nodata | GAS COMPRESSOR"C" OIL RESERVOIR DRAIN | no data | FUEL GAS COMPRESSOR "C" | no data | FGS | no data | CLOSED | no data | no data | no data
00-VFGS304 | FG Nitrogen Supply Isolation (A compressor) | no data | FUEL GAS COMPRESSOR "C" | no data | FGS | no data | OPEN | no data | no data | no data
nodata | GAS COMPRESSOR "C" COMPRESSOR DISCHARGE PRESSURE TRANSMITER | no data | FUEL GAS COMPRESSOR "C" | no data | FGS | no data | OPEN | no data | no data | no data
nodata | GAS COMPRESSOR "C" COMPRESSOR INLET PRESSURE TRANSMITER | no data | FUEL GAS COMPRESSOR "C" | no data | FGS | no data | OPEN | no data | no data | no data
nodata | GAS COMPRESSOR "C" FLOW METER HIGH SIDE ISOLATION | no data | FUEL GAS COMPRESSOR "C" | no data | FGS | no data | OPEN | no data | no data | no data
nodata | GAS COMPRESSOR "C" FLOW METER LOW SIDE ISOLATION | no data | FUEL GAS COMPRESSOR "C" | no data | FGS | no data | OPEN | no data | no data | no data
nodata | GAS COMPRESSOR "C" SEAL GAS SUPPLY FILTER DP TRANSMITTER HIGH SIDE | no data | FUEL GAS COMPRESSOR "C" | no data | FGS | no data | OPEN | no data | no data | no data
nodata | GAS COMPRESSOR "C" SEAL GAS SUPPLY FILTER DP TRANSMITTER LOW SIDE | no data | FUEL GAS COMPRESSOR "C" | no data | FGS | no data | OPEN | no data | no data | no data
nodata | GAS COMPRESSOR "C" SEAL VENT PRESSURE TRANSMITTER ISOLATION | no data | FUEL GAS COMPRESSOR "C" | no data | FGS | no data | OPEN | no data | no data | no data
00-VFGS147 | GAS COMPRESSOR "C" LUBE OIL SUPPLY DRAIN | no data | FUEL GAS COMPRESSOR "C" | no data | FGS | no data | CLOSED | no data | no data | no data
00-VFGS146 | GAS COMPRESSOR "C" LUBE OIL RETURN DRAIN | no data | FUEL GAS COMPRESSOR "C" | no data | FGS | no data | CLOSED | no data | no data | no data
00-VFGS800A | NITROGEN GENERATOR"A" INLET | no data | NITROGEN GENERATOR | no data | FGS | no data | OPEN | no data | no data | no data
00-FCV-FGS800A | NITROGEN GENERATOR"A" OUTLET FLOW CONTROL VALVE | no data | NITROGEN GENERATOR | no data | FGS | no data | THROTTLED | no data | no data | no data
00-VFGS801A | NITROGEN GENERATOR"A" OUTLET BLOCK VALVE | no data | NITROGEN GENERATOR | no data | FGS | no data | OPEN | no data | no data | no data
00-VFGS800B | NITROGEN GENERATOR"B" INLET | no data | NITROGEN GENERATOR | no data | FGS | no data | OPEN | no data | no data | no data
00-FCV-FGS-800B | NITROGEN GENERATOR"B" OUTLET FLOW CONTROL VALVE | no data | NITROGEN GENERATOR | no data | FGS | no data | THROTTLED | no data | no data | no data
00-VFGS801B | NITROGEN GENERATOR"B" OUTLET BLOCK VALVE | no data | NITROGEN GENERATOR | no data | FGS | no data | OPEN | no data | no data | no data
00-VFGS301 | COMON GT GAS HEADER NITROGEN PURGE/VENT | no data | COMMON GT HEADER | no data | FGS | no data | CLOSED | no data | no data | no data
00-VFGS101 | COMON GT GAS HEADER PRESSURE TRANSMITTER ISOLATION | no data | COMMON GT HEADER | no data | FGS | no data | OPEN | no data | no data | no data
00-VFGS102 | COMON GT GAS HEADER PRESSURE TRANSMITTER ISOLATION | no data | COMMON GT HEADER | no data | FGS | no data | OPEN | no data | no data | no data
01-VFGS113 | UNIT 1 GAS FLOW METER INLET | no data | UNIT 1 GT HEADER | no data | FGS | no data | OPEN | no data | no data | no data
01-VFGS124 | UNIT 1 GAS FLOW METER OUTLET | no data | UNIT 1 GT HEADER | no data | FGS | no data | OPEN | no data | no data | no data
01-VFGS122 | UNIT 1 GAS FLOW METER BYPASS | no data | UNIT 1 GT HEADER | no data | FGS | no data | CLOSED | no data | no data | no data
01-VFGS116 | UNIT 1 GAS FLOW METER VENT | no data | UNIT 1 GT HEADER | no data | FGS | no data | OPEN | no data | no data | no data
01MBP01AA801 | UNIT 1 GAS FLOW METER PRESSURE TRANSMITTER ISOLATION | no data | UNIT 1 GT HEADER | no data | FGS | no data | OPEN | no data | no data | no data
01MBP01AA802 | UNIT 1 GAS FLOW METER PRESSURE TRANSMITTER ISOLATION | no data | UNIT 1 GT HEADER | no data | FGS | no data | OPEN | no data | no data | no data
01-VFGS128 | UNIT 1 GAS PERFORMASE HEATER LT DRAIN VESSEL 1 | no data | UNIT 1 GT HEADER | no data | FGS | no data | CLOSED | no data | no data | no data
01MBP01AA922 | UPPER ISOLTION FOR VESSEL LEVEL TRANSMITTER | no data | UNIT 1 GT HEADER | no data | FGS | no data | OPEN | no data | no data | no data
01MBP01AA924 | LOWER ISOLTION FOR VESSEL LEVEL TRANSMITTER | no data | UNIT 1 GT HEADER | no data | FGS | no data | OPEN | no data | no data | no data
01MBP01AA820 | UPPER TRANSMITTER ISOLATION 01MBP01CL121 | no data | UNIT 1 GT HEADER | no data | FGS | no data | OPEN | no data | no data | no data
01MBP01AA821 | LOWER TRANSMITTER ISOLATION 01MBP01CL121 | no data | UNIT 1 GT HEADER | no data | FGS | no data | OPEN | no data | no data | no data
01MBP01AA822 | UPPER TRANSMITTER ISOLATION 01MBPCL122 | no data | UNIT 1 GT HEADER | no data | FGS | no data | OPEN | no data | no data | no data
01MBP01AA823 | LOWER TRANSMITTER ISOLATION 01MBPCL122 | no data | UNIT 1 GT HEADER | no data | FGS | no data | OPEN | no data | no data | no data
01-VFGS134 | UNIT 1 GAS PERFORMASE HEATER DRAIN LT VESSEL 2 | no data | UNIT 1 GT HEADER | no data | FGS | no data | CLOSED | no data | no data | no data
01MBP01AA932 | UPPER ISOLTION FOR VESSEL LEVEL TRANSMITTER | no data | UNIT 1 GT HEADER | no data | FGS | no data | OPEN | no data | no data | no data
01MBP01AA934 | LOWER ISOLTION FOR VESSEL LEVEL TRANSMITTER | no data | UNIT 1 GT HEADER | no data | FGS | no data | OPEN | no data | no data | no data
01MBP01AA830 | UPPER TRANSMITTER ISOLATION 01MBP01CL131 | no data | UNIT 1 GT HEADER | no data | FGS | no data | OPEN | no data | no data | no data
01MBP01AA831 | LOWER TRANSMITTER ISOLATION 01MBP01CL131 | no data | UNIT 1 GT HEADER | no data | FGS | no data | OPEN | no data | no data | no data
01MBP01AA832 | UPPER TRANSMITTER ISOLATION 01MBPCL132 | no data | UNIT 1 GT HEADER | no data | FGS | no data | OPEN | no data | no data | no data
01MBP01AA833 | LOWER TRANSMITTER ISOLATION 01MBPCL132 | no data | UNIT 1 GT HEADER | no data | FGS | no data | OPEN | no data | no data | no data
01-VFGS130 | UNIT 1 FUEAL GAS PERFORMANCE HEATER ISOLATION TO AUTOMATIC VENT | no data | UNIT 1 GT HEADER | no data | FGS | no data | OPEN | no data | no data | no data
01-VFGS123 | UNIT 1 BYPASS FUEL GAS PERFORMANCE HEATER VENT VALVE | no data | UNIT 1 GT HEADER | no data | FGS | no data | CLOSED | no data | no data | no data
01-VFGS115 | UNIT 1 FUEAL GAS PERFORMANCE HEATER NITROGEN PURGE/VENT | no data | UNIT 1 GT HEADER | no data | FGS | no data | CLOSED | no data | no data | no data
01-VFGS174 | UNIT 1 GT FUEL GAS FILTER INLET | no data | UNIT 1 GT HEADER | no data | FGS | no data | OPEN | no data | no data | no data
01-VFGS192 | UNIT 1 GT FUEL GAS FILTER OUTLET | no data | UNIT 1 GT HEADER | no data | FGS | no data | OPEN | no data | no data | no data
01-VFGS143 | UNIT 1 GT FUEL GAS FILTER NITROGEN SUPPLY | no data | UNIT 1 GT HEADER | no data | FGS | no data | CLOSED | no data | no data | no data
01-VFGS193 | UNIT 1 GT FUEL GAS FILTER INLET | no data | UNIT 1 GT HEADER | no data | FGS | no data | OPEN | no data | no data | no data
01MBP01AA907 | UNIT 1 FILTER DRAIN | no data | UNIT 1 GT HEADER | no data | FGS | no data | CLOSED | no data | no data | no data
01MBP01AA908 | UNIT 1 FILTER DRAIN | no data | UNIT 1 GT HEADER | no data | FGS | no data | CLOSED | no data | no data | no data
01MBP01AA911 | UNIT 1 FILTER DRAIN | no data | UNIT 1 GT HEADER | no data | FGS | no data | CLOSED | no data | no data | no data
01MBP01AA842 | UNIT 1 FILTER DP HIGH SIDE ISOLATION | no data | UNIT 1 GT HEADER | no data | FGS | no data | OPEN | no data | no data | no data
01MBP01AA843 | UNIT 1 FILTER DP HIGH SIDE ISOLATION | no data | UNIT 1 GT HEADER | no data | FGS | no data | OPEN | no data | no data | no data
01MBP01AA844 | UNIT 1 FILTER DP LOW SIDE ISOLATION | no data | UNIT 1 GT HEADER | no data | FGS | no data | OPEN | no data | no data | no data
01MBP01AA845 | UNIT 1 FILTER DP LOW SIDE ISOLATION | no data | UNIT 1 GT HEADER | no data | FGS | no data | OPEN | no data | no data | no data
01MBP01AA909 | UNIT 1 FILTER NITROGEN PURGE/DRAIN | no data | UNIT 1 GT HEADER | no data | FGS | no data | CLOSED | no data | no data | no data
01MBP01AA910 | UNIT 1 FILTER NITROGEN PURGE/DRAIN | no data | UNIT 1 GT HEADER | no data | FGS | no data | CLOSED | no data | no data | no data
01MBP01AA912 | UNIT 1 FILTER NITROGEN PURGE/DRAIN | no data | UNIT 1 GT HEADER | no data | FGS | no data | CLOSED | no data | no data | no data
01MBP01AA907 | UNIT 1 FILTER NITROGEN PURGE/DRAIN | no data | UNIT 1 GT HEADER | no data | FGS | no data | CLOSED | no data | no data | no data
01MBP01AA908 | UNIT 1 FILTER NITROGEN PURGE/DRAIN | no data | UNIT 1 GT HEADER | no data | FGS | no data | CLOSED | no data | no data | no data
01MBP01AA911 | UNIT 1 FILTER NITROGEN PURGE/DRAIN | no data | UNIT 1 GT HEADER | no data | FGS | no data | CLOSED | no data | no data | no data
01-VFGS147 | PRESSURE TRANSMITTER 01MBP01CP110 ISOLATION | no data | UNIT 1 GT HEADER | no data | FGS | no data | OPEN | no data | no data | no data
01-VFGS148 | PRESSURE TRANSMITTER 01MBP01CP110 ISOLATION | no data | UNIT 1 GT HEADER | no data | FGS | no data | OPEN | no data | no data | no data
01-VFGS157 | PRESSURE TRANSMITTER 01MBP01CP111 ISOLATION | no data | UNIT 1 GT HEADER | no data | FGS | no data | OPEN | no data | no data | no data
01-VFGS158 | PRESSURE TRANSMITTER 01MBP01CP111 ISOLATION | no data | UNIT 1 GT HEADER | no data | FGS | no data | OPEN | no data | no data | no data
01-VFGS177 | UNIT 1 GT DOWNSTREAM PURGE CREDIT VALVE NITROGEN PURGE/VENT | no data | UNIT 1 GT HEADER | no data | FGS | no data | CLOSED | no data | no data | no data
01-VFGS178 | UNIT 1 GT DOWNSTREAM PURGE CREDIT VALVE NITROGEN PURGE/VENT | no data | UNIT 1 GT HEADER | no data | FGS | no data | CLOSED | no data | no data | no data
01-VFGS184 | UNIT 1 GT DOWNSTREAM PURGE CREDIT VALVE NITROGEN PURGE/VENT | no data | UNIT 1 GT HEADER | no data | FGS | no data | CLOSED | no data | no data | no data
01MBP02AA807 | UNIT 1 GAS HEADER INLET PRESSURE TRANSMITTER 01MBP02CP141 ISOLATION | no data | UNIT 1 GT HEADER | no data | FGS | no data | OPEN | no data | no data | no data
01MBP02AA808 | UNIT 1 GAS HEADER INLET PRESSURE TRANSMITTER 01MBP02CP141 ISOLATION | no data | UNIT 1 GT HEADER | no data | FGS | no data | OPEN | no data | no data | no data
01MBP02AA801 | UNIT 1 GAS SUPPLY PRESSURE TRANSMITTER 01MBP02CP101 ISOLATION | no data | UNIT 1 GT HEADER | no data | FGS | no data | OPEN | no data | no data | no data
01MBP02AA802 | UNIT 1 GAS SUPPLY PRESSURE TRANSMITTER 01MBP02CP101 ISOLATION | no data | UNIT 1 GT HEADER | no data | FGS | no data | OPEN | no data | no data | no data
01MBP02AA803 | UNIT 1 GAS SUPPLY PRESSURE TRANSMITTER 01MBP02CP102 ISOLATION | no data | UNIT 1 GT HEADER | no data | FGS | no data | OPEN | no data | no data | no data
01MBP02AA804 | UNIT 1 GAS SUPPLY PRESSURE TRANSMITTER 01MBP02CP102 ISOLATION | no data | UNIT 1 GT HEADER | no data | FGS | no data | OPEN | no data | no data | no data
01MBP02AA805 | UNIT 1 GAS SUPPLY PRESSURE TRANSMITTER 01MBP02CP103 ISOLATION | no data | UNIT 1 GT HEADER | no data | FGS | no data | OPEN | no data | no data | no data
01MBP02AA806 | UNIT 1 GAS SUPPLY PRESSURE TRANSMITTER 01MBP02CP103 ISOLATION | no data | UNIT 1 GT HEADER | no data | FGS | no data | OPEN | no data | no data | no data
01MBP03AA825 | UNIT 1 MAIN "A" DP TRANSMITTER 01MBP03CP521 HIGH SIDE ISOLATION | no data | UNIT 1 GT HEADER | no data | FGS | no data | OPEN | no data | no data | no data
01MBP03AA826 | UNIT 1 MAIN "A" DP TRANSMITTER 01MBP03CP521 HIGH SIDE ISOLATION | no data | UNIT 1 GT HEADER | no data | FGS | no data | OPEN | no data | no data | no data
01MBP03AA827 | UNIT 1 MAIN "A" DP TRANSMITTER 01MBP03CP521 LOW SIDE ISOLATION | no data | UNIT 1 GT HEADER | no data | FGS | no data | OPEN | no data | no data | no data
01MBP03AA828 | UNIT 1 MAIN "A" DP TRANSMITTER 01MBP03CP521 LOW SIDE ISOLATION | no data | UNIT 1 GT HEADER | no data | FGS | no data | OPEN | no data | no data | no data
01MBP03AA821 | UNIT 1 MAIN "A" PRESSURE TRANSMITTER 01MBP03CP136 ISOLATION | no data | UNIT 1 GT HEADER | no data | FGS | no data | OPEN | no data | no data | no data
01MBP03AA822 | UNIT 1 MAIN "A" PRESSURE TRANSMITTER 01MBP03CP136 ISOLATION | no data | UNIT 1 GT HEADER | no data | FGS | no data | OPEN | no data | no data | no data
01MBP03AA910 | UNIT 1 MAIN "A" RING DRAIN | no data | UNIT 1 GT HEADER | no data | FGS | no data | CLOSED | no data | no data | no data
01MBP03AA911 | UNIT 1 MAIN "A" RING DRAIN | no data | UNIT 1 GT HEADER | no data | FGS | no data | CLOSED | no data | no data | no data
01MBP03AA835 | UNIT 1 MAIN "B" DP TRANSMITTER 01MBP03CP531 HIGH SIDE ISOLATION | no data | UNIT 1 GT HEADER | no data | FGS | no data | OPEN | no data | no data | no data
01MBP03AA836 | UNIT 1 MAIN "B" DP TRANSMITTER 01MBP03CP531 HIGH SIDE ISOLATION | no data | UNIT 1 GT HEADER | no data | FGS | no data | OPEN | no data | no data | no data
01MBP03AA837 | UNIT 1 MAIN "B" DP TRANSMITTER 01MBP03CP531 LOW SIDE ISOLATION | no data | UNIT 1 GT HEADER | no data | FGS | no data | OPEN | no data | no data | no data
01MBP03AA838 | UNIT 1 MAIN "B" DP TRANSMITTER 01MBP03CP531 LOW SIDE ISOLATION | no data | UNIT 1 GT HEADER | no data | FGS | no data | OPEN | no data | no data | no data
01MBP03AA831 | UNIT 1 MAIN "B" PRESSURE TRANSMITTER 01MBP03CP146 ISOLATION | no data | UNIT 1 GT HEADER | no data | FGS | no data | OPEN | no data | no data | no data
01MBP03AA832 | UNIT 1 MAIN "B" PRESSURE TRANSMITTER 01MBP03CP146 ISOLATION | no data | UNIT 1 GT HEADER | no data | FGS | no data | OPEN | no data | no data | no data
01MBP03AA920 | UNIT 1 MAIN "B" RING DRAIN | no data | UNIT 1 GT HEADER | no data | FGS | no data | CLOSED | no data | no data | no data
01MBP03AA921 | UNIT 1 MAIN "B" RING DRAIN | no data | UNIT 1 GT HEADER | no data | FGS | no data | CLOSED | no data | no data | no data
01MBP03AA815 | UNIT 1 PILOT "A" DP TRANSMITTER 01MBP03CP501 HIGH SIDE ISOLATION | no data | UNIT 1 GT HEADER | no data | FGS | no data | OPEN | no data | no data | no data
01MBP03AA816 | UNIT 1 PILOT "A" DP TRANSMITTER 01MBP03CP501 HIGH SIDE ISOLATION | no data | UNIT 1 GT HEADER | no data | FGS | no data | OPEN | no data | no data | no data
01MBP03AA817 | UNIT 1 PILOT "A" DP TRANSMITTER 01MBP03CP501 LOW SIDE ISOLATION | no data | UNIT 1 GT HEADER | no data | FGS | no data | OPEN | no data | no data | no data
01MBP03AA818 | UNIT 1 PILOT "A" DP TRANSMITTER 01MBP03CP501 LOW SIDE ISOLATION | no data | UNIT 1 GT HEADER | no data | FGS | no data | OPEN | no data | no data | no data
01MBP03AA811 | UNIT 1 PILOT "A" PRESSURE TRANSMITTER 01MBP03CP126 ISOLATION | no data | UNIT 1 GT HEADER | no data | FGS | no data | OPEN | no data | no data | no data
01MBP03AA812 | UNIT 1 PILOT "A" PRESSURE TRANSMITTER 01MBP03CP126 ISOLATION | no data | UNIT 1 GT HEADER | no data | FGS | no data | OPEN | no data | no data | no data
01MBP03AA900 | UNIT 1 PILOT "A" RING DRAIN | no data | UNIT 1 GT HEADER | no data | FGS | no data | CLOSED | no data | no data | no data
01MBP03AA901 | UNIT 1 PILOT "A" RING DRAIN | no data | UNIT 1 GT HEADER | no data | FGS | no data | CLOSED | no data | no data | no data
01MBP03AA845 | UNIT 1 PILOT "B" DP TRANSMITTER 01MBP03CP511 HIGH SIDE ISOLATION | no data | UNIT 1 GT HEADER | no data | FGS | no data | OPEN | no data | no data | no data
01MBP03AA846 | UNIT 1 PILOT "B" DP TRANSMITTER 01MBP03CP511 HIGH SIDE ISOLATION | no data | UNIT 1 GT HEADER | no data | FGS | no data | OPEN | no data | no data | no data
01MBP03AA847 | UNIT 1 PILOT "B" DP TRANSMITTER 01MBP03CP511 LOW SIDE ISOLATION | no data | UNIT 1 GT HEADER | no data | FGS | no data | OPEN | no data | no data | no data
01MBP03AA848 | UNIT 1 PILOT "B" DP TRANSMITTER 01MBP03CP511 LOW SIDE ISOLATION | no data | UNIT 1 GT HEADER | no data | FGS | no data | OPEN | no data | no data | no data
01MBP03AA841 | UNIT 1 PILOT "B" PRESSURE TRANSMITTER 01MBP03CP156 ISOLATION | no data | UNIT 1 GT HEADER | no data | FGS | no data | OPEN | no data | no data | no data
01MBP03AA842 | UNIT 1 PILOT "B" PRESSURE TRANSMITTER 01MBP03CP156 ISOLATION | no data | UNIT 1 GT HEADER | no data | FGS | no data | OPEN | no data | no data | no data
01MBP03AA930 | UNIT 1 PILOT "B" RING DRAIN | no data | UNIT 1 GT HEADER | no data | FGS | no data | CLOSED | no data | no data | no data
01MBP03AA931 | UNIT 1 PILOT "B" RING DRAIN | no data | UNIT 1 GT HEADER | no data | FGS | no data | CLOSED | no data | no data | no data
01MBP03AA855 | UNIT 1 PILOT TOPHAT DP TRANSMITTER 01MBP03CP541 HIGH SIDE ISOLATION | no data | UNIT 1 GT HEADER | no data | FGS | no data | OPEN | no data | no data | no data
01MBP03AA856 | UNIT 1 PILOT TOPHAT DP TRANSMITTER 01MBP03CP541 HIGH SIDE ISOLATION | no data | UNIT 1 GT HEADER | no data | FGS | no data | OPEN | no data | no data | no data
01MBP03AA857 | UNIT 1 PILOT TOPHAT DP TRANSMITTER 01MBP03CP541 LOW SIDE ISOLATION | no data | UNIT 1 GT HEADER | no data | FGS | no data | OPEN | no data | no data | no data
01MBP03AA858 | UNIT 1 PILOT TOPHAT DP TRANSMITTER 01MBP03CP541 LOW SIDE ISOLATION | no data | UNIT 1 GT HEADER | no data | FGS | no data | OPEN | no data | no data | no data
01MBP03AA851 | UNIT 1 PILOT TOPHAT PRESSURE TRANSMITTER 01MBP03CP166 ISOLATION | no data | UNIT 1 GT HEADER | no data | FGS | no data | OPEN | no data | no data | no data
01MBP03AA852 | UNIT 1 PILOT TOPHAT PRESSURE TRANSMITTER 01MBP03CP166 ISOLATION | no data | UNIT 1 GT HEADER | no data | FGS | no data | OPEN | no data | no data | no data
01MBP03AA940 | UNIT 1 PILOT TOPHAT RING DRAIN | no data | UNIT 1 GT HEADER | no data | FGS | no data | CLOSED | no data | no data | no data
01MBP03AA941 | UNIT 1 PILOT TOPHAT RING DRAIN | no data | UNIT 1 GT HEADER | no data | FGS | no data | CLOSED | no data | no data | no data
02-VFGS113 | UNIT 2 GAS FLOW METER INLET | no data | UNIT 2 GT HEADER | no data | FGS | no data | OPEN | no data | no data | no data
02-VFGS124 | UNIT 2 GAS FLOW METER OUTLET | no data | UNIT 2 GT HEADER | no data | FGS | no data | OPEN | no data | no data | no data
02-VFGS122 | UNIT 2 GAS FLOW METER BYPASS | no data | UNIT 2 GT HEADER | no data | FGS | no data | CLOSED | no data | no data | no data
02-VFGS116 | UNIT 2 GAS FLOW METER VENT | no data | UNIT 2 GT HEADER | no data | FGS | no data | OPEN | no data | no data | no data
02MBP01AA801 | UNIT 2 GAS FLOW METER PRESSURE TRANSMITTER ISOLATION | no data | UNIT 2 GT HEADER | no data | FGS | no data | OPEN | no data | no data | no data
02MBP01AA802 | UNIT 2 GAS FLOW METER PRESSURE TRANSMITTER ISOLATION | no data | UNIT 2 GT HEADER | no data | FGS | no data | OPEN | no data | no data | no data
02-VFGS128 | UNIT 2 GAS PERFORMASE HEATER LT DRAIN VESSEL 1 | no data | UNIT 2 GT HEADER | no data | FGS | no data | CLOSED | no data | no data | no data
02MBP02AA922 | UPPER ISOLTION FOR VESSEL LEVEL TRANSMITTER | no data | UNIT 2 GT HEADER | no data | FGS | no data | OPEN | no data | no data | no data
02MBP02AA924 | LOWER ISOLTION FOR VESSEL LEVEL TRANSMITTER | no data | UNIT 2 GT HEADER | no data | FGS | no data | OPEN | no data | no data | no data
02MBP02AA820 | UPPER TRANSMITTER ISOLATION 02MBP01CL121 | no data | UNIT 2 GT HEADER | no data | FGS | no data | OPEN | no data | no data | no data
02MBP02AA821 | LOWER TRANSMITTER ISOLATION 02MBP01CL121 | no data | UNIT 2 GT HEADER | no data | FGS | no data | OPEN | no data | no data | no data
02MBP02AA822 | UPPER TRANSMITTER ISOLATION 02MBP01CL122 | no data | UNIT 2 GT HEADER | no data | FGS | no data | OPEN | no data | no data | no data
02MBP02AA823 | LOWER TRANSMITTER ISOLATION 02MBP01CL122 | no data | UNIT 2 GT HEADER | no data | FGS | no data | OPEN | no data | no data | no data
02-VFGS134 | UNIT 2 GAS PERFORMASE HEATER DRAIN LT VESSEL 2 | no data | UNIT 2 GT HEADER | no data | FGS | no data | CLOSED | no data | no data | no data
02MBP02AA932 | UPPER ISOLTION FOR VESSEL LEVEL TRANSMITTER | no data | UNIT 2 GT HEADER | no data | FGS | no data | OPEN | no data | no data | no data
02MBP02AA934 | LOWER ISOLTION FOR VESSEL LEVEL TRANSMITTER | no data | UNIT 2 GT HEADER | no data | FGS | no data | OPEN | no data | no data | no data
02MBP02AA830 | UPPER TRANSMITTER ISOLATION 02MBP01CL131 | no data | UNIT 2 GT HEADER | no data | FGS | no data | OPEN | no data | no data | no data
02MBP02AA831 | LOWER TRANSMITTER ISOLATION 02MBP01CL131 | no data | UNIT 2 GT HEADER | no data | FGS | no data | OPEN | no data | no data | no data
02MBP02AA832 | UPPER TRANSMITTER ISOLATION 02MBPCL132 | no data | UNIT 2 GT HEADER | no data | FGS | no data | OPEN | no data | no data | no data
02MBP02AA833 | LOWER TRANSMITTER ISOLATION 02MBPCL132 | no data | UNIT 2 GT HEADER | no data | FGS | no data | OPEN | no data | no data | no data
02-VFGS130 | UNIT 2 FUEAL GAS PERFORMANCE HEATER ISOLATION TO AUTOMATIC VENT | no data | UNIT 2 GT HEADER | no data | FGS | no data | OPEN | no data | no data | no data
02-VFGS123 | UNIT 2 BYPASS FUEL GAS PERFORMANCE HEATER VENT VALVE | no data | UNIT 2 GT HEADER | no data | FGS | no data | CLOSED | no data | no data | no data
02-VFGS115 | UNIT 2 FUEAL GAS PERFORMANCE HEATER NITROGEN PURGE/VENT | no data | UNIT 2 GT HEADER | no data | FGS | no data | CLOSED | no data | no data | no data
02-VFGS174 | UNIT 2 GT FUEL GAS FILTER INLET | no data | UNIT 2 GT HEADER | no data | FGS | no data | OPEN | no data | no data | no data
02-VFGS192 | UNIT 2 GT FUEL GAS FILTER OUTLET | no data | UNIT 2 GT HEADER | no data | FGS | no data | OPEN | no data | no data | no data
02-VFGS143 | UNIT 2 GT FUEL GAS FILTER NITROGEN SUPPLY | no data | UNIT 2 GT HEADER | no data | FGS | no data | CLOSED | no data | no data | no data
02-VFGS193 | UNIT 2 GT FUEL GAS FILTER INLET | no data | UNIT 2 GT HEADER | no data | FGS | no data | OPEN | no data | no data | no data
02MBP01AA907 | UNIT 2 FILTER DRAIN | no data | UNIT 2 GT HEADER | no data | FGS | no data | CLOSED | no data | no data | no data
02MBP01AA908 | UNIT 2 FILTER DRAIN | no data | UNIT 2 GT HEADER | no data | FGS | no data | CLOSED | no data | no data | no data
02MBP01AA911 | UNIT 2 FILTER DRAIN | no data | UNIT 2 GT HEADER | no data | FGS | no data | CLOSED | no data | no data | no data
02MBP01AA842 | UNIT 2 FILTER DP HIGH SIDE ISOLATION | no data | UNIT 2 GT HEADER | no data | FGS | no data | OPEN | no data | no data | no data
02MBP01AA843 | UNIT 2 FILTER DP HIGH SIDE ISOLATION | no data | UNIT 2 GT HEADER | no data | FGS | no data | OPEN | no data | no data | no data
02MBP01AA844 | UNIT 2 FILTER DP LOW SIDE ISOLATION | no data | UNIT 2 GT HEADER | no data | FGS | no data | OPEN | no data | no data | no data
02MBP01AA845 | UNIT 2 FILTER DP LOW SIDE ISOLATION | no data | UNIT 2 GT HEADER | no data | FGS | no data | OPEN | no data | no data | no data
02MBP01AA909 | UNIT 2 FILTER NITROGEN PURGE/DRAIN | no data | UNIT 2 GT HEADER | no data | FGS | no data | CLOSED | no data | no data | no data
02MBP01AA910 | UNIT 2 FILTER NITROGEN PURGE/DRAIN | no data | UNIT 2 GT HEADER | no data | FGS | no data | CLOSED | no data | no data | no data
02MBP01AA912 | UNIT 2 FILTER NITROGEN PURGE/DRAIN | no data | UNIT 2 GT HEADER | no data | FGS | no data | CLOSED | no data | no data | no data
02MBP01AA907 | UNIT 2 FILTER NITROGEN PURGE/DRAIN | no data | UNIT 2 GT HEADER | no data | FGS | no data | CLOSED | no data | no data | no data
02MBP01AA908 | UNIT 2 FILTER NITROGEN PURGE/DRAIN | no data | UNIT 2 GT HEADER | no data | FGS | no data | CLOSED | no data | no data | no data
02MBP01AA911 | UNIT 2 FILTER NITROGEN PURGE/DRAIN | no data | UNIT 2 GT HEADER | no data | FGS | no data | CLOSED | no data | no data | no data
02-VFGS147 | PRESSURE TRANSMITTER 02MBP01CP110 ISOLATION | no data | UNIT 2 GT HEADER | no data | FGS | no data | OPEN | no data | no data | no data
02-VFGS148 | PRESSURE TRANSMITTER 02MBP01CP110 ISOLATION | no data | UNIT 2 GT HEADER | no data | FGS | no data | OPEN | no data | no data | no data
02-VFGS157 | PRESSURE TRANSMITTER 02MBP01CP111 ISOLATION | no data | UNIT 2 GT HEADER | no data | FGS | no data | OPEN | no data | no data | no data
02-VFGS158 | PRESSURE TRANSMITTER 02MBP01CP111 ISOLATION | no data | UNIT 2 GT HEADER | no data | FGS | no data | OPEN | no data | no data | no data
02-VFGS177 | UNIT 2 GT DOWNSTREAM PURGE CREDIT VALVE NITROGEN PURGE/VENT | no data | UNIT 2 GT HEADER | no data | FGS | no data | CLOSED | no data | no data | no data
02-VFGS178 | UNIT 2 GT DOWNSTREAM PURGE CREDIT VALVE NITROGEN PURGE/VENT | no data | UNIT 2 GT HEADER | no data | FGS | no data | CLOSED | no data | no data | no data
02-VFGS184 | UNIT 2 GT DOWNSTREAM PURGE CREDIT VALVE NITROGEN PURGE/VENT | no data | UNIT 2 GT HEADER | no data | FGS | no data | CLOSED | no data | no data | no data
02MBP02AA807 | UNIT 2 GAS HEADER INLET PRESSURE TRANSMITTER 02MBP02CP141 ISOLATION | no data | UNIT 2 GT HEADER | no data | FGS | no data | OPEN | no data | no data | no data
02MBP02AA808 | UNIT 2 GAS HEADER INLET PRESSURE TRANSMITTER 02MBP02CP141 ISOLATION | no data | UNIT 2 GT HEADER | no data | FGS | no data | OPEN | no data | no data | no data
02MBP02AA801 | UNIT 2 GAS SUPPLY PRESSURE TRANSMITTER 01MBP02CP101 ISOLATION | no data | UNIT 2 GT HEADER | no data | FGS | no data | OPEN | no data | no data | no data
02MBP02AA802 | UNIT 2 GAS SUPPLY PRESSURE TRANSMITTER 01MBP02CP101 ISOLATION | no data | UNIT 2 GT HEADER | no data | FGS | no data | OPEN | no data | no data | no data
02MBP02AA803 | UNIT 2 GAS SUPPLY PRESSURE TRANSMITTER 02MBP02CP102 ISOLATION | no data | UNIT 2 GT HEADER | no data | FGS | no data | OPEN | no data | no data | no data
02MBP02AA804 | UNIT 2 GAS SUPPLY PRESSURE TRANSMITTER 02MBP02CP102 ISOLATION | no data | UNIT 2 GT HEADER | no data | FGS | no data | OPEN | no data | no data | no data
02MBP02AA805 | UNIT 2 GAS SUPPLY PRESSURE TRANSMITTER 02MBP02CP103 ISOLATION | no data | UNIT 2 GT HEADER | no data | FGS | no data | OPEN | no data | no data | no data
02MBP02AA806 | UNIT 2 GAS SUPPLY PRESSURE TRANSMITTER 02MBP02CP103 ISOLATION | no data | UNIT 2 GT HEADER | no data | FGS | no data | OPEN | no data | no data | no data
02MBP03AA825 | UNIT 2 MAIN "A" DP TRANSMITTER 02MBP03CP521 HIGH SIDE ISOLATION | no data | UNIT 2 GT HEADER | no data | FGS | no data | OPEN | no data | no data | no data
02MBP03AA826 | UNIT 2 MAIN "A" DP TRANSMITTER 02MBP03CP521 HIGH SIDE ISOLATION | no data | UNIT 2 GT HEADER | no data | FGS | no data | OPEN | no data | no data | no data
02MBP03AA827 | UNIT 2 MAIN "A" DP TRANSMITTER 02MBP03CP521 LOW SIDE ISOLATION | no data | UNIT 2 GT HEADER | no data | FGS | no data | OPEN | no data | no data | no data
02MBP03AA828 | UNIT 2 MAIN "A" DP TRANSMITTER 02MBP03CP521 LOW SIDE ISOLATION | no data | UNIT 2 GT HEADER | no data | FGS | no data | OPEN | no data | no data | no data
02MBP03AA821 | UNIT 2 MAIN "A" PRESSURE TRANSMITTER 02MBP03CP136 ISOLATION | no data | UNIT 2 GT HEADER | no data | FGS | no data | OPEN | no data | no data | no data
02MBP03AA822 | UNIT 2 MAIN "A" PRESSURE TRANSMITTER 02MBP03CP136 ISOLATION | no data | UNIT 2 GT HEADER | no data | FGS | no data | OPEN | no data | no data | no data
02MBP03AA910 | UNIT 2 MAIN "A" RING DRAIN | no data | UNIT 2 GT HEADER | no data | FGS | no data | CLOSED | no data | no data | no data
02MBP03AA911 | UNIT 2 MAIN "A" RING DRAIN | no data | UNIT 2 GT HEADER | no data | FGS | no data | CLOSED | no data | no data | no data
02MBP03AA835 | UNIT 2 MAIN "B" DP TRANSMITTER 02MBP03CP531 HIGH SIDE ISOLATION | no data | UNIT 2 GT HEADER | no data | FGS | no data | OPEN | no data | no data | no data
02MBP03AA836 | UNIT 2 MAIN "B" DP TRANSMITTER 02MBP03CP531 HIGH SIDE ISOLATION | no data | UNIT 2 GT HEADER | no data | FGS | no data | OPEN | no data | no data | no data
02MBP03AA837 | UNIT 2 MAIN "B" DP TRANSMITTER 02MBP03CP531 LOW SIDE ISOLATION | no data | UNIT 2 GT HEADER | no data | FGS | no data | OPEN | no data | no data | no data
02MBP03AA838 | UNIT 2 MAIN "B" DP TRANSMITTER 02MBP03CP531 LOW SIDE ISOLATION | no data | UNIT 2 GT HEADER | no data | FGS | no data | OPEN | no data | no data | no data
02MBP03AA831 | UNIT 2 MAIN "B" PRESSURE TRANSMITTER 02MBP03CP146 ISOLATION | no data | UNIT 2 GT HEADER | no data | FGS | no data | OPEN | no data | no data | no data
02MBP03AA832 | UNIT 2 MAIN "B" PRESSURE TRANSMITTER 02MBP03CP146 ISOLATION | no data | UNIT 2 GT HEADER | no data | FGS | no data | OPEN | no data | no data | no data
02MBP03AA920 | UNIT 2 MAIN "B" RING DRAIN | no data | UNIT 2 GT HEADER | no data | FGS | no data | CLOSED | no data | no data | no data
02MBP03AA921 | UNIT 2 MAIN "B" RING DRAIN | no data | UNIT 2 GT HEADER | no data | FGS | no data | CLOSED | no data | no data | no data
02MBP03AA815 | UNIT 2 PILOT "A" DP TRANSMITTER 02MBP03CP501 HIGH SIDE ISOLATION | no data | UNIT 2 GT HEADER | no data | FGS | no data | OPEN | no data | no data | no data
02MBP03AA816 | UNIT 2 PILOT "A" DP TRANSMITTER 02MBP03CP501 HIGH SIDE ISOLATION | no data | UNIT 2 GT HEADER | no data | FGS | no data | OPEN | no data | no data | no data
02MBP03AA817 | UNIT 2 PILOT "A" DP TRANSMITTER 02MBP03CP501 LOW SIDE ISOLATION | no data | UNIT 2 GT HEADER | no data | FGS | no data | OPEN | no data | no data | no data
02MBP03AA818 | UNIT 2 PILOT "A" DP TRANSMITTER 02MBP03CP501 LOW SIDE ISOLATION | no data | UNIT 2 GT HEADER | no data | FGS | no data | OPEN | no data | no data | no data
02MBP03AA811 | UNIT 2 PILOT "A" PRESSURE TRANSMITTER 02MBP03CP126 ISOLATION | no data | UNIT 2 GT HEADER | no data | FGS | no data | OPEN | no data | no data | no data
02MBP03AA812 | UNIT 2 PILOT "A" PRESSURE TRANSMITTER 02MBP03CP126 ISOLATION | no data | UNIT 2 GT HEADER | no data | FGS | no data | OPEN | no data | no data | no data
02MBP03AA900 | UNIT 2 PILOT "A" RING DRAIN | no data | UNIT 2 GT HEADER | no data | FGS | no data | CLOSED | no data | no data | no data
02MBP03AA902 | UNIT 2 PILOT "A" RING DRAIN | no data | UNIT 2 GT HEADER | no data | FGS | no data | CLOSED | no data | no data | no data
02MBP03AA845 | UNIT 2 PILOT "B" DP TRANSMITTER 02MBP03CP511 HIGH SIDE ISOLATION | no data | UNIT 2 GT HEADER | no data | FGS | no data | OPEN | no data | no data | no data
02MBP03AA846 | UNIT 2 PILOT "B" DP TRANSMITTER 02MBP03CP511 HIGH SIDE ISOLATION | no data | UNIT 2 GT HEADER | no data | FGS | no data | OPEN | no data | no data | no data
02MBP03AA847 | UNIT 2 PILOT "B" DP TRANSMITTER 02MBP03CP511 LOW SIDE ISOLATION | no data | UNIT 2 GT HEADER | no data | FGS | no data | OPEN | no data | no data | no data
02MBP03AA848 | UNIT 2 PILOT "B" DP TRANSMITTER 02MBP03CP511 LOW SIDE ISOLATION | no data | UNIT 2 GT HEADER | no data | FGS | no data | OPEN | no data | no data | no data
02MBP03AA841 | UNIT 2 PILOT "B" PRESSURE TRANSMITTER 02MBP03CP156 ISOLATION | no data | UNIT 2 GT HEADER | no data | FGS | no data | OPEN | no data | no data | no data
02MBP03AA842 | UNIT 2 PILOT "B" PRESSURE TRANSMITTER 02MBP03CP156 ISOLATION | no data | UNIT 2 GT HEADER | no data | FGS | no data | OPEN | no data | no data | no data
02MBP03AA930 | UNIT 2 PILOT "B" RING DRAIN | no data | UNIT 2 GT HEADER | no data | FGS | no data | CLOSED | no data | no data | no data
02MBP03AA931 | UNIT 2 PILOT "B" RING DRAIN | no data | UNIT 2 GT HEADER | no data | FGS | no data | CLOSED | no data | no data | no data
02MBP03AA855 | UNIT 2 PILOT TOPHAT DP TRANSMITTER 01MBP03CP541 HIGH SIDE ISOLATION | no data | UNIT 2 GT HEADER | no data | FGS | no data | OPEN | no data | no data | no data
02MBP03AA856 | UNIT 2 PILOT TOPHAT DP TRANSMITTER 02MBP03CP541 HIGH SIDE ISOLATION | no data | UNIT 2 GT HEADER | no data | FGS | no data | OPEN | no data | no data | no data
02MBP03AA857 | UNIT 2 PILOT TOPHAT DP TRANSMITTER 02MBP03CP541 LOW SIDE ISOLATION | no data | UNIT 2 GT HEADER | no data | FGS | no data | OPEN | no data | no data | no data
02MBP03AA858 | UNIT 2 PILOT TOPHAT DP TRANSMITTER 02MBP03CP541 LOW SIDE ISOLATION | no data | UNIT 2 GT HEADER | no data | FGS | no data | OPEN | no data | no data | no data
02MBP03AA851 | UNIT 2 PILOT TOPHAT PRESSURE TRANSMITTER 02MBP03CP166 ISOLATION | no data | UNIT 2 GT HEADER | no data | FGS | no data | OPEN | no data | no data | no data
02MBP03AA852 | UNIT 2 PILOT TOPHAT PRESSURE TRANSMITTER 02MBP03CP166 ISOLATION | no data | UNIT 2 GT HEADER | no data | FGS | no data | OPEN | no data | no data | no data
02MBP03AA940 | UNIT 2 PILOT TOPHAT RING DRAIN | no data | UNIT 2 GT HEADER | no data | FGS | no data | CLOSED | no data | no data | no data
02MBP03AA941 | UNIT 2 PILOT TOPHAT RING DRAIN | no data | UNIT 2 GT HEADER | no data | FGS | no data | CLOSED | no data | no data | no data
00-VFGS300 | Common header nitrogen purge/vent | no data | FG SUPPLY TO DUCT BURNERS/BUILDING HEATERS | no data | FGS | no data | CLOSED | no data | no data | no data
00-VFGS227 | AUX BOILER REGULATION SKID ISOLATION | no data | FG SUPPLY TO DUCT BURNERS/BUILDING HEATERS | no data | FGS | no data | OPEN | no data | no data | no data
00-VFGS309 | AUX BOILER REG STATION VENT | no data | FG SUPPLY TO DUCT BURNERS/BUILDING HEATERS | no data | FGS | no data | CLOSED | no data | no data | no data
00-VFGS310 | BUILDING HEAT SUPPLY HEADER VENT BEFORE ISOLATOIN | no data | FG SUPPLY TO DUCT BURNERS/BUILDING HEATERS | no data | FGS | no data | CLOSED | no data | no data | no data
00-VFGS264 | BUILDING HEAT GAS SUPPLY ISOLATION | no data | FG SUPPLY TO DUCT BURNERS/BUILDING HEATERS | no data | FGS | no data | OPEN | no data | no data | no data
00-VFGS311 | AUX BUILDING HEAT SUPPLY HEADER VENT BEFORE ISOLATOIN | no data | FG SUPPLY TO DUCT BURNERS/BUILDING HEATERS | no data | FGS | no data | CLOSED | no data | no data | no data
00-VFGS265 | AUX BUILDING HEAT GAS SUPPLY ISOLATION | no data | FG SUPPLY TO DUCT BURNERS/BUILDING HEATERS | no data | FGS | no data | OPEN | no data | no data | no data
00-VFGS-YV-905 | DRAIN VALVE FOR YV-905 | no data | FG SUPPLY TO DUCT BURNERS/BUILDING HEATERS | no data | FGS | no data | CLOSED | no data | no data | no data
00-VFGS906 | AUX BOILER HEADER DRAIN BEFORE CONTROL VLV | no data | FG SUPPLY TO DUCT BURNERS/BUILDING HEATERS | no data | FGS | no data | CLOSED | no data | no data | no data
00-VFGS908 | PRESSURE TRANSMITER ISOLATION INNERSTAGE | no data | FG SUPPLY TO DUCT BURNERS/BUILDING HEATERS | no data | FGS | no data | OPEN | no data | no data | no data
00-VFGS909 | PRESSURE TRANSMITER ISOLATION INNERSTAGE | no data | FG SUPPLY TO DUCT BURNERS/BUILDING HEATERS | no data | FGS | no data | OPEN | no data | no data | no data
00-VFGS915 | AUX BOILER INNERSTAGE PRESSURE REGULATION VENT | no data | FG SUPPLY TO DUCT BURNERS/BUILDING HEATERS | no data | FGS | no data | CLOSED | no data | no data | no data
00-VFGS911 | PRESSURE TRANSMITER ISOLATION AFTER REGULATION VALVE | no data | FG SUPPLY TO DUCT BURNERS/BUILDING HEATERS | no data | FGS | no data | OPEN | no data | no data | no data
00-VFGS914 | PRESSURE TRANSMITER ISOLATION AFTER REGULATION VALVE | no data | FG SUPPLY TO DUCT BURNERS/BUILDING HEATERS | no data | FGS | no data | OPEN | no data | no data | no data
00-VFGS312 | AUX BOILER HEADER NITROGEN PURGE/VENT | no data | FG SUPPLY TO DUCT BURNERS/BUILDING HEATERS | no data | FGS | no data | CLOSED | no data | no data | no data
00-VFGS228 | AUX BOILER GAS SUPPLY ISOLATION | no data | FG SUPPLY TO DUCT BURNERS/BUILDING HEATERS | no data | FGS | no data | OPEN | no data | no data | no data
00-VFGS917 | SUPPLY PRESSURE TRANSMITTER BUILDING HEAT | no data | FG SUPPLY TO DUCT BURNERS/BUILDING HEATERS | no data | FGS | no data | OPEN | no data | no data | no data
00-VFGS913 | SUPPLY PRESSURE TRANSMITTER BUILDING HEAT | no data | FG SUPPLY TO DUCT BURNERS/BUILDING HEATERS | no data | FGS | no data | OPEN | no data | no data | no data
00-VFGS904 | ORDERIZER RAW GAS SUPPLY ISOLATION TO ODORIZER PANEL | no data | FG SUPPLY TO DUCT BURNERS/BUILDING HEATERS | no data | FGS | no data | OPEN | no data | no data | no data
00-VFGSXXX | ORDERIZER ORDERANT SUPPLY ISOLATION | no data | FG SUPPLY TO DUCT BURNERS/BUILDING HEATERS | no data | FGS | no data | OPEN | no data | no data | no data
00-VFGSXXX | ORDERISER PANEL ORDERIZED GAS OUTLET | no data | FG SUPPLY TO DUCT BURNERS/BUILDING HEATERS | no data | FGS | no data | OPEN | no data | no data | no data
00-VFGSXXX | ORDERIZER INJECTION POINT ISOLATION | no data | FG SUPPLY TO DUCT BURNERS/BUILDING HEATERS | no data | FGS | no data | OPEN | no data | no data | no data
00-VFGS912 | ORDERIZED GAS TO AUX BOILER BUILDING DRAIN BEFORE REGULATING VALVE | no data | FG SUPPLY TO DUCT BURNERS/BUILDING HEATERS | no data | FGS | no data | CLOSED | no data | no data | no data
00-VFGS920 | ORDERIZED GAS TO AUX BOILER BUILDING DRAIN INNERSTAGE REGULATING VALVE | no data | FG SUPPLY TO DUCT BURNERS/BUILDING HEATERS | no data | FGS | no data | CLOSED | no data | no data | no data
01-VFGS244 | UNIT 1 TURBINE BUILDING GAS ISOLATION | no data | FG SUPPLY TO DUCT BURNERS/BUILDING HEATERS | no data | FGS | no data | OPEN | no data | no data | no data
02-VFGS241 | UNIT 2 TURBINE BUILDING GAS ISOLATION | no data | FG SUPPLY TO DUCT BURNERS/BUILDING HEATERS | no data | FGS | no data | OPEN | no data | no data | no data
01-VFGS941 | UNIT 1 TURBINE BUILING SUPPLY INTERSTAGE REGULATION VALVE VENT | no data | FG SUPPLY TO DUCT BURNERS/BUILDING HEATERS | no data | FGS | no data | CLOSED | no data | no data | no data
01-VFGS946 | UNIT 1 TURBINE BUILING HEAT REGULATION VALVE ISOLATION PCV-946 | no data | FG SUPPLY TO DUCT BURNERS/BUILDING HEATERS | no data | FGS | no data | OPEN | no data | no data | no data
01-VFGS950 | UNIT 1 TURBINE BUILING HEAT REGULATION VALVE ISOLATION PCV-950 | no data | FG SUPPLY TO DUCT BURNERS/BUILDING HEATERS | no data | FGS | no data | OPEN | no data | no data | no data
00-VFGS272 | UNIT 1 TURBINE BUILDING HEAT REGULATION SKID OUTLET | no data | FG SUPPLY TO DUCT BURNERS/BUILDING HEATERS | no data | FGS | no data | OPEN | no data | no data | no data
00-VFGS313 | UNIT 1 TURBINE BUILDING HEAT REGULATION SKID VENT BEFORE REGULATION | no data | FG SUPPLY TO DUCT BURNERS/BUILDING HEATERS | no data | FGS | no data | CLOSED | no data | no data | no data
00-VFGS314 | UNIT 1 TURBINE BUILDING HEAT REGULATION SKID VENT AFTER REGULATION | no data | FG SUPPLY TO DUCT BURNERS/BUILDING HEATERS | no data | FGS | no data | CLOSED | no data | no data | no data
02-VFGS941 | UNIT 2 TURBINE BUILING SUPPLY INTERSTAGE REGULATION VALVE VENT | no data | FG SUPPLY TO DUCT BURNERS/BUILDING HEATERS | no data | FGS | no data | CLOSED | no data | no data | no data
02-VFGS946 | UNIT 2 TURBINE BUILING HEAT REGULATION VALVE ISOLATION PCV-946 | no data | FG SUPPLY TO DUCT BURNERS/BUILDING HEATERS | no data | FGS | no data | OPEN | no data | no data | no data
02-VFGS950 | UNIT 2 TURBINE BUILING HEAT REGULATION VALVE ISOLATION PCV-950 | no data | FG SUPPLY TO DUCT BURNERS/BUILDING HEATERS | no data | FGS | no data | OPEN | no data | no data | no data
00-VFGS273 | UNIT 2 TURBINE BUILDING HEAT REGULATION SKID OUTLET | no data | FG SUPPLY TO DUCT BURNERS/BUILDING HEATERS | no data | FGS | no data | OPEN | no data | no data | no data
00-VFGS315 | UNIT 2 TURBINE BUILDING HEAT REGULATION SKID VENT BEFORE REGULATION | no data | FG SUPPLY TO DUCT BURNERS/BUILDING HEATERS | no data | FGS | no data | CLOSED | no data | no data | no data
00-VFGS316 | UNIT 2 TURBINE BUILDING HEAT REGULATION SKID VENT AFTER REGULATION | no data | FG SUPPLY TO DUCT BURNERS/BUILDING HEATERS | no data | FGS | no data | CLOSED | no data | no data | no data
01-VFGS176 | UNIT 1 DUCT BURNER REGULATION SKID ISOLATION | no data | UNIT 1 DUCT BURNER | no data | FGS | no data | OPEN | no data | no data | no data
01-VFGS217 | UNIT 1 DUCT BURNER SKID VENT AFTER ISOLATION | no data | UNIT 1 DUCT BURNER | no data | FGS | no data | OPEN | no data | no data | no data
01-VFGS-YV-922 | DRAIN ON STOP VALVE YV-922 | no data | UNIT 1 DUCT BURNER | no data | FGS | no data | CLOSED | no data | no data | no data
01-VFGS923 | UNIT 1 DUCT BURNER DRAIN BEFORE PRESSURE CONTROL VALVE | no data | UNIT 1 DUCT BURNER | no data | FGS | no data | CLOSED | no data | no data | no data
01-VFGS932 | UNIT 1 DUCT BURNER INTERSTAGE VENT | no data | UNIT 1 DUCT BURNER | no data | FGS | no data | CLOSED | no data | no data | no data
01-VFGS925 | UNIT 1 DUCT BURNER INNERSTAGE PRESSURE TRANSMITTER ISOLATION | no data | UNIT 1 DUCT BURNER | no data | FGS | no data | OPEN | no data | no data | no data
01-VFGS926 | UNIT 1 DUCT BURNER INNERSTAGE PRESSURE TRANSMITTER ISOLATION | no data | UNIT 1 DUCT BURNER | no data | FGS | no data | OPEN | no data | no data | no data
01-VFGS928 | UNIT 1 DUCT BURNER PRESSURE TRANSMITTER ISOLATION AFTER REGULATION | no data | UNIT 1 DUCT BURNER | no data | FGS | no data | OPEN | no data | no data | no data
01-VFGS929 | UNIT 1 DUCT BURNER PRESSURE TRANSMITTER ISOLATION AFTER REGULATION | no data | UNIT 1 DUCT BURNER | no data | FGS | no data | OPEN | no data | no data | no data
01-VFGS179 | UNIT 1 DUCT BURNER PRESSURE REGULATION OUTLET | no data | UNIT 1 DUCT BURNER | no data | FGS | no data | OPEN | no data | no data | no data
01-VFGS120 | UNIT 1 DUCT BURNER SUPPLY VENT AFTER REGULATION SKID | no data | UNIT 1 DUCT BURNER | no data | FGS | no data | CLOSED | no data | no data | no data
01-V-BUR800 | DUCT BURNER ISOLATION | no data | UNIT 1 DUCT BURNER | no data | FGS | no data | OPEN | no data | no data | no data
01-V-BUR803 | GAS FLOW INDICATING TRANSMITTER ISOLATION | no data | UNIT 1 DUCT BURNER | no data | FGS | no data | OPEN | no data | no data | no data
01-V-BUR804 | GAS FLOW INDICATING TRANSMITTER ISOLATION | no data | UNIT 1 DUCT BURNER | no data | FGS | no data | OPEN | no data | no data | no data
01-V-BUR810 | PURGE ISOLATION | no data | UNIT 1 DUCT BURNER | no data | FGS | no data | CLOSED | no data | no data | no data
01-V-BUR811 | PRESSURE INDCATING TRANSMITTER | no data | UNIT 1 DUCT BURNER | no data | FGS | no data | OPEN | no data | no data | no data
01-V-BUR812 | PRESSURE INDCATING TRANSMITTER | no data | UNIT 1 DUCT BURNER | no data | FGS | no data | OPEN | no data | no data | no data
01-V-BUR820 | PRESSURE INDICATION TRANSMITTER AFTER STOP VALVE | no data | UNIT 1 DUCT BURNER | no data | FGS | no data | OPEN | no data | no data | no data
01-V-BUR845 | DRAIN AFTER STOP VALVE | no data | UNIT 1 DUCT BURNER | no data | FGS | no data | CLOSED | no data | no data | no data
01-V-BUR827 | DP TRANSMITTER HIGH SIDE STOP VALVE | no data | UNIT 1 DUCT BURNER | no data | FGS | no data | OPEN | no data | no data | no data
01-V-BUR828 | DP TRANSMITTER LOW SIDE STOP VALVE | no data | UNIT 1 DUCT BURNER | no data | FGS | no data | OPEN | no data | no data | no data
01-V-BUR846 | DUCT BURNER HEADER DRAIN | no data | UNIT 1 DUCT BURNER | no data | FGS | no data | CLOSED | no data | no data | no data
01-V-BUR835 | PRESSURE AFTER CONTROL VALVE TRANSMITTER | no data | UNIT 1 DUCT BURNER | no data | FGS | no data | OPEN | no data | no data | no data
01-V-BUR836 | PRESSURE AFTER CONTROL VALVE TRANSMITTER | no data | UNIT 1 DUCT BURNER | no data | FGS | no data | OPEN | no data | no data | no data
01-FG-V-0942 | DRAIN AFTER FLOW CONTROL VALVE | no data | UNIT 1 DUCT BURNER | no data | FGS | no data | CLOSED | no data | no data | no data
01-V-BUR860 | PILOT GAS SUPPLY ISOLATION | no data | UNIT 1 DUCT BURNER | no data | FGS | no data | OPEN | no data | no data | no data
01-V-BUR866 | PILOT GAS PRESSURE TRANSMITTER ISOLATION | no data | UNIT 1 DUCT BURNER | no data | FGS | no data | OPEN | no data | no data | no data
01-V-BUR886 | PILIOT HEADER DRAIN BETWEEN PRIMARY STOP VALVES | no data | UNIT 1 DUCT BURNER | no data | FGS | no data | CLOSED | no data | no data | no data
01-V-BUR870 | PILOT HEADER STOP VALVE PRESSURE DP HIGH SIDE | no data | UNIT 1 DUCT BURNER | no data | FGS | no data | OPEN | no data | no data | no data
01-V-BUR871 | PILOT HEADER STOP VALVE PRESSURE DP LOW SIDE | no data | UNIT 1 DUCT BURNER | no data | FGS | no data | OPEN | no data | no data | no data
01-V-BUR887 | PILOT HEADER DRAIN BETWEEN STOP VALVES SECONDARY | no data | UNIT 1 DUCT BURNER | no data | FGS | no data | CLOSED | no data | no data | no data
01-FG-V-0943 | PILOT HEADER DRAIN AFTER LAST STOP VALVE | no data | UNIT 1 DUCT BURNER | no data | FGS | no data | CLOSED | no data | no data | no data
01-V-BUR955 | FLAME SCANNER BLOWER DISCHARGE PRESSURE TRANSMITTER | no data | UNIT 1 DUCT BURNER | no data | FGS | no data | OPEN | no data | no data | no data
01-V-BUR956 | FLAME SCANNER BLOWER DISCHARGE PRESSURE TRANSMITTER | no data | UNIT 1 DUCT BURNER | no data | FGS | no data | OPEN | no data | no data | no data
01-V-BURXXX | FLAME SCANNER BLOWER DISCHARGE DRAIN VALVE | no data | UNIT 1 DUCT BURNER | no data | FGS | no data | CLOSED | no data | no data | no data
02-VFGS176 | UNIT 2 DUCT BURNER REGULATION SKID ISOLATION | no data | UNIT 2 DUCT BURNER | no data | FGS | no data | OPEN | no data | no data | no data
02-VFGS217 | UNIT 2 DUCT BURNER SKID VENT AFTER ISOLATION | no data | UNIT 2 DUCT BURNER | no data | FGS | no data | OPEN | no data | no data | no data
02-VFGS-YV-922 | DRAIN ON STOP VALVE YV-922 | no data | UNIT 2 DUCT BURNER | no data | FGS | no data | CLOSED | no data | no data | no data
02-VFGS923 | UNIT 2 DUCT BURNER DRAIN BEFORE PRESSURE CONTROL VALVE | no data | UNIT 2 DUCT BURNER | no data | FGS | no data | CLOSED | no data | no data | no data
02-VFGS932 | UNIT 2 DUCT BURNER INTERSTAGE VENT | no data | UNIT 2 DUCT BURNER | no data | FGS | no data | CLOSED | no data | no data | no data
02-VFGS925 | UNIT 2 DUCT BURNER INNERSTAGE PRESSURE TRANSMITTER ISOLATION | no data | UNIT 2 DUCT BURNER | no data | FGS | no data | OPEN | no data | no data | no data
02-VFGS926 | UNIT 2 DUCT BURNER INNERSTAGE PRESSURE TRANSMITTER ISOLATION | no data | UNIT 2 DUCT BURNER | no data | FGS | no data | OPEN | no data | no data | no data
02-VFGS928 | UNIT 2 DUCT BURNER PRESSURE TRANSMITTER ISOLATION AFTER REGULATION | no data | UNIT 2 DUCT BURNER | no data | FGS | no data | OPEN | no data | no data | no data
02-VFGS929 | UNIT 2 DUCT BURNER PRESSURE TRANSMITTER ISOLATION AFTER REGULATION | no data | UNIT 2 DUCT BURNER | no data | FGS | no data | OPEN | no data | no data | no data
02-VFGS179 | UNIT 2 DUCT BURNER PRESSURE REGULATION OUTLET | no data | UNIT 2 DUCT BURNER | no data | FGS | no data | OPEN | no data | no data | no data
02-VFGS120 | UNIT 2 DUCT BURNER SUPPLY VENT AFTER REGULATION SKID | no data | UNIT 2 DUCT BURNER | no data | FGS | no data | CLOSED | no data | no data | no data
02-V-BUR800 | DUCT BURNER ISOLATION | no data | UNIT 2 DUCT BURNER | no data | FGS | no data | OPEN | no data | no data | no data
02-V-BUR803 | GAS FLOW INDICATING TRANSMITTER ISOLATION | no data | UNIT 2 DUCT BURNER | no data | FGS | no data | OPEN | no data | no data | no data
02-V-BUR804 | GAS FLOW INDICATING TRANSMITTER ISOLATION | no data | UNIT 2 DUCT BURNER | no data | FGS | no data | OPEN | no data | no data | no data
02-V-BUR810 | PURGE ISOLATION | no data | UNIT 2 DUCT BURNER | no data | FGS | no data | CLOSED | no data | no data | no data
02-V-BUR811 | PRESSURE INDCATING TRANSMITTER | no data | UNIT 2 DUCT BURNER | no data | FGS | no data | OPEN | no data | no data | no data
02-V-BUR812 | PRESSURE INDCATING TRANSMITTER | no data | UNIT 2 DUCT BURNER | no data | FGS | no data | OPEN | no data | no data | no data
02-V-BUR820 | PRESSURE INDICATION TRANSMITTER AFTER STOP VALVE | no data | UNIT 2 DUCT BURNER | no data | FGS | no data | OPEN | no data | no data | no data
02-V-BUR845 | DRAIN AFTER STOP VALVE | no data | UNIT 2 DUCT BURNER | no data | FGS | no data | CLOSED | no data | no data | no data
02-V-BUR827 | DP TRANSMITTER HIGH SIDE STOP VALVE | no data | UNIT 2 DUCT BURNER | no data | FGS | no data | OPEN | no data | no data | no data
02-V-BUR828 | DP TRANSMITTER LOW SIDE STOP VALVE | no data | UNIT 2 DUCT BURNER | no data | FGS | no data | OPEN | no data | no data | no data
02-V-BUR846 | DUCT BURNER HEADER DRAIN | no data | UNIT 2 DUCT BURNER | no data | FGS | no data | CLOSED | no data | no data | no data
02-V-BUR835 | PRESSURE AFTER CONTROL VALVE TRANSMITTER | no data | UNIT 2 DUCT BURNER | no data | FGS | no data | OPEN | no data | no data | no data
02-V-BUR836 | PRESSURE AFTER CONTROL VALVE TRANSMITTER | no data | UNIT 2 DUCT BURNER | no data | FGS | no data | OPEN | no data | no data | no data
02-FG-V-0942 | DRAIN AFTER FLOW CONTROL VALVE | no data | UNIT 2 DUCT BURNER | no data | FGS | no data | CLOSED | no data | no data | no data
02-V-BUR860 | PILOT GAS SUPPLY ISOLATION | no data | UNIT 2 DUCT BURNER | no data | FGS | no data | OPEN | no data | no data | no data
02-V-BUR866 | PILOT GAS PRESSURE TRANSMITTER ISOLATION | no data | UNIT 2 DUCT BURNER | no data | FGS | no data | OPEN | no data | no data | no data
02-V-BUR886 | PILIOT HEADER DRAIN BETWEEN PRIMARY STOP VALVES | no data | UNIT 2 DUCT BURNER | no data | FGS | no data | CLOSED | no data | no data | no data
02-V-BUR870 | PILOT HEADER STOP VALVE PRESSURE DP HIGH SIDE | no data | UNIT 2 DUCT BURNER | no data | FGS | no data | OPEN | no data | no data | no data
02-V-BUR871 | PILOT HEADER STOP VALVE PRESSURE DP LOW SIDE | no data | UNIT 2 DUCT BURNER | no data | FGS | no data | OPEN | no data | no data | no data
02-V-BUR887 | PILOT HEADER DRAIN BETWEEN STOP VALVES SECONDARY | no data | UNIT 2 DUCT BURNER | no data | FGS | no data | CLOSED | no data | no data | no data
02-FG-V-0943 | PILOT HEADER DRAIN AFTER LAST STOP VALVE | no data | UNIT 2 DUCT BURNER | no data | FGS | no data | CLOSED | no data | no data | no data
02-V-BUR955 | FLAME SCANNER BLOWER DISCHARGE PRESSURE TRANSMITTER | no data | UNIT 2 DUCT BURNER | no data | FGS | no data | OPEN | no data | no data | no data
02-V-BUR956 | FLAME SCANNER BLOWER DISCHARGE PRESSURE TRANSMITTER | no data | UNIT 2 DUCT BURNER | no data | FGS | no data | OPEN | no data | no data | no data
02-V-BURXXX | FLAME SCANNER BLOWER DISCHARGE DRAIN VALVE | no data | UNIT 2 DUCT BURNER | no data | FGS | no data | CLOSED | no data | no data | no data

## Sheet1
01-IV-863A | LIT863A (upper iso) | CRT landing | LIT | Iso Vlv | CND | 94.03.40.100.02-PD-0001-00 (4of13) | OPEN | CLOSED
02-IV-863A | LIT863A (upper iso) | CRT landing | LIT | Iso Vlv | CND | 94.03.40.100.02-PD-0001-00 (4of13) | OPEN | CLOSED
01-IV-863C | LIT863B (upper iso) | CRT landing | LIT | Iso Vlv | CND | 94.03.40.100.02-PD-0001-00 (4of13) | OPEN | CLOSED
02-IV-863C | LIT863B (upper iso) | CRT landing | LIT | Iso Vlv | CND | 94.03.40.100.02-PD-0001-00 (4of13) | OPEN | CLOSED
01-IV-863E | LIT863C (upper iso) | CRT landing | LIT | Iso Vlv | CND | 94.03.40.100.02-PD-0001-00 (4of13) | OPEN | CLOSED
02-IV-863E | LIT863C (upper iso) | CRT landing | LIT | Iso Vlv | CND | 94.03.40.100.02-PD-0001-00 (4of13) | OPEN | CLOSED
01-IV-864A | Level Gauge 864 (upper iso) | CRT landing | LIT | Iso Vlv | CND | 94.03.40.100.02-PD-0001-00 (4of13) | OPEN | CLOSED
02-IV-864A | Level Gauge 864 (upper iso) | CRT landing | LIT | Iso Vlv | CND | 94.03.40.100.02-PD-0001-00 (4of13) | OPEN | CLOSED
01-IV-867A | PIT867A iso | CRT landing | PIT | Iso Vlv | CND | 94.03.40.100.02-PD-0001-00 (4of13) | OPEN | CLOSED
02-IV-867A | PIT867A iso | CRT landing | PIT | Iso Vlv | CND | 94.03.40.100.02-PD-0001-00 (4of13) | OPEN | CLOSED
01-IV-867B | PIT867B iso | CRT landing | PIT | Iso Vlv | CND | 94.03.40.100.02-PD-0001-00 (4of13) | OPEN | CLOSED
02-IV-867B | PIT867B iso | CRT landing | PIT | Iso Vlv | CND | 94.03.40.100.02-PD-0001-00 (4of13) | OPEN | CLOSED
01-IV-867C | PIT867C iso | CRT landing | PIT | Iso Vlv | CND | 94.03.40.100.02-PD-0001-00 (4of13) | OPEN | CLOSED
02-IV-867C | PIT867C iso | CRT landing | PIT | Iso Vlv | CND | 94.03.40.100.02-PD-0001-00 (4of13) | OPEN | CLOSED
01-IV-866 | PIT866 iso | CRT landing | PIT | Iso Vlv | CND | 94.03.40.100.02-PD-0001-00 (4of13) | OPEN | CLOSED
02-IV-866 | PIT866 iso | CRT landing | PIT | Iso Vlv | CND | 94.03.40.100.02-PD-0001-00 (4of13) | OPEN | CLOSED
01-IV-868 | PIT868 iso | CRT landing | PIT | Iso Vlv | CND | 94.03.40.100.02-PD-0001-00 (4of13) | OPEN | CLOSED
02-IV-868 | PIT868 iso | CRT landing | PIT | Iso Vlv | CND | 94.03.40.100.02-PD-0001-00 (4of13) | OPEN | CLOSED
01-VCND216 | Condensate Recirc before CV | CRT landing | CV/CRT | Iso Vlv | CND | 20023894-PD-053A | OPEN | CLOSED
02-VCND216 | Condensate Recirc before CV | CRT landing | CV/CRT | Iso Vlv | CND | 20023894-PD-053A | OPEN | CLOSED
01-VCND132 | Condensate Recirc after CV | CRT landing | CV/CRT | Iso Vlv | CND | 20023894-PD-053A | OPEN | CLOSED
02-VCND132 | Condensate Recirc after CV | CRT landing | CV/CRT | Iso Vlv | CND | 20023894-PD-053A | OPEN | CLOSED
01-VCND217 | Condensate Recirc CV bypass | CRT landing | CV/CRT | Iso Vlv | CND | 20023894-PD-053A | OPEN | CLOSED
02-VCND217 | Condensate Recirc CV bypass | CRT landing | CV/CRT | Iso Vlv | CND | 20023894-PD-053A | OPEN | CLOSED
01-FCV-CND331 | Condensate Recirc CV | CRT landing | CRT | AOCV | CND | 20023894-PD-053A | CLOSED | CLOSED
02-FCV-CND331 | Condensate Recirc CV | CRT landing | CRT | AOCV | CND | 20023894-PD-053A | CLOSED | CLOSED
01-VCND378 | Condensate Recirc Vent (after CV) | CRT landing | CRT | Drain/Vent Vlv | CND | 20023894-PD-053A | CLOSED | OPEN
02-VCND378 | Condensate Recirc Vent (after CV) | CRT landing | CRT | Drain/Vent Vlv | CND | 20023894-PD-053A | CLOSED | OPEN
01-VCND152 | Condensate Recirc Drain (after CV) | CRT landing | CRT | Drain/Vent Vlv | CND | 20023894-PD-053A | CLOSED | OPEN
02-VCND152 | Condensate Recirc Drain (after CV) | CRT landing | CRT | Drain/Vent Vlv | CND | 20023894-PD-053A | CLOSED | OPEN
01-VCND379 | Condensate Recirc Vent (after strainer) | CRT landing | CRT | Drain/Vent Vlv | CND | 20023894-PD-053A | CLOSED | OPEN
02-VCND379 | Condensate Recirc Vent (after strainer) | CRT landing | CRT | Drain/Vent Vlv | CND | 20023894-PD-053A | CLOSED | OPEN
01-VBFW213 | BFP "A" HP FW recirc vent after strainer | CRT landing | CRT | Drain/Vent Vlv | BFW | no data | CLOSED | OPEN
02-VBFW213 | BFP "A" HP FW recirc vent after strainer | CRT landing | CRT | Drain/Vent Vlv | BFW | no data | CLOSED | OPEN
01-VBFW214 | BFP "A" HP FW recirc vent after strainer | CRT landing | CRT | Drain/Vent Vlv | BFW | no data | CLOSED | OPEN
02-VBFW214 | BFP "A" HP FW recirc vent after strainer | CRT landing | CRT | Drain/Vent Vlv | BFW | no data | CLOSED | OPEN
01-VBFW | BFP "A" HP FW recirc iso before CV | CRT landing | CV/CRT | Iso Vlv | BFW | no data | OPEN | CLOSED
02-VBFW | BFP "A" HP FW recirc iso before CV | CRT landing | CV/CRT | Iso Vlv | BFW | no data | OPEN | CLOSED
01-VBFW218 | BFP "A" HP FW recirc iso after CV | CRT landing | CV/CRT | Iso Vlv | BFW | no data | OPEN | CLOSED
02-VBFW218 | BFP "A" HP FW recirc iso after CV | CRT landing | CV/CRT | Iso Vlv | BFW | no data | OPEN | CLOSED
01-VBFW230 | BFP "B" HP FW recirc vent after strainer | CRT landing | CRT | Drain/Vent Vlv | BFW | no data | CLOSED | OPEN
02-VBFW230 | BFP "B" HP FW recirc vent after strainer | CRT landing | CRT | Drain/Vent Vlv | BFW | no data | CLOSED | OPEN
01-VBFW231 | BFP "B" HP FW recirc vent after strainer | CRT landing | CRT | Drain/Vent Vlv | BFW | no data | CLOSED | OPEN
02-VBFW231 | BFP "B" HP FW recirc vent after strainer | CRT landing | CRT | Drain/Vent Vlv | BFW | no data | CLOSED | OPEN
01-VBFW | BFP "B" HP FW recirc iso before CV | CRT landing | CV/CRT | Iso Vlv | BFW | no data | OPEN | CLOSED
02-VBFW | BFP "B" HP FW recirc iso before CV | CRT landing | CV/CRT | Iso Vlv | BFW | no data | OPEN | CLOSED
01-VBFW239 | BFP "B" HP FW recirc iso after CV | CRT landing | CV/CRT | Iso Vlv | BFW | no data | OPEN | CLOSED
02-VBFW239 | BFP "B" HP FW recirc iso after CV | CRT landing | CV/CRT | Iso Vlv | BFW | no data | OPEN | CLOSED
01-VBFW322 | From TCA to CRT vent after srtainer | CRT landing | CRT | Drain/Vent Vlv | BFW | no data | CLOSED | OPEN
02-VBFW322 | From TCA to CRT vent after srtainer | CRT landing | CRT | Drain/Vent Vlv | BFW | no data | CLOSED | OPEN
01-VBFW323 | From TCA to CRT vent after srtainer | CRT landing | CRT | Drain/Vent Vlv | BFW | no data | CLOSED | OPEN
02-VBFW323 | From TCA to CRT vent after srtainer | CRT landing | CRT | Drain/Vent Vlv | BFW | no data | CLOSED | OPEN
01-VBFW | From TCA to CRT before CV iso | CRT landing | CV/CRT | Iso Vlv | BFW | no data | OPEN | CLOSED
02-VBFW | From TCA to CRT before CV iso | CRT landing | CV/CRT | Iso Vlv | BFW | no data | OPEN | CLOSED
01-VBFW339 | From TCA to CRT after CV iso | CRT landing | CV/CRT | Iso Vlv | BFW | no data | OPEN | CLOSED
02-VBFW339 | From TCA to CRT after CV iso | CRT landing | CV/CRT | Iso Vlv | BFW | no data | OPEN | CLOSED
01-VBFW459 | FGPH to receiver tank after strainer vent | CRT landing | CRT | Drain/Vent Vlv | BFW | no data | CLOSED | OPEN
02-VBFW459 | FGPH to receiver tank after strainer vent | CRT landing | CRT | Drain/Vent Vlv | BFW | no data | CLOSED | OPEN
01-VBFW460 | FGPH to receiver tank after strainer vent | CRT landing | CRT | Drain/Vent Vlv | BFW | no data | CLOSED | OPEN
02-VBFW460 | FGPH to receiver tank after strainer vent | CRT landing | CRT | Drain/Vent Vlv | BFW | no data | CLOSED | OPEN
01-VBFW379 | FGPH to receiver tank iso after CV | CRT landing | CV/CRT | Iso Vlv | BFW | no data | OPEN | CLOSED
02-VBFW379 | FGPH to receiver tank iso after CV | CRT landing | CV/CRT | Iso Vlv | BFW | no data | OPEN | CLOSED
01-VDWS638 | Normal makeup Iso before and after CV | CRT landing | CRT | Iso Vlv | DWS | no data | OPEN | CLOSED
02-VDWS638 | Normal makeup Iso before and after CV | CRT landing | CRT | Iso Vlv | DWS | no data | OPEN | CLOSED
01-VDWS639 | Normal makeup Iso before and after CV | CRT landing | CRT | Iso Vlv | DWS | no data | OPEN | CLOSED
02-VDWS639 | Normal makeup Iso before and after CV | CRT landing | CRT | Iso Vlv | DWS | no data | OPEN | CLOSED
01-VDWS641 | Emergency makeup Iso before and after CV | CRT landing | CRT | Iso Vlv | DWS | no data | OPEN | no data
02-VDWS641 | Emergency makeup Iso before and after CV | CRT landing | CRT | Iso Vlv | DWS | no data | OPEN | no data
01-VDWS642 | Emergency makeup Iso before and after CV | CRT landing | CRT | Iso Vlv | DWS | no data | OPEN | no data
02-VDWS642 | Emergency makeup Iso before and after CV | CRT landing | CRT | Iso Vlv | DWS | no data | OPEN | no data
01-VDWS636 | Makeup CV bypass | CRT landing | CRT | Iso Vlv | DWS | no data | CLOSED | no data
02-VDWS636 | Makeup CV bypass | CRT landing | CRT | Iso Vlv | DWS | no data | CLOSED | no data
01-VDWS648 | Normal makeup drain | CRT landing | CRT | Drain/Vent Vlv | DWS | no data | CLOSED | no data
02-VDWS648 | Normal makeup drain | CRT landing | CRT | Drain/Vent Vlv | DWS | no data | CLOSED | no data
01-VDWS105 | Normal makeup vent | CRT landing | CRT | Drain/Vent Vlv | DWS | no data | CLOSED | no data
02-VDWS105 | Normal makeup vent | CRT landing | CRT | Drain/Vent Vlv | DWS | no data | CLOSED | no data
01-VDWS643 | Emergency makeup drain | CRT landing | CRT | Drain/Vent Vlv | DWS | no data | CLOSED | no data
02-VDWS643 | Emergency makeup drain | CRT landing | CRT | Drain/Vent Vlv | DWS | no data | CLOSED | no data
01-VDWS532F | Emergency makeup FT | CRT landing | FIT | Iso Vlv | DWS | no data | OPEN | no data
02-VDWS532F | Emergency makeup FT | CRT landing | FIT | Iso Vlv | DWS | no data | OPEN | no data
01-VDWSF534F | Emergency makeup FT | CRT landing | FIT | Iso Vlv | DWS | no data | OPEN | no data
02-VDWSF534F | Emergency makeup FT | CRT landing | FIT | Iso Vlv | DWS | no data | OPEN | no data
01-VDWS528F | Normal makeup FT | CRT landing | FIT | Iso Vlv | DWS | no data | OPEN | no data
02-VDWS528F | Normal makeup FT | CRT landing | FIT | Iso Vlv | DWS | no data | OPEN | no data
01-VDWSF530F | Normal makeup FT | CRT landing | FIT | Iso Vlv | DWS | no data | OPEN | no data
02-VDWSF530F | Normal makeup FT | CRT landing | FIT | Iso Vlv | DWS | no data | OPEN | no data
01-VAXS174 | Steam to air ejector CV iso | CRT landing | CRT/Air ejector | Iso Vlv | AXS | no data | OPEN | no data
02-VAXS174 | Steam to air ejector CV iso | CRT landing | CRT/Air ejector | Iso Vlv | AXS | no data | OPEN | no data
01-VAXS175 | Steam to air ejector CV iso | CRT landing | CRT/Air ejector | Iso Vlv | AXS | no data | OPEN | no data
02-VAXS175 | Steam to air ejector CV iso | CRT landing | CRT/Air ejector | Iso Vlv | AXS | no data | OPEN | no data
01-VAXS153 | Steam to air ejector drain | CRT landing | CRT/Air ejector | Drain/Vent Vlv | AXS | no data | CLOSED | no data
02-VAXS153 | Steam to air ejector drain | CRT landing | CRT/Air ejector | Drain/Vent Vlv | AXS | no data | CLOSED | no data
01-VAXS152 | Steam to air ejector CV bypass | CRT landing | CRT/Air ejector | Iso Vlv | AXS | no data | CLOSED | no data
02-VAXS152 | Steam to air ejector CV bypass | CRT landing | CRT/Air ejector | Iso Vlv | AXS | no data | CLOSED | no data
01-VAXS186 | Air ejector PIT iso | CRT landing | PIT | Iso Vlv | AXS | no data | OPEN | no data
02-VAXS186 | Air ejector PIT iso | CRT landing | PIT | Iso Vlv | AXS | no data | OPEN | no data
01-VAXS183 | Air ejector vent | CRT landing | CRT/Air ejector | Drain/Vent Vlv | AXS | no data | CLOSED | no data
02-VAXS183 | Air ejector vent | CRT landing | CRT/Air ejector | Drain/Vent Vlv | AXS | no data | CLOSED | no data
01-nodata | Air ejector suction/discharge | CRT landing | CRT/Air ejector | Iso Vlv | AXS | no data | no data | no data
02-nodata | Air ejector suction/discharge | CRT landing | CRT/Air ejector | Iso Vlv | AXS | no data | no data | no data
01-VAXS168 | Sparging steam CV iso | CRT landing | CRT | Iso Vlv | AXS | no data | OPEN | no data
02-VAXS168 | Sparging steam CV iso | CRT landing | CRT | Iso Vlv | AXS | no data | OPEN | no data
01-VAXS165 | Sparging steam CV iso | CRT landing | CRT | Iso Vlv | AXS | no data | OPEN | no data
02-VAXS165 | Sparging steam CV iso | CRT landing | CRT | Iso Vlv | AXS | no data | OPEN | no data
01-VAXS147 | Sparging steam strainer drain | CRT landing | CRT | Drain/Vent Vlv | AXS | no data | CLOSED | no data
02-VAXS147 | Sparging steam strainer drain | CRT landing | CRT | Drain/Vent Vlv | AXS | no data | CLOSED | no data
01-VAXS182 | Sparging steam strainer vent | CRT landing | CRT | Drain/Vent Vlv | AXS | no data | CLOSED | no data
02-VAXS182 | Sparging steam strainer vent | CRT landing | CRT | Drain/Vent Vlv | AXS | no data | CLOSED | no data
01-VAXS102 | Sparging steam strainer PDIT | CRT landing | CRT | Iso Vlv | AXS | no data | OPEN | no data
02-VAXS102 | Sparging steam strainer PDIT | CRT landing | CRT | Iso Vlv | AXS | no data | OPEN | no data
01-VAXS122 | Sparging steam strainer PDIT | CRT landing | CRT | Iso Vlv | AXS | no data | OPEN | no data
02-VAXS122 | Sparging steam strainer PDIT | CRT landing | CRT | Iso Vlv | AXS | no data | OPEN | no data
01-VAXS145 | Sparging steam CV bypass | CRT landing | CRT | Iso Vlv | AXS | no data | CLOSED | no data
02-VAXS145 | Sparging steam CV bypass | CRT landing | CRT | Iso Vlv | AXS | no data | CLOSED | no data
01-VCND106 | ST DT pump discharge Vent | CRT landing | CRT | Drain/Vent Vlv | CND | no data | CLOSED | no data
02-VCND106 | ST DT pump discharge Vent | CRT landing | CRT | Drain/Vent Vlv | CND | no data | CLOSED | no data
01-VCND259 | ST DT pump discharge Drain | CRT landing | CRT | Drain/Vent Vlv | CND | no data | CLOSED | no data
02-VCND259 | ST DT pump discharge Drain | CRT landing | CRT | Drain/Vent Vlv | CND | no data | CLOSED | no data
01-VCND258 | ST DT pump discharge Vent | CRT landing | CRT | Drain/Vent Vlv | CND | no data | CLOSED | no data
02-VCND258 | ST DT pump discharge Vent | CRT landing | CRT | Drain/Vent Vlv | CND | no data | CLOSED | no data
01-VCND | Condensate Receiver Tank drain valve | CRT area | CRT | no data | CND | no data | CLOSED | no data
02-VCND | Condensate Receiver Tank drain valve | CRT area | CRT | no data | CND | no data | CLOSED | no data
01-VCND | Level indicating instruments (4 lower valves) | CRT area | LIT | no data | CND | no data | OPEN | no data
02-VCND | Level indicating instruments (4 lower valves) | CRT area | LIT | no data | CND | no data | OPEN | no data
01-nodata | Cond. Receiver Tank PITs | CRT area | PIT | no data | CND | no data | OPEN | no data
02-nodata | Cond. Receiver Tank PITs | CRT area | PIT | no data | CND | no data | OPEN | no data
01-VCND377 | Condensate Recirc Drain (after strainer) | CRT area | CRT | no data | CND | no data | CLOSED | no data
02-VCND377 | Condensate Recirc Drain (after strainer) | CRT area | CRT | no data | CND | no data | CLOSED | no data
01-VCND404 | Condensate Recirc Strainer Vent | CRT area | CRT | no data | CND | no data | CLOSED | no data
02-VCND404 | Condensate Recirc Strainer Vent | CRT area | CRT | no data | CND | no data | CLOSED | no data
01-VCND195 | Condensate Recirc Strainer Drain | CRT area | CRT | no data | CND | no data | CLOSED | no data
02-VCND195 | Condensate Recirc Strainer Drain | CRT area | CRT | no data | CND | no data | CLOSED | no data
01-VCND323 | Condensate Recirc Strainer isolation | CRT area | CRT | no data | CND | no data | OPEN | no data
02-VCND323 | Condensate Recirc Strainer isolation | CRT area | CRT | no data | CND | no data | OPEN | no data
01-VCND | Condensate Recirc Strainer DP isolation (2) valves | CRT area | CRT | no data | CND | no data | OPEN | no data
02-VCND | Condensate Recirc Strainer DP isolation (2) valves | CRT area | CRT | no data | CND | no data | OPEN | no data
01-VCND577 | ACC east loop seal drain | CRT area | ACC | no data | CND | no data | CLOSED | no data
02-VCND577 | ACC east loop seal drain | CRT area | ACC | no data | CND | no data | CLOSED | no data
01-VCND576 | ACC west loop seal drain | CRT area | ACC | no data | CND | no data | CLOSED | no data
02-VCND576 | ACC west loop seal drain | CRT area | ACC | no data | CND | no data | CLOSED | no data
01-nodata | ACC street iso bypass trap (2 sets) | CRT area | ACC | no data | CND | no data | CLOSED | no data
02-nodata | ACC street iso bypass trap (2 sets) | CRT area | ACC | no data | CND | no data | CLOSED | no data
01-VBFW381 | BFP "A" HP FW recirc drain after strainer | CRT area | Strainer | no data | BFW | no data | CLOSED | no data
02-VBFW381 | BFP "A" HP FW recirc drain after strainer | CRT area | Strainer | no data | BFW | no data | CLOSED | no data
01-VBFW415 | BFP "A" HP FW recirc drain after strainer | CRT area | Strainer | no data | BFW | no data | CLOSED | no data
02-VBFW415 | BFP "A" HP FW recirc drain after strainer | CRT area | Strainer | no data | BFW | no data | CLOSED | no data
01-VBFW215 | BFP "A" HP FW strainer iso | CRT area | Strainer | no data | BFW | no data | OPEN | no data
02-VBFW215 | BFP "A" HP FW strainer iso | CRT area | Strainer | no data | BFW | no data | OPEN | no data
01-VBFW216 | BFP "A" HP FW strainer drain | CRT area | Strainer | no data | BFW | no data | CLOSED | no data
02-VBFW216 | BFP "A" HP FW strainer drain | CRT area | Strainer | no data | BFW | no data | CLOSED | no data
01-VBFW217 | BFP "A" HP FW strainer drain | CRT area | Strainer | no data | BFW | no data | CLOSED | no data
02-VBFW217 | BFP "A" HP FW strainer drain | CRT area | Strainer | no data | BFW | no data | CLOSED | no data
01-VBFW411 | BFP "A" HP FW strainer vent | CRT area | Strainer | no data | BFW | no data | CLOSED | no data
02-VBFW411 | BFP "A" HP FW strainer vent | CRT area | Strainer | no data | BFW | no data | CLOSED | no data
01-VBFW412 | BFP "A" HP FW strainer vent | CRT area | Strainer | no data | BFW | no data | CLOSED | no data
02-VBFW412 | BFP "A" HP FW strainer vent | CRT area | Strainer | no data | BFW | no data | CLOSED | no data
01-VBFW232 | BFP "B" HP FW strainer iso | CRT area | Strainer | no data | BFW | no data | OPEN | no data
02-VBFW232 | BFP "B" HP FW strainer iso | CRT area | Strainer | no data | BFW | no data | OPEN | no data
01-VBFW233 | BFP "B" HP FW strainer drain | CRT area | Strainer | no data | BFW | no data | CLOSED | no data
02-VBFW233 | BFP "B" HP FW strainer drain | CRT area | Strainer | no data | BFW | no data | CLOSED | no data
01-VBFW234 | BFP "B" HP FW strainer drain | CRT area | Strainer | no data | BFW | no data | CLOSED | no data
02-VBFW234 | BFP "B" HP FW strainer drain | CRT area | Strainer | no data | BFW | no data | CLOSED | no data
01-VBFW427 | BFP "B" HP FW strainer vent | CRT area | Strainer | no data | BFW | no data | CLOSED | no data
02-VBFW427 | BFP "B" HP FW strainer vent | CRT area | Strainer | no data | BFW | no data | CLOSED | no data
01-VBFW428 | BFP "B" HP FW strainer vent | CRT area | Strainer | no data | BFW | no data | CLOSED | no data
02-VBFW428 | BFP "B" HP FW strainer vent | CRT area | Strainer | no data | BFW | no data | CLOSED | no data
01-VBFW338 | BFP "B" HP FW recirc drain after strainer | CRT area | CRT | no data | BFW | no data | CLOSED | no data
02-VBFW338 | BFP "B" HP FW recirc drain after strainer | CRT area | CRT | no data | BFW | no data | CLOSED | no data
01-VBFW365 | BFP "B" HP FW recirc drain after strainer | CRT area | CRT | no data | BFW | no data | CLOSED | no data
02-VBFW365 | BFP "B" HP FW recirc drain after strainer | CRT area | CRT | no data | BFW | no data | CLOSED | no data
01-VBFW330 | From TCA to Cond. Receiver Tank iso (2) vlvs | CRT area | CRT | no data | BFW | no data | OPEN | no data
02-VBFW330 | From TCA to Cond. Receiver Tank iso (2) vlvs | CRT area | CRT | no data | BFW | no data | OPEN | no data
01-VBFW922 | From TCA to Cond. Receiver Tank iso (2) vlvs | CRT area | CRT | no data | BFW | no data | OPEN | no data
02-VBFW922 | From TCA to Cond. Receiver Tank iso (2) vlvs | CRT area | CRT | no data | BFW | no data | OPEN | no data
01-VBFW165 | From TCA to Cond. Receiver Tank drain | CRT area | CRT | no data | BFW | no data | CLOSED | no data
02-VBFW165 | From TCA to Cond. Receiver Tank drain | CRT area | CRT | no data | BFW | no data | CLOSED | no data
01-VBFW166 | From TCA to Cond. Receiver Tank drain | CRT area | CRT | no data | BFW | no data | CLOSED | no data
02-VBFW166 | From TCA to Cond. Receiver Tank drain | CRT area | CRT | no data | BFW | no data | CLOSED | no data
01-VBFW923 | From TCA to Cond. Receiver Tank strainer vent | CRT area | Strainer | no data | BFW | no data | CLOSED | no data
02-VBFW923 | From TCA to Cond. Receiver Tank strainer vent | CRT area | Strainer | no data | BFW | no data | CLOSED | no data
01-VBFW532 | From TCA to Cond. Receiver Tank strainer vent | CRT area | Strainer | no data | BFW | no data | CLOSED | no data
02-VBFW532 | From TCA to Cond. Receiver Tank strainer vent | CRT area | Strainer | no data | BFW | no data | CLOSED | no data
01-VBFW333 | From TCA to Cond. Receiver Tank strainer drain | CRT area | Strainer | no data | BFW | no data | CLOSED | no data
02-VBFW333 | From TCA to Cond. Receiver Tank strainer drain | CRT area | Strainer | no data | BFW | no data | CLOSED | no data
01-VBFW334 | From TCA to Cond. Receiver Tank strainer drain | CRT area | Strainer | no data | BFW | no data | CLOSED | no data
02-VBFW334 | From TCA to Cond. Receiver Tank strainer drain | CRT area | Strainer | no data | BFW | no data | CLOSED | no data
01-VBFW305 | From TCA to Cond. Receiver Tank drain after strainer | CRT area | Strainer | no data | BFW | no data | OPEN | no data
02-VBFW305 | From TCA to Cond. Receiver Tank drain after strainer | CRT area | Strainer | no data | BFW | no data | OPEN | no data
01-VBFW306 | From TCA to Cond. Receiver Tank drain after strainer | CRT area | Strainer | no data | BFW | no data | OPEN | no data
02-VBFW306 | From TCA to Cond. Receiver Tank drain after strainer | CRT area | Strainer | no data | BFW | no data | OPEN | no data
01-VBFW290 | Gas performance heater to receiver tank iso (2) valves | CRT area | no data | no data | BFW | no data | OPEN | no data
02-VBFW290 | Gas performance heater to receiver tank iso (2) valves | CRT area | no data | no data | BFW | no data | OPEN | no data
01-VBFW361 | Gas performance heater to receiver tank iso (2) valves | CRT area | no data | no data | BFW | no data | OPEN | no data
02-VBFW361 | Gas performance heater to receiver tank iso (2) valves | CRT area | no data | no data | BFW | no data | OPEN | no data
01-VBFW402 | Gas performance heater to receiver tank drain | CRT area | no data | no data | BFW | no data | CLOSED | no data
02-VBFW402 | Gas performance heater to receiver tank drain | CRT area | no data | no data | BFW | no data | CLOSED | no data
01-VBFW403 | Gas performance heater to receiver tank drain | CRT area | no data | no data | BFW | no data | CLOSED | no data
02-VBFW403 | Gas performance heater to receiver tank drain | CRT area | no data | no data | BFW | no data | CLOSED | no data
01-VBFW440 | Gas performance heater to receiver tank strainer vent | CRT area | Strainer | no data | BFW | no data | CLOSED | no data
02-VBFW440 | Gas performance heater to receiver tank strainer vent | CRT area | Strainer | no data | BFW | no data | CLOSED | no data
01-VBFW441 | Gas performance heater to receiver tank strainer vent | CRT area | Strainer | no data | BFW | no data | CLOSED | no data
02-VBFW441 | Gas performance heater to receiver tank strainer vent | CRT area | Strainer | no data | BFW | no data | CLOSED | no data
01-VBFW292 | Gas performance heater to receiver tank strainer drain | CRT area | Strainer | no data | BFW | no data | CLOSED | no data
02-VBFW292 | Gas performance heater to receiver tank strainer drain | CRT area | Strainer | no data | BFW | no data | CLOSED | no data
01-VBFW366 | Gas performance heater to receiver tank strainer drain | CRT area | Strainer | no data | BFW | no data | CLOSED | no data
02-VBFW366 | Gas performance heater to receiver tank strainer drain | CRT area | Strainer | no data | BFW | no data | CLOSED | no data
01-VBFW449 | Gas performance heater to receiver tank after strainer drain | CRT area | no data | no data | BFW | no data | CLOSED | no data
02-VBFW449 | Gas performance heater to receiver tank after strainer drain | CRT area | no data | no data | BFW | no data | CLOSED | no data
01-VBFW450 | Gas performance heater to receiver tank after strainer drain | CRT area | no data | no data | BFW | no data | CLOSED | no data
02-VBFW450 | Gas performance heater to receiver tank after strainer drain | CRT area | no data | no data | BFW | no data | CLOSED | no data
01-VAXS117 | Steam trap iso | CRT area | no data | no data | AXS | no data | no data | no data
02-VAXS117 | Steam trap iso | CRT area | no data | no data | AXS | no data | no data | no data
01-VAXS201 | Steam trap iso | CRT area | no data | no data | AXS | no data | no data | no data
02-VAXS201 | Steam trap iso | CRT area | no data | no data | AXS | no data | no data | no data
01-VAXS120 | Steam trap bypass | CRT area | no data | no data | AXS | no data | no data | no data
02-VAXS120 | Steam trap bypass | CRT area | no data | no data | AXS | no data | no data | no data
01-VAXS119 | Steam trap strainer drain | CRT area | no data | no data | AXS | no data | no data | no data
02-VAXS119 | Steam trap strainer drain | CRT area | no data | no data | AXS | no data | no data | no data
01-VAXS200 | Steam trap drain | CRT area | no data | no data | AXS | no data | no data | no data
02-VAXS200 | Steam trap drain | CRT area | no data | no data | AXS | no data | no data | no data
01-VCND | Inlet valve to strainer #1 | CRT area | CND pump A | no data | CND | no data | OPEN | no data
02-VCND | Inlet valve to strainer #1 | CRT area | CND pump A | no data | CND | no data | OPEN | no data
01-VCND | Inlet valve to strainer #2 | CRT area | CND pump A | no data | CND | no data | CLOSED | no data
02-VCND | Inlet valve to strainer #2 | CRT area | CND pump A | no data | CND | no data | CLOSED | no data
01-VCND | Outlet valve from strainer 1 | CRT area | CND pump A | no data | CND | no data | OPEN | no data
02-VCND | Outlet valve from strainer 1 | CRT area | CND pump A | no data | CND | no data | OPEN | no data
01-VCND | Outlet valve from strainer 2 | CRT area | CND pump A | no data | CND | no data | CLOSED | no data
02-VCND | Outlet valve from strainer 2 | CRT area | CND pump A | no data | CND | no data | CLOSED | no data
01-VCND166 | Strainer Drain valves (2) | CRT area | CND pump A | no data | CND | no data | CLOSED | no data
02-VCND166 | Strainer Drain valves (2) | CRT area | CND pump A | no data | CND | no data | CLOSED | no data
01-VCND171 | Strainer Drain valves (2) | CRT area | CND pump A | no data | CND | no data | CLOSED | no data
02-VCND171 | Strainer Drain valves (2) | CRT area | CND pump A | no data | CND | no data | CLOSED | no data
01-VCND191 | Strainer Vent valves (4) | CRT area | CND pump A | no data | CND | no data | CLOSED | no data
02-VCND191 | Strainer Vent valves (4) | CRT area | CND pump A | no data | CND | no data | CLOSED | no data
01-VCND320 | Strainer Vent valves (4) | CRT area | CND pump A | no data | CND | no data | CLOSED | no data
02-VCND320 | Strainer Vent valves (4) | CRT area | CND pump A | no data | CND | no data | CLOSED | no data
01-VCND118 | Strainer Vent valves (4) | CRT area | CND pump A | no data | CND | no data | CLOSED | no data
02-VCND118 | Strainer Vent valves (4) | CRT area | CND pump A | no data | CND | no data | CLOSED | no data
01-VCND100 | Strainer Vent valves (4) | CRT area | CND pump A | no data | CND | no data | CLOSED | no data
02-VCND100 | Strainer Vent valves (4) | CRT area | CND pump A | no data | CND | no data | CLOSED | no data
01-VCND179 | DP transmitter isolation (2) valves | CRT area | CND pump A | no data | CND | no data | OPEN | no data
02-VCND179 | DP transmitter isolation (2) valves | CRT area | CND pump A | no data | CND | no data | OPEN | no data
01-VCND142 | DP transmitter isolation (2) valves | CRT area | CND pump A | no data | CND | no data | OPEN | no data
02-VCND142 | DP transmitter isolation (2) valves | CRT area | CND pump A | no data | CND | no data | OPEN | no data
01-VCND143 | CND pump suction pressure gauge isolation. | CRT area | CND pump A | no data | CND | no data | OPEN | no data
02-VCND143 | CND pump suction pressure gauge isolation. | CRT area | CND pump A | no data | CND | no data | OPEN | no data
01-VCND128 | CND Pump Discharge valve | CRT area | CND pump A | no data | CND | no data | OPEN | no data
02-VCND128 | CND Pump Discharge valve | CRT area | CND pump A | no data | CND | no data | OPEN | no data
01-VCND128 | CND Pump Discharge bypass valve | CRT area | CND pump A | no data | CND | no data | CLOSED | no data
02-VCND128 | CND Pump Discharge bypass valve | CRT area | CND pump A | no data | CND | no data | CLOSED | no data
01-VCND128 | CND Pump Discharge equalizing valve | CRT area | CND pump A | no data | CND | no data | OPEN | no data
02-VCND128 | CND Pump Discharge equalizing valve | CRT area | CND pump A | no data | CND | no data | OPEN | no data
01-VCND818 | Seal supply valve | CRT area | CND pump A | no data | CND | no data | OPEN | no data
02-VCND818 | Seal supply valve | CRT area | CND pump A | no data | CND | no data | OPEN | no data
01-VCND157 | Air vent valve | CRT area | CND pump A | no data | CND | no data | CLOSED | no data
02-VCND157 | Air vent valve | CRT area | CND pump A | no data | CND | no data | CLOSED | no data
01-VCND814 | Air vent valve | CRT area | CND pump A | no data | CND | no data | CLOSED | no data
02-VCND814 | Air vent valve | CRT area | CND pump A | no data | CND | no data | CLOSED | no data
01-VCND820 | Equalizing valve | CRT area | CND pump A | no data | CND | no data | OPEN | no data
02-VCND820 | Equalizing valve | CRT area | CND pump A | no data | CND | no data | OPEN | no data
01-VCND819 | Seal water pressure gauge | CRT area | CND pump A | no data | CND | no data | OPEN | no data
02-VCND819 | Seal water pressure gauge | CRT area | CND pump A | no data | CND | no data | OPEN | no data
01-VCND804 | Pump discharge pressure gauge | CRT area | CND pump A | no data | CND | no data | OPEN | no data
02-VCND804 | Pump discharge pressure gauge | CRT area | CND pump A | no data | CND | no data | OPEN | no data
01-VCND104 | Pump Discharge pressure transmitter | CRT area | CND pump A | no data | CND | no data | OPEN | no data
02-VCND104 | Pump Discharge pressure transmitter | CRT area | CND pump A | no data | CND | no data | OPEN | no data
01-VCND196 | Pump Discharge Drain | CRT area | CND pump A | no data | CND | no data | CLOSED | no data
02-VCND196 | Pump Discharge Drain | CRT area | CND pump A | no data | CND | no data | CLOSED | no data
01-VCND | Inlet valve to strainer 1 | CRT area | CND pump B | no data | CND | no data | OPEN | no data
02-VCND | Inlet valve to strainer 1 | CRT area | CND pump B | no data | CND | no data | OPEN | no data
01-VCND | Inlet valve to strainer 2 | CRT area | CND pump B | no data | CND | no data | CLOSED | no data
02-VCND | Inlet valve to strainer 2 | CRT area | CND pump B | no data | CND | no data | CLOSED | no data
01-VCND | Outlet valve from strainer 1 | CRT area | CND pump B | no data | CND | no data | OPEN | no data
02-VCND | Outlet valve from strainer 1 | CRT area | CND pump B | no data | CND | no data | OPEN | no data
01-VCND | Outlet valve from strainer 2 | CRT area | CND pump B | no data | CND | no data | CLOSED | no data
02-VCND | Outlet valve from strainer 2 | CRT area | CND pump B | no data | CND | no data | CLOSED | no data
01-VCND361 | Strainer Drain valves (2) | CRT area | CND pump B | no data | CND | no data | CLOSED | no data
02-VCND361 | Strainer Drain valves (2) | CRT area | CND pump B | no data | CND | no data | CLOSED | no data
01-VCND176 | Strainer Drain valves (2) | CRT area | CND pump B | no data | CND | no data | CLOSED | no data
02-VCND176 | Strainer Drain valves (2) | CRT area | CND pump B | no data | CND | no data | CLOSED | no data
01-VCND154 | Strainer Vent valves (4) | CRT area | CND pump B | no data | CND | no data | CLOSED | no data
02-VCND154 | Strainer Vent valves (4) | CRT area | CND pump B | no data | CND | no data | CLOSED | no data
01-VCND360 | Strainer Vent valves (4) | CRT area | CND pump B | no data | CND | no data | CLOSED | no data
02-VCND360 | Strainer Vent valves (4) | CRT area | CND pump B | no data | CND | no data | CLOSED | no data
01-VCND135 | Strainer Vent valves (4) | CRT area | CND pump B | no data | CND | no data | CLOSED | no data
02-VCND135 | Strainer Vent valves (4) | CRT area | CND pump B | no data | CND | no data | CLOSED | no data
01-VCND129 | Strainer Vent valves (4) | CRT area | CND pump B | no data | CND | no data | CLOSED | no data
02-VCND129 | Strainer Vent valves (4) | CRT area | CND pump B | no data | CND | no data | CLOSED | no data
01-VCND181 | DP transmitter isolation (2) valves | CRT area | CND pump B | no data | CND | no data | OPEN | no data
02-VCND181 | DP transmitter isolation (2) valves | CRT area | CND pump B | no data | CND | no data | OPEN | no data
01-VCND164 | DP transmitter isolation (2) valves | CRT area | CND pump B | no data | CND | no data | OPEN | no data
02-VCND164 | DP transmitter isolation (2) valves | CRT area | CND pump B | no data | CND | no data | OPEN | no data
01-VCND183 | CND pump suction pressure gauge isolation. | CRT area | CND pump B | no data | CND | no data | OPEN | no data
02-VCND183 | CND pump suction pressure gauge isolation. | CRT area | CND pump B | no data | CND | no data | OPEN | no data
01-VCND194 | CND Pump Discharge valve | CRT area | CND pump B | no data | CND | no data | no data | no data
02-VCND194 | CND Pump Discharge valve | CRT area | CND pump B | no data | CND | no data | no data | no data
01-VCND194 | CND Pump Discharge bypass valve | CRT area | CND pump B | no data | CND | no data | CLOSED | no data
02-VCND194 | CND Pump Discharge bypass valve | CRT area | CND pump B | no data | CND | no data | CLOSED | no data
01-VCND194 | CND Pump Discharge equalizing valve | CRT area | CND pump B | no data | CND | no data | OPEN | no data
02-VCND194 | CND Pump Discharge equalizing valve | CRT area | CND pump B | no data | CND | no data | OPEN | no data
01-VCND848 | Seal supply valve | CRT area | CND pump B | no data | CND | no data | OPEN | no data
02-VCND848 | Seal supply valve | CRT area | CND pump B | no data | CND | no data | OPEN | no data
01-VCND333 | Air vent valve (2) | CRT area | CND pump B | no data | CND | no data | CLOSED | no data
02-VCND333 | Air vent valve (2) | CRT area | CND pump B | no data | CND | no data | CLOSED | no data
01-VCND844 | Air vent valve (2) | CRT area | CND pump B | no data | CND | no data | CLOSED | no data
02-VCND844 | Air vent valve (2) | CRT area | CND pump B | no data | CND | no data | CLOSED | no data
01-VCND850 | Equalizing valve | CRT area | CND pump B | no data | CND | no data | OPEN | no data
02-VCND850 | Equalizing valve | CRT area | CND pump B | no data | CND | no data | OPEN | no data
01-VCND846 | Seal water pressure gauge | CRT area | CND pump B | no data | CND | no data | OPEN | no data
02-VCND846 | Seal water pressure gauge | CRT area | CND pump B | no data | CND | no data | OPEN | no data
01-VCND834 | Pump discharge pressure gauge | CRT area | CND pump B | no data | CND | no data | OPEN | no data
02-VCND834 | Pump discharge pressure gauge | CRT area | CND pump B | no data | CND | no data | OPEN | no data
01-VCND137 | Pump Discharge pressure transmitter | CRT area | CND pump B | no data | CND | no data | OPEN | no data
02-VCND137 | Pump Discharge pressure transmitter | CRT area | CND pump B | no data | CND | no data | OPEN | no data
01-VCND167 | Pump Discharge Drain | CRT area | CND pump B | no data | CND | no data | CLOSED | no data
02-VCND167 | Pump Discharge Drain | CRT area | CND pump B | no data | CND | no data | CLOSED | no data
01-VCND | Inlet valve to strainer 1 | CRT area | CND pump C | no data | CND | no data | OPEN | no data
02-VCND | Inlet valve to strainer 1 | CRT area | CND pump C | no data | CND | no data | OPEN | no data
01-VCND | Inlet valve to strainer 2 | CRT area | CND pump C | no data | CND | no data | CLOSED | no data
02-VCND | Inlet valve to strainer 2 | CRT area | CND pump C | no data | CND | no data | CLOSED | no data
01-VCND | Outlet valve from strainer 1 | CRT area | CND pump C | no data | CND | no data | OPEN | no data
02-VCND | Outlet valve from strainer 1 | CRT area | CND pump C | no data | CND | no data | OPEN | no data
01-VCND | Outlet valve from strainer 2 | CRT area | CND pump C | no data | CND | no data | CLOSED | no data
02-VCND | Outlet valve from strainer 2 | CRT area | CND pump C | no data | CND | no data | CLOSED | no data
01-VCND173 | Strainer Drain valves (2) | CRT area | CND pump C | no data | CND | no data | CLOSED | no data
02-VCND173 | Strainer Drain valves (2) | CRT area | CND pump C | no data | CND | no data | CLOSED | no data
01-VCND178 | Strainer Drain valves (2) | CRT area | CND pump C | no data | CND | no data | CLOSED | no data
02-VCND178 | Strainer Drain valves (2) | CRT area | CND pump C | no data | CND | no data | CLOSED | no data
01-VCND330 | Strainer Vent valves (4) | CRT area | CND pump C | no data | CND | no data | CLOSED | no data
02-VCND330 | Strainer Vent valves (4) | CRT area | CND pump C | no data | CND | no data | CLOSED | no data
01-VCND133 | Strainer Vent valves (4) | CRT area | CND pump C | no data | CND | no data | CLOSED | no data
02-VCND133 | Strainer Vent valves (4) | CRT area | CND pump C | no data | CND | no data | CLOSED | no data
01-VCND168 | Strainer Vent valves (4) | CRT area | CND pump C | no data | CND | no data | CLOSED | no data
02-VCND168 | Strainer Vent valves (4) | CRT area | CND pump C | no data | CND | no data | CLOSED | no data
01-VCND165 | Strainer Vent valves (4) | CRT area | CND pump C | no data | CND | no data | CLOSED | no data
02-VCND165 | Strainer Vent valves (4) | CRT area | CND pump C | no data | CND | no data | CLOSED | no data
01-VCND112 | DP transmitter isolation (2) valves | CRT area | CND pump C | no data | CND | no data | OPEN | no data
02-VCND112 | DP transmitter isolation (2) valves | CRT area | CND pump C | no data | CND | no data | OPEN | no data
01-VCND192 | DP transmitter isolation (2) valves | CRT area | CND pump C | no data | CND | no data | OPEN | no data
02-VCND192 | DP transmitter isolation (2) valves | CRT area | CND pump C | no data | CND | no data | OPEN | no data
01-VCND131 | CND pump suction pressure gauge isolation. | CRT area | CND pump C | no data | CND | no data | OPEN | no data
02-VCND131 | CND pump suction pressure gauge isolation. | CRT area | CND pump C | no data | CND | no data | OPEN | no data
01-VCND329 | CND Pump Discharge valve | CRT area | CND pump C | no data | CND | no data | no data | no data
02-VCND329 | CND Pump Discharge valve | CRT area | CND pump C | no data | CND | no data | no data | no data
01-VCND329B | CND Pump Discharge bypass valve | CRT area | CND pump C | no data | CND | no data | CLOSED | no data
02-VCND329B | CND Pump Discharge bypass valve | CRT area | CND pump C | no data | CND | no data | CLOSED | no data
01-VCND329E | CND Pump Discharge equalizing valve | CRT area | CND pump C | no data | CND | no data | OPEN | no data
02-VCND329E | CND Pump Discharge equalizing valve | CRT area | CND pump C | no data | CND | no data | OPEN | no data
01-VCND878 | Seal supply valve | CRT area | CND pump C | no data | CND | no data | OPEN | no data
02-VCND878 | Seal supply valve | CRT area | CND pump C | no data | CND | no data | OPEN | no data
01-VCND113 | Air vent valve | CRT area | CND pump C | no data | CND | no data | CLOSED | no data
02-VCND113 | Air vent valve | CRT area | CND pump C | no data | CND | no data | CLOSED | no data
01-VCND874 | Air vent valve | CRT area | CND pump C | no data | CND | no data | CLOSED | no data
02-VCND874 | Air vent valve | CRT area | CND pump C | no data | CND | no data | CLOSED | no data
01-VCND880 | Equalizing valve | CRT area | CND pump C | no data | CND | no data | OPEN | no data
02-VCND880 | Equalizing valve | CRT area | CND pump C | no data | CND | no data | OPEN | no data
01-VCND876 | Seal water pressure gauge | CRT area | CND pump C | no data | CND | no data | OPEN | no data
02-VCND876 | Seal water pressure gauge | CRT area | CND pump C | no data | CND | no data | OPEN | no data
01-VCND864 | Pump discharge pressure gauge | CRT area | CND pump C | no data | CND | no data | OPEN | no data
02-VCND864 | Pump discharge pressure gauge | CRT area | CND pump C | no data | CND | no data | OPEN | no data
01-VCND130 | Pump Discharge pressure transmitter | CRT area | CND pump C | no data | CND | no data | OPEN | no data
02-VCND130 | Pump Discharge pressure transmitter | CRT area | CND pump C | no data | CND | no data | OPEN | no data
01-VCND189 | Pump Discharge Drain | CRT area | CND pump C | no data | CND | no data | CLOSED | no data
02-VCND189 | Pump Discharge Drain | CRT area | CND pump C | no data | CND | no data | CLOSED | no data
01-VCND238 | Demin Water supply valves | CRT area | CND header | no data | CND | no data | no data | no data
02-VCND238 | Demin Water supply valves | CRT area | CND header | no data | CND | no data | no data | no data
01-VCND236 | Demin Water supply valves | CRT area | CND header | no data | CND | no data | no data | no data
02-VCND236 | Demin Water supply valves | CRT area | CND header | no data | CND | no data | no data | no data
01-VCND237 | Demin Water drain | CRT area | CND header | no data | CND | no data | CLOSED | no data
02-VCND237 | Demin Water drain | CRT area | CND header | no data | CND | no data | CLOSED | no data
01-VCND127 | Common Condensate Discharge Header Vent | CRT area | CND header | no data | CND | no data | CLOSED | no data
02-VCND127 | Common Condensate Discharge Header Vent | CRT area | CND header | no data | CND | no data | CLOSED | no data
01-VCND151 | Common Condensate Discharge Header PIT | CRT area | PIT | no data | CND | no data | OPEN | no data
02-VCND151 | Common Condensate Discharge Header PIT | CRT area | PIT | no data | CND | no data | OPEN | no data
01-VCND201 | Filter Inlet MOV equalizing valve | CRT area | IRON Filer A | no data | CND | no data | OPEN | no data
02-VCND201 | Filter Inlet MOV equalizing valve | CRT area | IRON Filer A | no data | CND | no data | OPEN | no data
01-VCND172 | Filter Outlet | CRT area | IRON Filer A | no data | CND | no data | OPEN | no data
02-VCND172 | Filter Outlet | CRT area | IRON Filer A | no data | CND | no data | OPEN | no data
01-VCND172 | Filter Outlet Bypass Valve | CRT area | IRON Filer A | no data | CND | no data | CLOSED | no data
02-VCND172 | Filter Outlet Bypass Valve | CRT area | IRON Filer A | no data | CND | no data | CLOSED | no data
01-VCND172 | Filter Outlet Equalizing Valve | CRT area | IRON Filer A | no data | CND | no data | OPEN | no data
02-VCND172 | Filter Outlet Equalizing Valve | CRT area | IRON Filer A | no data | CND | no data | OPEN | no data
01-VCND139 | Filter Vent | CRT area | IRON Filer A | no data | CND | no data | CLOSED | no data
02-VCND139 | Filter Vent | CRT area | IRON Filer A | no data | CND | no data | CLOSED | no data
01-VCND114 | Filter Drains (2) | CRT area | IRON Filer A | no data | CND | no data | CLOSED | no data
02-VCND114 | Filter Drains (2) | CRT area | IRON Filer A | no data | CND | no data | CLOSED | no data
01-VCND144 | Filter Drains (2) | CRT area | IRON Filer A | no data | CND | no data | CLOSED | no data
02-VCND144 | Filter Drains (2) | CRT area | IRON Filer A | no data | CND | no data | CLOSED | no data
01-VCND184 | Filter D/P Transmitter (2) isolation valves | CRT area | IRON Filer A | no data | CND | no data | OPEN | no data
02-VCND184 | Filter D/P Transmitter (2) isolation valves | CRT area | IRON Filer A | no data | CND | no data | OPEN | no data
01-VCND177 | Filter D/P Transmitter (2) isolation valves | CRT area | IRON Filer A | no data | CND | no data | OPEN | no data
02-VCND177 | Filter D/P Transmitter (2) isolation valves | CRT area | IRON Filer A | no data | CND | no data | OPEN | no data
01-VCND211 | Filter Inlet MOV equalizing valve | CRT area | IRON Filer B | no data | CND | no data | OPEN | no data
02-VCND211 | Filter Inlet MOV equalizing valve | CRT area | IRON Filer B | no data | CND | no data | OPEN | no data
01-VCND174 | Filter Outlet | CRT area | IRON Filer B | no data | CND | no data | OPEN | no data
02-VCND174 | Filter Outlet | CRT area | IRON Filer B | no data | CND | no data | OPEN | no data
01-VCND174 | Filter Outlet Bypass Valve | CRT area | IRON Filer B | no data | CND | no data | CLOSED | no data
02-VCND174 | Filter Outlet Bypass Valve | CRT area | IRON Filer B | no data | CND | no data | CLOSED | no data
01-VCND174 | Filter Outlet Equalizing Valve | CRT area | IRON Filer B | no data | CND | no data | OPEN | no data
02-VCND174 | Filter Outlet Equalizing Valve | CRT area | IRON Filer B | no data | CND | no data | OPEN | no data
01-VCND140 | Filter Vent | CRT area | IRON Filer B | no data | CND | no data | CLOSED | no data
02-VCND140 | Filter Vent | CRT area | IRON Filer B | no data | CND | no data | CLOSED | no data
01-VCND101 | Filter Drains (2) | CRT area | IRON Filer B | no data | CND | no data | CLOSED | no data
02-VCND101 | Filter Drains (2) | CRT area | IRON Filer B | no data | CND | no data | CLOSED | no data
01-VCND362 | Filter Drains (2) | CRT area | IRON Filer B | no data | CND | no data | CLOSED | no data
02-VCND362 | Filter Drains (2) | CRT area | IRON Filer B | no data | CND | no data | CLOSED | no data
01-VCND187 | Filter D/P Transmitter (2) isolation valves | CRT area | IRON Filer B | no data | CND | no data | OPEN | no data
02-VCND187 | Filter D/P Transmitter (2) isolation valves | CRT area | IRON Filer B | no data | CND | no data | OPEN | no data
01-VCND180 | Filter D/P Transmitter (2) isolation valves | CRT area | IRON Filer B | no data | CND | no data | OPEN | no data
02-VCND180 | Filter D/P Transmitter (2) isolation valves | CRT area | IRON Filer B | no data | CND | no data | OPEN | no data
01-VCND160 | Before MOV isolation valve | CRT area | IRON Filter Bypass | no data | CND | no data | OPEN | no data
02-VCND160 | Before MOV isolation valve | CRT area | IRON Filter Bypass | no data | CND | no data | OPEN | no data
01-VCND160 | Before MOV bypass valve | CRT area | IRON Filter Bypass | no data | CND | no data | CLOSED | no data
02-VCND160 | Before MOV bypass valve | CRT area | IRON Filter Bypass | no data | CND | no data | CLOSED | no data
01-VCND160 | Before MOV equalizing valve | CRT area | IRON Filter Bypass | no data | CND | no data | OPEN | no data
02-VCND160 | Before MOV equalizing valve | CRT area | IRON Filter Bypass | no data | CND | no data | OPEN | no data
01-VCND221 | MOV Equalizing valve | CRT area | IRON Filter Bypass | no data | CND | no data | OPEN | no data
02-VCND221 | MOV Equalizing valve | CRT area | IRON Filter Bypass | no data | CND | no data | OPEN | no data
01-VCND163 | After MOV isolation valve | CRT area | IRON Filter Bypass | no data | CND | no data | OPEN | no data
02-VCND163 | After MOV isolation valve | CRT area | IRON Filter Bypass | no data | CND | no data | OPEN | no data
01-VCND163 | After MOV equalizing valve | CRT area | IRON Filter Bypass | no data | CND | no data | OPEN | no data
02-VCND163 | After MOV equalizing valve | CRT area | IRON Filter Bypass | no data | CND | no data | OPEN | no data
01-VCND163 | After MOV bypass valve | CRT area | IRON Filter Bypass | no data | CND | no data | CLOSED | no data
02-VCND163 | After MOV bypass valve | CRT area | IRON Filter Bypass | no data | CND | no data | CLOSED | no data
01-VCND188 | Iron Filter Bypass line drain | CRT area | IRON Filter Bypass | no data | CND | no data | CLOSED | no data
02-VCND188 | Iron Filter Bypass line drain | CRT area | IRON Filter Bypass | no data | CND | no data | CLOSED | no data
01-VCND | Vent Before Iron Filters | CRT area | IRON Filter Bypass | no data | CND | no data | CLOSED | no data
02-VCND | Vent Before Iron Filters | CRT area | IRON Filter Bypass | no data | CND | no data | CLOSED | no data
01-VCND272 | Drains tank pumps seal water iso | ST Drains Tank area | ST DT pump | no data | CND | no data | OPEN | no data
02-VCND272 | Drains tank pumps seal water iso | ST Drains Tank area | ST DT pump | no data | CND | no data | OPEN | no data
01-VCND273 | Drains tank pumps seal water drain | ST Drains Tank area | ST DT pump | no data | CND | no data | CLOSED | no data
02-VCND273 | Drains tank pumps seal water drain | ST Drains Tank area | ST DT pump | no data | CND | no data | CLOSED | no data
01-nodata | Steam Duct Drip Leg LT iso (6 valves) | ST Drains Tank area | ST DT pump | no data | no data | no data | no data | no data
02-nodata | Steam Duct Drip Leg LT iso (6 valves) | ST Drains Tank area | ST DT pump | no data | no data | no data | no data | no data
01-VSTP165 | DT pmup A discharge | ST Drains Tank area | ST DT pump | no data | VSTP | no data | OPEN | no data
02-VSTP165 | DT pmup A discharge | ST Drains Tank area | ST DT pump | no data | VSTP | no data | OPEN | no data
01-VSTP178 | DT pmup B discharge | ST Drains Tank area | ST DT pump | no data | VSTP | no data | OPEN | no data
02-VSTP178 | DT pmup B discharge | ST Drains Tank area | ST DT pump | no data | VSTP | no data | OPEN | no data
01-VSTP166 | DT pump common discharge iso | ST Drains Tank area | ST DT pump | no data | VSTP | no data | OPEN | no data
02-VSTP166 | DT pump common discharge iso | ST Drains Tank area | ST DT pump | no data | VSTP | no data | OPEN | no data
01-nodata | Drains tank sump pump A | ST Drains Tank area | ST DT pump | no data | VSTP | no data | no data | no data
02-nodata | Drains tank sump pump A | ST Drains Tank area | ST DT pump | no data | VSTP | no data | no data | no data
01-nodata | Drains tank sump pump B | ST Drains Tank area | ST DT pump | no data | VSTP | no data | no data | no data
02-nodata | Drains tank sump pump B | ST Drains Tank area | ST DT pump | no data | VSTP | no data | no data | no data
01-VCND198 | HP Drains Tank spray CV iso | ST Drains Tank area | HP DT | no data | CND | no data | OPEN | no data
02-VCND198 | HP Drains Tank spray CV iso | ST Drains Tank area | HP DT | no data | CND | no data | OPEN | no data
01-VCND367 | HP Drains Tank spray CV iso | ST Drains Tank area | HP DT | no data | CND | no data | OPEN | no data
02-VCND367 | HP Drains Tank spray CV iso | ST Drains Tank area | HP DT | no data | CND | no data | OPEN | no data
01-VCND366 | HP Drains Tank spray CV bypass | ST Drains Tank area | HP DT | no data | CND | no data | CLOSED | no data
02-VCND366 | HP Drains Tank spray CV bypass | ST Drains Tank area | HP DT | no data | CND | no data | CLOSED | no data
01-VCND200 | HP Drains Tank spray supply drain | ST Drains Tank area | HP DT | no data | CND | no data | CLOSED | no data
02-VCND200 | HP Drains Tank spray supply drain | ST Drains Tank area | HP DT | no data | CND | no data | CLOSED | no data
01-VSTP195 | HP DT Level Transmitters | ST Drains Tank area | LT | no data | STP | no data | OPEN | no data
02-VSTP195 | HP DT Level Transmitters | ST Drains Tank area | LT | no data | STP | no data | OPEN | no data
01-VSTP196 | HP DT Level Transmitters | ST Drains Tank area | LT | no data | STP | no data | OPEN | no data
02-VSTP196 | HP DT Level Transmitters | ST Drains Tank area | LT | no data | STP | no data | OPEN | no data
01-VSTP111 | HP DT Level Transmitters | ST Drains Tank area | LT | no data | STP | no data | OPEN | no data
02-VSTP111 | HP DT Level Transmitters | ST Drains Tank area | LT | no data | STP | no data | OPEN | no data
01-VSTP112 | HP DT Level Transmitters | ST Drains Tank area | LT | no data | STP | no data | OPEN | no data
02-VSTP112 | HP DT Level Transmitters | ST Drains Tank area | LT | no data | STP | no data | OPEN | no data
01-VSTP134 | HP DT Level Transmitters | ST Drains Tank area | LT | no data | STP | no data | OPEN | no data
02-VSTP134 | HP DT Level Transmitters | ST Drains Tank area | LT | no data | STP | no data | OPEN | no data
01-VSTP135 | HP DT Level Transmitters | ST Drains Tank area | LT | no data | STP | no data | OPEN | no data
02-VSTP135 | HP DT Level Transmitters | ST Drains Tank area | LT | no data | STP | no data | OPEN | no data
01-VSTP110 | HP DT PIT | ST Drains Tank area | PT | no data | STP | no data | OPEN | no data
02-VSTP110 | HP DT PIT | ST Drains Tank area | PT | no data | STP | no data | OPEN | no data
01-VSTP116 | HP DT Drain | ST Drains Tank area | HP DT | no data | STP | no data | CLOSED | no data
02-VSTP116 | HP DT Drain | ST Drains Tank area | HP DT | no data | STP | no data | CLOSED | no data
01-VSTP113 | HP DT Drain to LP DT CV iso | ST Drains Tank area | HP DT | no data | STP | no data | OPEN | no data
02-VSTP113 | HP DT Drain to LP DT CV iso | ST Drains Tank area | HP DT | no data | STP | no data | OPEN | no data
01-VSTP115 | HP DT Drain to LP DT CV iso | ST Drains Tank area | HP DT | no data | STP | no data | OPEN | no data
02-VSTP115 | HP DT Drain to LP DT CV iso | ST Drains Tank area | HP DT | no data | STP | no data | OPEN | no data
01-VSTP370 | HP DT Drain to LP DT CV iso | ST Drains Tank area | HP DT | no data | STP | no data | OPEN | no data
02-VSTP370 | HP DT Drain to LP DT CV iso | ST Drains Tank area | HP DT | no data | STP | no data | OPEN | no data
01-VSTP371 | HP DT Drain to LP DT CV iso | ST Drains Tank area | HP DT | no data | STP | no data | OPEN | no data
02-VSTP371 | HP DT Drain to LP DT CV iso | ST Drains Tank area | HP DT | no data | STP | no data | OPEN | no data
01-VSTP114 | HP DT Drain before CV | ST Drains Tank area | HP DT | no data | STP | no data | CLOSED | no data
02-VSTP114 | HP DT Drain before CV | ST Drains Tank area | HP DT | no data | STP | no data | CLOSED | no data
01-VSTP130 | HP DT Drain before CV | ST Drains Tank area | HP DT | no data | STP | no data | CLOSED | no data
02-VSTP130 | HP DT Drain before CV | ST Drains Tank area | HP DT | no data | STP | no data | CLOSED | no data
01-VSTP141 | LP DT PIT | ST Drains Tank area | PT | no data | STP | no data | OPEN | no data
02-VSTP141 | LP DT PIT | ST Drains Tank area | PT | no data | STP | no data | OPEN | no data
01-VSTP143 | LP DT LT | ST Drains Tank area | LT | no data | STP | no data | OPEN | no data
02-VSTP143 | LP DT LT | ST Drains Tank area | LT | no data | STP | no data | OPEN | no data
01-VSTP144 | LP DT LT | ST Drains Tank area | LT | no data | STP | no data | OPEN | no data
02-VSTP144 | LP DT LT | ST Drains Tank area | LT | no data | STP | no data | OPEN | no data
01-VSTP148 | LP DT LT | ST Drains Tank area | LT | no data | STP | no data | OPEN | no data
02-VSTP148 | LP DT LT | ST Drains Tank area | LT | no data | STP | no data | OPEN | no data
01-VSTP149 | LP DT LT | ST Drains Tank area | LT | no data | STP | no data | OPEN | no data
02-VSTP149 | LP DT LT | ST Drains Tank area | LT | no data | STP | no data | OPEN | no data
01-VSTP150 | LP DT LT | ST Drains Tank area | LT | no data | STP | no data | OPEN | no data
02-VSTP150 | LP DT LT | ST Drains Tank area | LT | no data | STP | no data | OPEN | no data
01-VSTP151 | LP DT LT | ST Drains Tank area | LT | no data | STP | no data | OPEN | no data
02-VSTP151 | LP DT LT | ST Drains Tank area | LT | no data | STP | no data | OPEN | no data
01-VSTP152 | LP DT drain | ST Drains Tank area | LP DT | no data | STP | no data | CLOSED | no data
02-VSTP152 | LP DT drain | ST Drains Tank area | LP DT | no data | STP | no data | CLOSED | no data
01-VCND214 | LP Drains Tank spray CV iso | ST Drains Tank area | LP DT | no data | STP | no data | OPEN | no data
02-VCND214 | LP Drains Tank spray CV iso | ST Drains Tank area | LP DT | no data | STP | no data | OPEN | no data
01-VCND261 | LP Drains Tank spray CV iso | ST Drains Tank area | LP DT | no data | STP | no data | OPEN | no data
02-VCND261 | LP Drains Tank spray CV iso | ST Drains Tank area | LP DT | no data | STP | no data | OPEN | no data
01-VCND262 | LP Drains Tank spray CV bypass | ST Drains Tank area | LP DT | no data | STP | no data | CLOSED | no data
02-VCND262 | LP Drains Tank spray CV bypass | ST Drains Tank area | LP DT | no data | STP | no data | CLOSED | no data
01-VCND215 | LP Drains Tank spray supply drain | ST Drains Tank area | LP DT | no data | STP | no data | CLOSED | no data
02-VCND215 | LP Drains Tank spray supply drain | ST Drains Tank area | LP DT | no data | STP | no data | CLOSED | no data
01-VSTP155 | DT pump A suction strainer PDT | ST Drains Tank area | PT | no data | STP | no data | OPEN | no data
02-VSTP155 | DT pump A suction strainer PDT | ST Drains Tank area | PT | no data | STP | no data | OPEN | no data
01-VSTP156 | DT pump A suction strainer PDT | ST Drains Tank area | PT | no data | STP | no data | OPEN | no data
02-VSTP156 | DT pump A suction strainer PDT | ST Drains Tank area | PT | no data | STP | no data | OPEN | no data
01-VSTP118 | DT pump A suction drain | ST Drains Tank area | ST DT pump | no data | STP | no data | CLOSED | no data
02-VSTP118 | DT pump A suction drain | ST Drains Tank area | ST DT pump | no data | STP | no data | CLOSED | no data
01-VSTP158 | DT pump A suction drain | ST Drains Tank area | ST DT pump | no data | STP | no data | CLOSED | no data
02-VSTP158 | DT pump A suction drain | ST Drains Tank area | ST DT pump | no data | STP | no data | CLOSED | no data
01-VSTP117 | DT pump A suction vent | ST Drains Tank area | ST DT pump | no data | STP | no data | CLOSED | no data
02-VSTP117 | DT pump A suction vent | ST Drains Tank area | ST DT pump | no data | STP | no data | CLOSED | no data
01-VSTP157 | DT pump A suction vent | ST Drains Tank area | ST DT pump | no data | STP | no data | CLOSED | no data
02-VSTP157 | DT pump A suction vent | ST Drains Tank area | ST DT pump | no data | STP | no data | CLOSED | no data
01-VSTP161 | DT pmup A vent | ST Drains Tank area | ST DT pump | no data | STP | no data | CLOSED | no data
02-VSTP161 | DT pmup A vent | ST Drains Tank area | ST DT pump | no data | STP | no data | CLOSED | no data
01-VCND279 | DT pmup A seal supply | ST Drains Tank area | ST DT pump | no data | STP | no data | OPEN | no data
02-VCND279 | DT pmup A seal supply | ST Drains Tank area | ST DT pump | no data | STP | no data | OPEN | no data
01-VCND280 | DT pmup A seal supply | ST Drains Tank area | ST DT pump | no data | STP | no data | OPEN | no data
02-VCND280 | DT pmup A seal supply | ST Drains Tank area | ST DT pump | no data | STP | no data | OPEN | no data
01-VSTP164 | DT pmup A discharge drain | ST Drains Tank area | ST DT pump | no data | STP | no data | CLOSED | no data
02-VSTP164 | DT pmup A discharge drain | ST Drains Tank area | ST DT pump | no data | STP | no data | CLOSED | no data
01-VSTP168 | DT pump B suction strainer PDT | ST Drains Tank area | ST DT pump | no data | STP | no data | OPEN | no data
02-VSTP168 | DT pump B suction strainer PDT | ST Drains Tank area | ST DT pump | no data | STP | no data | OPEN | no data
01-VSTP169 | DT pump B suction strainer PDT | ST Drains Tank area | ST DT pump | no data | STP | no data | OPEN | no data
02-VSTP169 | DT pump B suction strainer PDT | ST Drains Tank area | ST DT pump | no data | STP | no data | OPEN | no data
01-VSTP124 | DT pump B suction drain | ST Drains Tank area | ST DT pump | no data | STP | no data | CLOSED | no data
02-VSTP124 | DT pump B suction drain | ST Drains Tank area | ST DT pump | no data | STP | no data | CLOSED | no data
01-VSTP171 | DT pump B suction drain | ST Drains Tank area | ST DT pump | no data | STP | no data | CLOSED | no data
02-VSTP171 | DT pump B suction drain | ST Drains Tank area | ST DT pump | no data | STP | no data | CLOSED | no data
01-VSTP126 | DT pump B suction vent | ST Drains Tank area | ST DT pump | no data | STP | no data | CLOSED | no data
02-VSTP126 | DT pump B suction vent | ST Drains Tank area | ST DT pump | no data | STP | no data | CLOSED | no data
01-VSTP170 | DT pump B suction vent | ST Drains Tank area | ST DT pump | no data | STP | no data | CLOSED | no data
02-VSTP170 | DT pump B suction vent | ST Drains Tank area | ST DT pump | no data | STP | no data | CLOSED | no data
01-VSTP174 | DT pmup B vent | ST Drains Tank area | ST DT pump | no data | STP | no data | CLOSED | no data
02-VSTP174 | DT pmup B vent | ST Drains Tank area | ST DT pump | no data | STP | no data | CLOSED | no data
01-VCND244 | DT pmup B seal supply | ST Drains Tank area | ST DT pump | no data | STP | no data | OPEN | no data
02-VCND244 | DT pmup B seal supply | ST Drains Tank area | ST DT pump | no data | STP | no data | OPEN | no data
01-VCND245 | DT pmup B seal supply | ST Drains Tank area | ST DT pump | no data | STP | no data | OPEN | no data
02-VCND245 | DT pmup B seal supply | ST Drains Tank area | ST DT pump | no data | STP | no data | OPEN | no data
01-VSTP177 | DT pmup B discharge drain | ST Drains Tank area | ST DT pump | no data | STP | no data | CLOSED | no data
02-VSTP177 | DT pmup B discharge drain | ST Drains Tank area | ST DT pump | no data | STP | no data | CLOSED | no data
01-VSTP386 | DT pump discharge vent | ST Drains Tank area | ST DT pump | no data | STP | no data | CLOSED | no data
02-VSTP386 | DT pump discharge vent | ST Drains Tank area | ST DT pump | no data | STP | no data | CLOSED | no data
01-VSTP106 | DT pump discharge vent | ST Drains Tank area | ST DT pump | no data | STP | no data | CLOSED | no data
02-VSTP106 | DT pump discharge vent | ST Drains Tank area | ST DT pump | no data | STP | no data | CLOSED | no data
01-VSTP258 | DT pump discharge vent | ST Drains Tank area | ST DT pump | no data | STP | no data | CLOSED | no data
02-VSTP258 | DT pump discharge vent | ST Drains Tank area | ST DT pump | no data | STP | no data | CLOSED | no data
01-VSTP259 | DT pump discharge drain | ST Drains Tank area | ST DT pump | no data | STP | no data | CLOSED | no data
02-VSTP259 | DT pump discharge drain | ST Drains Tank area | ST DT pump | no data | STP | no data | CLOSED | no data
01-VCND190 | Flow Transmitter (4 valves) | ST upper East | FT | no data | CND | no data | OPEN | no data
02-VCND190 | Flow Transmitter (4 valves) | ST upper East | FT | no data | CND | no data | OPEN | no data
01-VCND175 | Flow Transmitter (4 valves) | ST upper East | FT | no data | CND | no data | OPEN | no data
02-VCND175 | Flow Transmitter (4 valves) | ST upper East | FT | no data | CND | no data | OPEN | no data
01-VCND308 | Flow Transmitter (4 valves) | ST upper East | FT | no data | CND | no data | OPEN | no data
02-VCND308 | Flow Transmitter (4 valves) | ST upper East | FT | no data | CND | no data | OPEN | no data
01-VCND124 | Flow Transmitter (4 valves) | ST upper East | FT | no data | CND | no data | OPEN | no data
02-VCND124 | Flow Transmitter (4 valves) | ST upper East | FT | no data | CND | no data | OPEN | no data
01-VCND138 | Vent before Gland Steam Condenser | ST upper East | GS condenser | no data | CND | no data | CLOSED | no data
02-VCND138 | Vent before Gland Steam Condenser | ST upper East | GS condenser | no data | CND | no data | CLOSED | no data
01-VCND146 | Local Pressure Gauge | ST upper East | GS condenser | no data | CND | no data | OPEN | no data
02-VCND146 | Local Pressure Gauge | ST upper East | GS condenser | no data | CND | no data | OPEN | no data
01-VCND402 | Gland Steam Condenser drains (in and out) | ST upper East | GS condenser | no data | CND | no data | CLOSED | no data
02-VCND402 | Gland Steam Condenser drains (in and out) | ST upper East | GS condenser | no data | CND | no data | CLOSED | no data
01-VCND403 | Gland Steam Condenser drains (in and out) | ST upper East | GS condenser | no data | CND | no data | CLOSED | no data
02-VCND403 | Gland Steam Condenser drains (in and out) | ST upper East | GS condenser | no data | CND | no data | CLOSED | no data
01-VCND400 | Gland Steam Condenser vents (in and out) | ST upper East | GS condenser | no data | CND | no data | CLOSED | no data
02-VCND400 | Gland Steam Condenser vents (in and out) | ST upper East | GS condenser | no data | CND | no data | CLOSED | no data
01-VCND401 | Gland Steam Condenser vents (in and out) | ST upper East | GS condenser | no data | CND | no data | CLOSED | no data
02-VCND401 | Gland Steam Condenser vents (in and out) | ST upper East | GS condenser | no data | CND | no data | CLOSED | no data
01-VCND193 | Local Pressure Gauge after GSC | ST upper East | GS condenser | no data | CND | no data | OPEN | no data
02-VCND193 | Local Pressure Gauge after GSC | ST upper East | GS condenser | no data | CND | no data | OPEN | no data
01-VCND225 | Strainer #1 inlet isolation | ST upper East | Strainer | no data | CND | no data | OPEN | no data
02-VCND225 | Strainer #1 inlet isolation | ST upper East | Strainer | no data | CND | no data | OPEN | no data
01-VCND228 | Strainer #2 inlet isolation | ST upper East | Strainer | no data | CND | no data | CLOSED | no data
02-VCND228 | Strainer #2 inlet isolation | ST upper East | Strainer | no data | CND | no data | CLOSED | no data
01-VCND227 | Strainer #1 outlet isolation | ST upper East | Strainer | no data | CND | no data | OPEN | no data
02-VCND227 | Strainer #1 outlet isolation | ST upper East | Strainer | no data | CND | no data | OPEN | no data
01-VCND230 | Strainer #2 outlet isolation | ST upper East | Strainer | no data | CND | no data | CLOSED | no data
02-VCND230 | Strainer #2 outlet isolation | ST upper East | Strainer | no data | CND | no data | CLOSED | no data
01-VCND233 | Strainer DP isolation valves (2) | ST upper East | Strainer | no data | CND | no data | OPEN | no data
02-VCND233 | Strainer DP isolation valves (2) | ST upper East | Strainer | no data | CND | no data | OPEN | no data
01-VCND234 | Strainer DP isolation valves (2) | ST upper East | Strainer | no data | CND | no data | OPEN | no data
02-VCND234 | Strainer DP isolation valves (2) | ST upper East | Strainer | no data | CND | no data | OPEN | no data
01-VCND226 | Strainer Drain valves (2) | ST upper East | Strainer | no data | CND | no data | CLOSED | no data
02-VCND226 | Strainer Drain valves (2) | ST upper East | Strainer | no data | CND | no data | CLOSED | no data
01-VCND229 | Strainer Drain valves (2) | ST upper East | Strainer | no data | CND | no data | CLOSED | no data
02-VCND229 | Strainer Drain valves (2) | ST upper East | Strainer | no data | CND | no data | CLOSED | no data
01-VCND231 | Strainer Vent valves (2) | ST upper East | Strainer | no data | CND | no data | CLOSED | no data
02-VCND231 | Strainer Vent valves (2) | ST upper East | Strainer | no data | CND | no data | CLOSED | no data
01-VCND232 | Strainer Vent valves (2) | ST upper East | Strainer | no data | CND | no data | CLOSED | no data
02-VCND232 | Strainer Vent valves (2) | ST upper East | Strainer | no data | CND | no data | CLOSED | no data
01-VCND | Hood Spray and Gland Steam attemperator | ST upper East | Attemperator | no data | CND | no data | OPEN | no data
02-VCND | Hood Spray and Gland Steam attemperator | ST upper East | Attemperator | no data | CND | no data | OPEN | no data
01-VCND271 | Hood spray strainer drain | ST upper East | Attemperator | no data | CND | no data | CLOSED | no data
02-VCND271 | Hood spray strainer drain | ST upper East | Attemperator | no data | CND | no data | CLOSED | no data
01-VCND126 | Hood spray FCV isolation valves (2) | ST upper East | Attemperator | no data | CND | no data | OPEN | no data
02-VCND126 | Hood spray FCV isolation valves (2) | ST upper East | Attemperator | no data | CND | no data | OPEN | no data
01-VCND145 | Hood spray FCV isolation valves (2) | ST upper East | Attemperator | no data | CND | no data | OPEN | no data
02-VCND145 | Hood spray FCV isolation valves (2) | ST upper East | Attemperator | no data | CND | no data | OPEN | no data
01-VCND147 | Hood spray FCV bypass valve | ST upper East | Attemperator | no data | CND | no data | CLOSED | no data
02-VCND147 | Hood spray FCV bypass valve | ST upper East | Attemperator | no data | CND | no data | CLOSED | no data
01-VCND123 | Hood spray local gauge | ST upper East | Attemperator | no data | CND | no data | OPEN | no data
02-VCND123 | Hood spray local gauge | ST upper East | Attemperator | no data | CND | no data | OPEN | no data
01-VCND186 | Hood spray vent | ST upper East | Attemperator | no data | CND | no data | CLOSED | no data
02-VCND186 | Hood spray vent | ST upper East | Attemperator | no data | CND | no data | CLOSED | no data
01-VCND201 | Gland steam attemperator isolation | ST upper East | Attemperator | no data | CND | no data | OPEN | no data
02-VCND201 | Gland steam attemperator isolation | ST upper East | Attemperator | no data | CND | no data | OPEN | no data
01-VCND406 | Gland steam attemperator strainer drain | ST upper East | Attemperator | no data | CND | no data | CLOSED | no data
02-VCND406 | Gland steam attemperator strainer drain | ST upper East | Attemperator | no data | CND | no data | CLOSED | no data
01-VCND207 | Gland steam attemperator flow transmitter (2) valves | ST upper East | Attemperator | no data | CND | no data | OPEN | no data
02-VCND207 | Gland steam attemperator flow transmitter (2) valves | ST upper East | Attemperator | no data | CND | no data | OPEN | no data
01-VCND209 | Gland steam attemperator flow transmitter (2) valves | ST upper East | Attemperator | no data | CND | no data | OPEN | no data
02-VCND209 | Gland steam attemperator flow transmitter (2) valves | ST upper East | Attemperator | no data | CND | no data | OPEN | no data
01-VCND211 | Gland steam attemperator drain | ST upper East | Attemperator | no data | CND | no data | CLOSED | no data
02-VCND211 | Gland steam attemperator drain | ST upper East | Attemperator | no data | CND | no data | CLOSED | no data
01-VCND212 | Gland steam attemperator isolation | ST upper East | Attemperator | no data | CND | no data | OPEN | no data
02-VCND212 | Gland steam attemperator isolation | ST upper East | Attemperator | no data | CND | no data | OPEN | no data
01-VCND134 | Curtain spray isolation valve | ST upper East | Attemperator | no data | CND | no data | OPEN | no data
02-VCND134 | Curtain spray isolation valve | ST upper East | Attemperator | no data | CND | no data | OPEN | no data
01-VCND321 | Curtain spray flow transmitter (2) valves | ST upper East | Attemperator | no data | CND | no data | OPEN | no data
02-VCND321 | Curtain spray flow transmitter (2) valves | ST upper East | Attemperator | no data | CND | no data | OPEN | no data
01-VCND322 | Curtain spray flow transmitter (2) valves | ST upper East | Attemperator | no data | CND | no data | OPEN | no data
02-VCND322 | Curtain spray flow transmitter (2) valves | ST upper East | Attemperator | no data | CND | no data | OPEN | no data
01-VCND324 | Curtain spray FCV isolation valves (2) | ST upper East | Attemperator | no data | CND | no data | OPEN | no data
02-VCND324 | Curtain spray FCV isolation valves (2) | ST upper East | Attemperator | no data | CND | no data | OPEN | no data
01-VCND326 | Curtain spray FCV isolation valves (2) | ST upper East | Attemperator | no data | CND | no data | OPEN | no data
02-VCND326 | Curtain spray FCV isolation valves (2) | ST upper East | Attemperator | no data | CND | no data | OPEN | no data
01-VCND327 | Curtain spray FCV bypass valve | ST upper East | Attemperator | no data | CND | no data | CLOSED | no data
02-VCND327 | Curtain spray FCV bypass valve | ST upper East | Attemperator | no data | CND | no data | CLOSED | no data
01-VCND328 | Curtain spray PIT | ST upper East | Attemperator | no data | CND | no data | OPEN | no data
02-VCND328 | Curtain spray PIT | ST upper East | Attemperator | no data | CND | no data | OPEN | no data
01-VCND405 | Curtain spray vent | ST upper East | Attemperator | no data | CND | no data | CLOSED | no data
02-VCND405 | Curtain spray vent | ST upper East | Attemperator | no data | CND | no data | CLOSED | no data
01-VCND221 | LP Bypass spray isolation | ST upper East | Attemperator | no data | CND | no data | OPEN | no data
02-VCND221 | LP Bypass spray isolation | ST upper East | Attemperator | no data | CND | no data | OPEN | no data
01-VCND156 | LP Bypass spray flow transmitter (2) valves | ST upper East | Attemperator | no data | CND | no data | OPEN | no data
02-VCND156 | LP Bypass spray flow transmitter (2) valves | ST upper East | Attemperator | no data | CND | no data | OPEN | no data
01-VCND169 | LP Bypass spray flow transmitter (2) valves | ST upper East | Attemperator | no data | CND | no data | OPEN | no data
02-VCND169 | LP Bypass spray flow transmitter (2) valves | ST upper East | Attemperator | no data | CND | no data | OPEN | no data
01-VCND158 | LP Bypass spray drain | ST upper East | Attemperator | no data | CND | no data | CLOSED | no data
02-VCND158 | LP Bypass spray drain | ST upper East | Attemperator | no data | CND | no data | CLOSED | no data
01-VCND141 | LP Bypass spray isolation | ST upper East | Attemperator | no data | CND | no data | OPEN | no data
02-VCND141 | LP Bypass spray isolation | ST upper East | Attemperator | no data | CND | no data | OPEN | no data
01-VCND105 | LP Bypass spray drain (OUTSIDE DECK) | ST upper East (OUTSIDE DECK) | Attemperator | no data | CND | no data | CLOSED | no data
02-VCND105 | LP Bypass spray drain (OUTSIDE DECK) | ST upper East (OUTSIDE DECK) | Attemperator | no data | CND | no data | CLOSED | no data
01-VCND223 | CRH ventilator spray isolation | ST upper East | Attemperator | no data | CND | no data | OPEN | no data
02-VCND223 | CRH ventilator spray isolation | ST upper East | Attemperator | no data | CND | no data | OPEN | no data
01-VCND159 | CRH ventilator spray Flow transmitter (2) valves | ST upper East | Attemperator | no data | CND | no data | OPEN | no data
02-VCND159 | CRH ventilator spray Flow transmitter (2) valves | ST upper East | Attemperator | no data | CND | no data | OPEN | no data
01-VCND162 | CRH ventilator spray Flow transmitter (2) valves | ST upper East | Attemperator | no data | CND | no data | OPEN | no data
02-VCND162 | CRH ventilator spray Flow transmitter (2) valves | ST upper East | Attemperator | no data | CND | no data | OPEN | no data
01-VCND108 | CRH ventilator spray drain | ST upper East | Attemperator | no data | CND | no data | CLOSED | no data
02-VCND108 | CRH ventilator spray drain | ST upper East | Attemperator | no data | CND | no data | CLOSED | no data
01-VCND109 | CRH ventilator spray isolation | ST upper East | Attemperator | no data | CND | no data | OPEN | no data
02-VCND109 | CRH ventilator spray isolation | ST upper East | Attemperator | no data | CND | no data | OPEN | no data
01-VCND110 | CRH ventilator spray vent (OUTSIDE DECK) | ST upper East (OUTSIDE DECK) | Attemperator | no data | CND | no data | CLOSED | no data
02-VCND110 | CRH ventilator spray vent (OUTSIDE DECK) | ST upper East (OUTSIDE DECK) | Attemperator | no data | CND | no data | CLOSED | no data
01-VCND216 | CRH ventilator spray vent (OUTSIDE DECK) | ST upper East (OUTSIDE DECK) | Attemperator | no data | CND | no data | CLOSED | no data
02-VCND216 | CRH ventilator spray vent (OUTSIDE DECK) | ST upper East (OUTSIDE DECK) | Attemperator | no data | CND | no data | CLOSED | no data
01-VCND363 | CRH ventilator spray drain (OUTSIDE DECK) | ST upper East (OUTSIDE DECK) | Attemperator | no data | CND | no data | CLOSED | no data
02-VCND363 | CRH ventilator spray drain (OUTSIDE DECK) | ST upper East (OUTSIDE DECK) | Attemperator | no data | CND | no data | CLOSED | no data
01-VCND364 | CRH ventilator spray drain (OUTSIDE DECK) | ST upper East (OUTSIDE DECK) | Attemperator | no data | CND | no data | CLOSED | no data
02-VCND364 | CRH ventilator spray drain (OUTSIDE DECK) | ST upper East (OUTSIDE DECK) | Attemperator | no data | CND | no data | CLOSED | no data
01-VCND224 | HRH spray isolation | ST upper East | Attemperator | no data | CND | no data | OPEN | no data
02-VCND224 | HRH spray isolation | ST upper East | Attemperator | no data | CND | no data | OPEN | no data
01-VCND125 | HRH spray flow transmitter (4) valves | ST upper East | Attemperator | no data | CND | no data | OPEN | no data
02-VCND125 | HRH spray flow transmitter (4) valves | ST upper East | Attemperator | no data | CND | no data | OPEN | no data
01-VCND170 | HRH spray flow transmitter (4) valves | ST upper East | Attemperator | no data | CND | no data | OPEN | no data
02-VCND170 | HRH spray flow transmitter (4) valves | ST upper East | Attemperator | no data | CND | no data | OPEN | no data
01-VCND301 | HRH spray flow transmitter (4) valves | ST upper East | Attemperator | no data | CND | no data | OPEN | no data
02-VCND301 | HRH spray flow transmitter (4) valves | ST upper East | Attemperator | no data | CND | no data | OPEN | no data
01-VCND302 | HRH spray flow transmitter (4) valves | ST upper East | Attemperator | no data | CND | no data | OPEN | no data
02-VCND302 | HRH spray flow transmitter (4) valves | ST upper East | Attemperator | no data | CND | no data | OPEN | no data
01-VCND116 | HRH spray drain | ST upper East | Attemperator | no data | CND | no data | CLOSED | no data
02-VCND116 | HRH spray drain | ST upper East | Attemperator | no data | CND | no data | CLOSED | no data
01-VCND119 | HRH spray isolation | ST upper East | Attemperator | no data | CND | no data | OPEN | no data
02-VCND119 | HRH spray isolation | ST upper East | Attemperator | no data | CND | no data | OPEN | no data
01-VCND307 | HRH spray vent | ST upper East | Attemperator | no data | CND | no data | CLOSED | no data
02-VCND307 | HRH spray vent | ST upper East | Attemperator | no data | CND | no data | CLOSED | no data
01-VCND260 | HRH spray dray (OUTSIDE DECK) | ST upper East (OUTSIDE DECK) | Attemperator | no data | CND | no data | CLOSED | no data
02-VCND260 | HRH spray dray (OUTSIDE DECK) | ST upper East (OUTSIDE DECK) | Attemperator | no data | CND | no data | CLOSED | no data
01-VBFW614 | TCA return to Cond.Receiv. Vent | ST upper East | TCA | no data | BFW | no data | CLOSED | no data
02-VBFW614 | TCA return to Cond.Receiv. Vent | ST upper East | TCA | no data | BFW | no data | CLOSED | no data
01-VBFW615 | TCA return to Cond.Receiv. Vent | ST upper East | TCA | no data | BFW | no data | CLOSED | no data
02-VBFW615 | TCA return to Cond.Receiv. Vent | ST upper East | TCA | no data | BFW | no data | CLOSED | no data
01-MAW01AA001 | GS Exhauster A inlet | ST upper East | GS condenser | no data | STP | no data | no data | no data
02-MAW01AA001 | GS Exhauster A inlet | ST upper East | GS condenser | no data | STP | no data | no data | no data
01-MAW01AA002 | GS Exhauster B inlet | ST upper East | GS condenser | no data | STP | no data | no data | no data
02-MAW01AA002 | GS Exhauster B inlet | ST upper East | GS condenser | no data | STP | no data | no data | no data
01-VSTP125 | GS Exhauster A outlet | ST upper East | GS condenser | no data | STP | no data | no data | no data
02-VSTP125 | GS Exhauster A outlet | ST upper East | GS condenser | no data | STP | no data | no data | no data
01-VSTP179 | GS Exhauster B outlet | ST upper East | GS condenser | no data | STP | no data | no data | no data
02-VSTP179 | GS Exhauster B outlet | ST upper East | GS condenser | no data | STP | no data | no data | no data
01-VAXS196 | GS supply drain valves | ST upper East | GS condenser | no data | STP | no data | no data | no data
02-VAXS196 | GS supply drain valves | ST upper East | GS condenser | no data | STP | no data | no data | no data
01-VAXS197 | GS supply drain valves | ST upper East | GS condenser | no data | STP | no data | no data | no data
02-VAXS197 | GS supply drain valves | ST upper East | GS condenser | no data | STP | no data | no data | no data
01-VAXS198 | GS supply drain valves | ST upper East | GS condenser | no data | STP | no data | no data | no data
02-VAXS198 | GS supply drain valves | ST upper East | GS condenser | no data | STP | no data | no data | no data
01-VSTP148 | GS supply CV isolations | ST upper East | GS condenser | no data | STP | no data | no data | no data
02-VSTP148 | GS supply CV isolations | ST upper East | GS condenser | no data | STP | no data | no data | no data
01-VSTP149 | GS supply CV isolations | ST upper East | GS condenser | no data | STP | no data | no data | no data
02-VSTP149 | GS supply CV isolations | ST upper East | GS condenser | no data | STP | no data | no data | no data
01-VSTP204 | GS supply CV bypass | ST upper East | GS condenser | no data | STP | no data | no data | no data
02-VSTP204 | GS supply CV bypass | ST upper East | GS condenser | no data | STP | no data | no data | no data
01-VSTP105 | HP SV/CV seat drain | ST upper East | ST | no data | STP | no data | no data | no data
02-VSTP105 | HP SV/CV seat drain | ST upper East | ST | no data | STP | no data | no data | no data
01-VSTP107 | HRH SV/CV seat drain AOV iso | ST upper East | ST | no data | STP | no data | no data | no data
02-VSTP107 | HRH SV/CV seat drain AOV iso | ST upper East | ST | no data | STP | no data | no data | no data
01-VCRH131 | Ventilator CV manual iso. | ST upper East | ST | no data | CRH | no data | no data | no data
02-VCRH131 | Ventilator CV manual iso. | ST upper East | ST | no data | CRH | no data | no data | no data
01-VCRH102 | Ventilator line PITs (OUTSIDE DECK) | ST upper East (OUTSIDE DECK) | ST | no data | CRH | no data | no data | no data
02-VCRH102 | Ventilator line PITs (OUTSIDE DECK) | ST upper East (OUTSIDE DECK) | ST | no data | CRH | no data | no data | no data
01-VCRH103 | Ventilator line PITs (OUTSIDE DECK) | ST upper East (OUTSIDE DECK) | ST | no data | CRH | no data | no data | no data
02-VCRH103 | Ventilator line PITs (OUTSIDE DECK) | ST upper East (OUTSIDE DECK) | ST | no data | CRH | no data | no data | no data
01-VCRH141 | Ventilator line PITs (OUTSIDE DECK) | ST upper East (OUTSIDE DECK) | ST | no data | CRH | no data | no data | no data
02-VCRH141 | Ventilator line PITs (OUTSIDE DECK) | ST upper East (OUTSIDE DECK) | ST | no data | CRH | no data | no data | no data
01-VCRH142 | Ventilator line PITs (OUTSIDE DECK) | ST upper East (OUTSIDE DECK) | ST | no data | CRH | no data | no data | no data
02-VCRH142 | Ventilator line PITs (OUTSIDE DECK) | ST upper East (OUTSIDE DECK) | ST | no data | CRH | no data | no data | no data
01-VHRH113 | HRH Bypass warm up line vent | ST upper East | ST | no data | HRH | no data | no data | no data
02-VHRH113 | HRH Bypass warm up line vent | ST upper East | ST | no data | HRH | no data | no data | no data
01-VHRH114 | HRH Bypass warm up line vent | ST upper East | ST | no data | HRH | no data | no data | no data
02-VHRH114 | HRH Bypass warm up line vent | ST upper East | ST | no data | HRH | no data | no data | no data
01-VHRH116 | HRH Bypass warm up line iso | ST upper East | ST | no data | HRH | no data | no data | no data
02-VHRH116 | HRH Bypass warm up line iso | ST upper East | ST | no data | HRH | no data | no data | no data
01-VHRH125 | HRH Bypass line PITs (OUTSIDE DECK) | ST upper East (OUTSIDE DECK) | ST | no data | HRH | no data | no data | no data
02-VHRH125 | HRH Bypass line PITs (OUTSIDE DECK) | ST upper East (OUTSIDE DECK) | ST | no data | HRH | no data | no data | no data
01-VHRH126 | HRH Bypass line PITs (OUTSIDE DECK) | ST upper East (OUTSIDE DECK) | ST | no data | HRH | no data | no data | no data
02-VHRH126 | HRH Bypass line PITs (OUTSIDE DECK) | ST upper East (OUTSIDE DECK) | ST | no data | HRH | no data | no data | no data
01-nodata | Condenser Vacuum PITs (127/128/129) | ST upper East | PT | no data | no data | no data | no data | no data
02-nodata | Condenser Vacuum PITs (127/128/129) | ST upper East | PT | no data | no data | no data | no data | no data
01-VCND501 | LP turbine exhause pressure PITs | ST upper East | ST | no data | CND | no data | no data | no data
02-VCND501 | LP turbine exhause pressure PITs | ST upper East | ST | no data | CND | no data | no data | no data
01-VCND502 | LP turbine exhause pressure PITs | ST upper East | ST | no data | CND | no data | no data | no data
02-VCND502 | LP turbine exhause pressure PITs | ST upper East | ST | no data | CND | no data | no data | no data
01-VCND503 | LP turbine exhause pressure PITs | ST upper East | ST | no data | CND | no data | no data | no data
02-VCND503 | LP turbine exhause pressure PITs | ST upper East | ST | no data | CND | no data | no data | no data
01-VAXS132 | Aux steam header vent (stmr bldg) | ST upper East | Aux Steam Header | no data | AXS | no data | no data | no data
01-VAXS190 | Drain before steam trap | ST upper East | Steam Trap | no data | AXS | no data | no data | no data
01-VAXS191 | Steam trap iso | ST upper East | Steam Trap | no data | AXS | no data | no data | no data
01-VAXS194 | Steam trap iso | ST upper East | Steam Trap | no data | AXS | no data | no data | no data
02-VAXS194 | Steam trap iso | ST upper East | Steam Trap | no data | AXS | no data | no data | no data
01-VAXS202 | Steam Trap bypass | ST upper East | Steam Trap | no data | AXS | no data | no data | no data
01-VAXS195 | Steam Trap strainer drain | ST upper East | Steam Trap | no data | AXS | no data | no data | no data
01-VSTP119 | GSC drain to funnel | ST lower East | GS condenser | no data | STP | no data | no data | no data
02-VSTP119 | GSC drain to funnel | ST lower East | GS condenser | no data | STP | no data | no data | no data
01-VSTP120 | GSC drain isolation before and after trap | ST lower East | GS condenser | no data | STP | no data | no data | no data
02-VSTP120 | GSC drain isolation before and after trap | ST lower East | GS condenser | no data | STP | no data | no data | no data
01-VSTP121 | GSC drain isolation before and after trap | ST lower East | GS condenser | no data | STP | no data | no data | no data
02-VSTP121 | GSC drain isolation before and after trap | ST lower East | GS condenser | no data | STP | no data | no data | no data
01-VSTP123 | GSC drain trap bypass | ST lower East | GS condenser | no data | STP | no data | no data | no data
02-VSTP123 | GSC drain trap bypass | ST lower East | GS condenser | no data | STP | no data | no data | no data
01-VSTP137 | GSC drain trap vent back to GSC | ST lower East | GS condenser | no data | STP | no data | no data | no data
02-VSTP137 | GSC drain trap vent back to GSC | ST lower East | GS condenser | no data | STP | no data | no data | no data
01-VSTP122 | GSC drain trap strainer drain | ST lower East | GS condenser | no data | STP | no data | no data | no data
02-VSTP122 | GSC drain trap strainer drain | ST lower East | GS condenser | no data | STP | no data | no data | no data
01-VSTP146 | GS Exhauster drains | ST lower East | GS condenser | no data | STP | no data | no data | no data
02-VSTP146 | GS Exhauster drains | ST lower East | GS condenser | no data | STP | no data | no data | no data
01-VSTP147 | GS Exhauster drains | ST lower East | GS condenser | no data | STP | no data | no data | no data
02-VSTP147 | GS Exhauster drains | ST lower East | GS condenser | no data | STP | no data | no data | no data
01-VSTP153 | GS Exhauster drains | ST lower East | GS condenser | no data | STP | no data | no data | no data
02-VSTP153 | GS Exhauster drains | ST lower East | GS condenser | no data | STP | no data | no data | no data
01-VSTP154 | GS Exhauster drains | ST lower East | GS condenser | no data | STP | no data | no data | no data
02-VSTP154 | GS Exhauster drains | ST lower East | GS condenser | no data | STP | no data | no data | no data
01-VAX159 | GS supply iso before superheater | ST lower East | Gland Steam | no data | STP | no data | no data | no data
02-VAX159 | GS supply iso before superheater | ST lower East | Gland Steam | no data | STP | no data | no data | no data
01-VAXS101 | GS supply vent before superheater | ST lower East | Gland Steam | no data | STP | no data | no data | no data
02-VAXS101 | GS supply vent before superheater | ST lower East | Gland Steam | no data | STP | no data | no data | no data
01-VAXS104 | GS superheater drain trap | ST lower East | Gland Steam | no data | STP | no data | no data | no data
02-VAXS104 | GS superheater drain trap | ST lower East | Gland Steam | no data | STP | no data | no data | no data
01-VAXS105 | GS superheater drain trap | ST lower East | Gland Steam | no data | STP | no data | no data | no data
02-VAXS105 | GS superheater drain trap | ST lower East | Gland Steam | no data | STP | no data | no data | no data
01-VAXS107 | GS superheater drain trap bypass | ST lower East | Gland Steam | no data | STP | no data | no data | no data
02-VAXS107 | GS superheater drain trap bypass | ST lower East | Gland Steam | no data | STP | no data | no data | no data
01-VAXS106 | GS superheater drain trap strainer drain | ST lower East | Gland Steam | no data | STP | no data | no data | no data
02-VAXS106 | GS superheater drain trap strainer drain | ST lower East | Gland Steam | no data | STP | no data | no data | no data
01-VSTP159 | GS mist separator orphis drain | ST lower | Gland Steam | no data | STP | no data | no data | no data
02-VSTP159 | GS mist separator orphis drain | ST lower | Gland Steam | no data | STP | no data | no data | no data
01-VSTP181 | GS mist separator orphis drain | ST lower | Gland Steam | no data | STP | no data | no data | no data
02-VSTP181 | GS mist separator orphis drain | ST lower | Gland Steam | no data | STP | no data | no data | no data
01-VSTP167 | GS mist separator orphis bypass | ST lower | Gland Steam | no data | STP | no data | no data | no data
02-VSTP167 | GS mist separator orphis bypass | ST lower | Gland Steam | no data | STP | no data | no data | no data
01-VSTP182 | GS mist separator common drain | ST lower | Gland Steam | no data | STP | no data | no data | no data
02-VSTP182 | GS mist separator common drain | ST lower | Gland Steam | no data | STP | no data | no data | no data
01-VSTP131 | GS header PT | ST lower | PT | no data | STP | no data | no data | no data
02-VSTP131 | GS header PT | ST lower | PT | no data | STP | no data | no data | no data
01-VSTP133 | GS header PT | ST lower | PT | no data | STP | no data | no data | no data
02-VSTP133 | GS header PT | ST lower | PT | no data | STP | no data | no data | no data
01-VSTP183 | GS header drain | ST lower | Gland Steam | no data | STP | no data | no data | no data
02-VSTP183 | GS header drain | ST lower | Gland Steam | no data | STP | no data | no data | no data
01-VSTP184 | GS header drain | ST lower | Gland Steam | no data | STP | no data | no data | no data
02-VSTP184 | GS header drain | ST lower | Gland Steam | no data | STP | no data | no data | no data
01-VSTP185 | GS header drain | ST lower | Gland Steam | no data | STP | no data | no data | no data
02-VSTP185 | GS header drain | ST lower | Gland Steam | no data | STP | no data | no data | no data
01-VSTP127 | GS spill over CV iso | ST lower | Gland Steam | no data | STP | no data | no data | no data
02-VSTP127 | GS spill over CV iso | ST lower | Gland Steam | no data | STP | no data | no data | no data
01-VSTP129 | GS spill over CV iso | ST lower | Gland Steam | no data | STP | no data | no data | no data
02-VSTP129 | GS spill over CV iso | ST lower | Gland Steam | no data | STP | no data | no data | no data
01-VSTP132 | GS spill over CV bypass | ST lower | Gland Steam | no data | STP | no data | no data | no data
02-VSTP132 | GS spill over CV bypass | ST lower | Gland Steam | no data | STP | no data | no data | no data
01-VSTP139 | Seals/stem leak off to GSC drain | ST lower | Gland Steam | no data | STP | no data | no data | no data
02-VSTP139 | Seals/stem leak off to GSC drain | ST lower | Gland Steam | no data | STP | no data | no data | no data
01-VSTP140 | Seals/stem leak off to GSC drain | ST lower | Gland Steam | no data | STP | no data | no data | no data
02-VSTP140 | Seals/stem leak off to GSC drain | ST lower | Gland Steam | no data | STP | no data | no data | no data
01-VLPS142 | 2 pressure transmitters (before stop) | ST lower | PT | no data | LPS | no data | no data | no data
02-VLPS142 | 2 pressure transmitters (before stop) | ST lower | PT | no data | LPS | no data | no data | no data
01-VLPS167 | 2 pressure transmitters (before stop) | ST lower | PT | no data | LPS | no data | no data | no data
02-VLPS167 | 2 pressure transmitters (before stop) | ST lower | PT | no data | LPS | no data | no data | no data
01-VLPS164 | Drains on LP steam Bypass line | ST lower East | no data | no data | LPS | no data | no data | no data
02-VLPS164 | Drains on LP steam Bypass line | ST lower East | no data | no data | LPS | no data | no data | no data
01-VLPS152 | Drains on LP steam Bypass line | ST lower East | no data | no data | LPS | no data | no data | no data
02-VLPS152 | Drains on LP steam Bypass line | ST lower East | no data | no data | LPS | no data | no data | no data
01-VLPS101 | Bypass line Drip leg level Isolations | ST lower East | no data | no data | LPS | no data | no data | no data
02-VLPS101 | Bypass line Drip leg level Isolations | ST lower East | no data | no data | LPS | no data | no data | no data
01-VLPS103 | Bypass line Drip leg level Isolations | ST lower East | no data | no data | LPS | no data | no data | no data
02-VLPS103 | Bypass line Drip leg level Isolations | ST lower East | no data | no data | LPS | no data | no data | no data
01-VLPS104 | Bypass line Drip leg level Isolations | ST lower East | no data | no data | LPS | no data | no data | no data
02-VLPS104 | Bypass line Drip leg level Isolations | ST lower East | no data | no data | LPS | no data | no data | no data
01-VLPS106 | Bypass line Drip leg level Isolations | ST lower East | no data | no data | LPS | no data | no data | no data
02-VLPS106 | Bypass line Drip leg level Isolations | ST lower East | no data | no data | LPS | no data | no data | no data
01-VLPS108 | Bypass line Drip leg level drains | ST lower East | no data | no data | LPS | no data | no data | no data
02-VLPS108 | Bypass line Drip leg level drains | ST lower East | no data | no data | LPS | no data | no data | no data
01-VLPS111 | Bypass line Drip leg level drains | ST lower East | no data | no data | LPS | no data | no data | no data
02-VLPS111 | Bypass line Drip leg level drains | ST lower East | no data | no data | LPS | no data | no data | no data
01-VLPS109 | LP steam Bypass drip leg CV isolation | ST lower East | no data | no data | LPS | no data | no data | no data
02-VLPS109 | LP steam Bypass drip leg CV isolation | ST lower East | no data | no data | LPS | no data | no data | no data
01-nodata | LP steam PIT (turbine side) | ST lower | no data | no data | LPS | no data | no data | no data
02-nodata | LP steam PIT (turbine side) | ST lower | no data | no data | LPS | no data | no data | no data
01-VLPS163 | LP steam header vent (before drip leg) | ST lower | no data | no data | LPS | no data | no data | no data
02-VLPS163 | LP steam header vent (before drip leg) | ST lower | no data | no data | LPS | no data | no data | no data
01-VLPS169 | LP steam Drip Leg level swithc iso | ST lower | no data | no data | LPS | no data | no data | no data
02-VLPS169 | LP steam Drip Leg level swithc iso | ST lower | no data | no data | LPS | no data | no data | no data
01-VLPS170 | LP steam Drip Leg level swithc iso | ST lower | no data | no data | LPS | no data | no data | no data
02-VLPS170 | LP steam Drip Leg level swithc iso | ST lower | no data | no data | LPS | no data | no data | no data
01-VLPS171 | LP steam Drip Leg level swithc iso | ST lower | no data | no data | LPS | no data | no data | no data
02-VLPS171 | LP steam Drip Leg level swithc iso | ST lower | no data | no data | LPS | no data | no data | no data
01-VLPS172 | LP steam Drip Leg level swithc iso | ST lower | no data | no data | LPS | no data | no data | no data
02-VLPS172 | LP steam Drip Leg level swithc iso | ST lower | no data | no data | LPS | no data | no data | no data
01-VLPS174 | Vents and drains on level switches | ST lower | no data | no data | LPS | no data | no data | no data
02-VLPS174 | Vents and drains on level switches | ST lower | no data | no data | LPS | no data | no data | no data
01-VLPS175 | Vents and drains on level switches | ST lower | no data | no data | LPS | no data | no data | no data
02-VLPS175 | Vents and drains on level switches | ST lower | no data | no data | LPS | no data | no data | no data
01-VLPS176 | Vents and drains on level switches | ST lower | no data | no data | LPS | no data | no data | no data
02-VLPS176 | Vents and drains on level switches | ST lower | no data | no data | LPS | no data | no data | no data
01-VLPS177 | Vents and drains on level switches | ST lower | no data | no data | LPS | no data | no data | no data
02-VLPS177 | Vents and drains on level switches | ST lower | no data | no data | LPS | no data | no data | no data
01-VLPS149 | Drip leg drans | ST lower | no data | no data | LPS | no data | no data | no data
02-VLPS149 | Drip leg drans | ST lower | no data | no data | LPS | no data | no data | no data
01-VLPS150 | Drip leg drans | ST lower | no data | no data | LPS | no data | no data | no data
02-VLPS150 | Drip leg drans | ST lower | no data | no data | LPS | no data | no data | no data
01-VLPS151 | Drip leg CV iso | ST lower | no data | no data | LPS | no data | no data | no data
02-VLPS151 | Drip leg CV iso | ST lower | no data | no data | LPS | no data | no data | no data
01-VLPS173 | LP header vent after strainer | ST lower | no data | no data | LPS | no data | no data | no data
02-VLPS173 | LP header vent after strainer | ST lower | no data | no data | LPS | no data | no data | no data
01-VLPS | LP steam strainer drain | ST lower | no data | no data | LPS | no data | no data | no data
02-VLPS | LP steam strainer drain | ST lower | no data | no data | LPS | no data | no data | no data
01-VLPS | Manuall iso drain before and after LP steam CV | ST lower | no data | no data | LPS | no data | no data | no data
02-VLPS | Manuall iso drain before and after LP steam CV | ST lower | no data | no data | LPS | no data | no data | no data
01-MAC03AA801 | LP Turbine inlet steam PIT (123) | ST lower | no data | no data | LPS | no data | no data | no data
02-MAC03AA801 | LP Turbine inlet steam PIT (123) | ST lower | no data | no data | LPS | no data | no data | no data
01-VHPS100 | HPS header PITs (outside steamer bldg) | ST lower East | no data | no data | HPS | no data | no data | no data
02-VHPS100 | HPS header PITs (outside steamer bldg) | ST lower East | no data | no data | HPS | no data | no data | no data
01-VHPS101 | HPS header PITs (outside steamer bldg) | ST lower East | no data | no data | HPS | no data | no data | no data
02-VHPS101 | HPS header PITs (outside steamer bldg) | ST lower East | no data | no data | HPS | no data | no data | no data
01-VHPS102 | HPS header PITs (outside steamer bldg) | ST lower East | no data | no data | HPS | no data | no data | no data
02-VHPS102 | HPS header PITs (outside steamer bldg) | ST lower East | no data | no data | HPS | no data | no data | no data
01-VHPS103 | HPS header PITs (outside steamer bldg) | ST lower East | no data | no data | HPS | no data | no data | no data
02-VHPS103 | HPS header PITs (outside steamer bldg) | ST lower East | no data | no data | HPS | no data | no data | no data
01-VHPS106 | HPS header vent | ST lower East | no data | no data | HPS | no data | no data | no data
02-VHPS106 | HPS header vent | ST lower East | no data | no data | HPS | no data | no data | no data
01-VHPS107 | HPS header vent | ST lower East | no data | no data | HPS | no data | no data | no data
02-VHPS107 | HPS header vent | ST lower East | no data | no data | HPS | no data | no data | no data
01-VHPS108 | HPS header Drip Leg manual isolation | ST lower East | no data | no data | HPS | no data | no data | no data
02-VHPS108 | HPS header Drip Leg manual isolation | ST lower East | no data | no data | HPS | no data | no data | no data
01-VHPS109 | HPS header Drip Leg drain | ST lower East | no data | no data | HPS | no data | no data | no data
02-VHPS109 | HPS header Drip Leg drain | ST lower East | no data | no data | HPS | no data | no data | no data
01-VHPS110 | HPS header Drip Leg drain | ST lower East | no data | no data | HPS | no data | no data | no data
02-VHPS110 | HPS header Drip Leg drain | ST lower East | no data | no data | HPS | no data | no data | no data
01-VSTP104 | HPS after seat drain | ST lower | no data | no data | HPS | no data | no data | no data
02-VSTP104 | HPS after seat drain | ST lower | no data | no data | HPS | no data | no data | no data
01-MAA03AA801 | HP turbine inlet steam PITs (101/102/103) | ST lower East | no data | no data | HPS | no data | no data | no data
02-MAA03AA801 | HP turbine inlet steam PITs (101/102/103) | ST lower East | no data | no data | HPS | no data | no data | no data
01-MAAAA802 | HP turbine inlet steam PITs (101/102/103) | ST lower East | no data | no data | HPS | no data | no data | no data
02-MAAAA802 | HP turbine inlet steam PITs (101/102/103) | ST lower East | no data | no data | HPS | no data | no data | no data
01-MAAAA803 | HP turbine inlet steam PITs (101/102/103) | ST lower East | no data | no data | HPS | no data | no data | no data
02-MAAAA803 | HP turbine inlet steam PITs (101/102/103) | ST lower East | no data | no data | HPS | no data | no data | no data
01-MAAAA804 | HP turbine inlet steam PITs (101/102/103) | ST lower East | no data | no data | HPS | no data | no data | no data
02-MAAAA804 | HP turbine inlet steam PITs (101/102/103) | ST lower East | no data | no data | HPS | no data | no data | no data
01-MAAAA805 | HP turbine inlet steam PITs (101/102/103) | ST lower East | no data | no data | HPS | no data | no data | no data
02-MAAAA805 | HP turbine inlet steam PITs (101/102/103) | ST lower East | no data | no data | HPS | no data | no data | no data
01-MAAAA806 | HP turbine inlet steam PITs (101/102/103) | ST lower East | no data | no data | HPS | no data | no data | no data
02-MAAAA806 | HP turbine inlet steam PITs (101/102/103) | ST lower East | no data | no data | HPS | no data | no data | no data
01-MAA41AA801 | HP turbine exhaust PITs (110/111/112) | ST lower East | no data | no data | CRH | no data | no data | no data
02-MAA41AA801 | HP turbine exhaust PITs (110/111/112) | ST lower East | no data | no data | CRH | no data | no data | no data
01-MAAAA802 | HP turbine exhaust PITs (110/111/112) | ST lower East | no data | no data | CRH | no data | no data | no data
02-MAAAA802 | HP turbine exhaust PITs (110/111/112) | ST lower East | no data | no data | CRH | no data | no data | no data
01-MAAAA803 | HP turbine exhaust PITs (110/111/112) | ST lower East | no data | no data | CRH | no data | no data | no data
02-MAAAA803 | HP turbine exhaust PITs (110/111/112) | ST lower East | no data | no data | CRH | no data | no data | no data
01-VCRH128 | HP turbine exhaust PIT | ST lower East | no data | no data | CRH | no data | no data | no data
02-VCRH128 | HP turbine exhaust PIT | ST lower East | no data | no data | CRH | no data | no data | no data
01-VCRH143 | HP turbine exhaust PIT | ST lower East | no data | no data | CRH | no data | no data | no data
02-VCRH143 | HP turbine exhaust PIT | ST lower East | no data | no data | CRH | no data | no data | no data
01-VCRH139 | HP turbine exhaust vent | ST lower East | no data | no data | CRH | no data | no data | no data
02-VCRH139 | HP turbine exhaust vent | ST lower East | no data | no data | CRH | no data | no data | no data
01-VCRH144 | HP turbine exhaust vent | ST lower East | no data | no data | CRH | no data | no data | no data
02-VCRH144 | HP turbine exhaust vent | ST lower East | no data | no data | CRH | no data | no data | no data
01-VCRH102 | Ventilator line PITs | ST lower | no data | no data | CRH | no data | no data | no data
02-VCRH102 | Ventilator line PITs | ST lower | no data | no data | CRH | no data | no data | no data
01-VCRH103 | Ventilator line PITs | ST lower | no data | no data | CRH | no data | no data | no data
02-VCRH103 | Ventilator line PITs | ST lower | no data | no data | CRH | no data | no data | no data
01-VCRH141 | Ventilator line PITs | ST lower | no data | no data | CRH | no data | no data | no data
02-VCRH141 | Ventilator line PITs | ST lower | no data | no data | CRH | no data | no data | no data
01-VCRH142 | Ventilator line PITs | ST lower | no data | no data | CRH | no data | no data | no data
02-VCRH142 | Ventilator line PITs | ST lower | no data | no data | CRH | no data | no data | no data
01-VCRH108 | HP turbine exhaust Drip Leg Level Switches | ST lower East | no data | no data | CRH | no data | no data | no data
02-VCRH108 | HP turbine exhaust Drip Leg Level Switches | ST lower East | no data | no data | CRH | no data | no data | no data
01-VCRH109 | HP turbine exhaust Drip Leg Level Switches | ST lower East | no data | no data | CRH | no data | no data | no data
02-VCRH109 | HP turbine exhaust Drip Leg Level Switches | ST lower East | no data | no data | CRH | no data | no data | no data
01-VCRH175 | HP turbine exhaust Drip Leg Level Switches | ST lower East | no data | no data | CRH | no data | no data | no data
02-VCRH175 | HP turbine exhaust Drip Leg Level Switches | ST lower East | no data | no data | CRH | no data | no data | no data
01-VCRH177 | HP turbine exhaust Drip Leg Level Switches | ST lower East | no data | no data | CRH | no data | no data | no data
02-VCRH177 | HP turbine exhaust Drip Leg Level Switches | ST lower East | no data | no data | CRH | no data | no data | no data
01-VCRH110 | HP turbine exhaust Drip Leg Level Switches | ST lower East | no data | no data | CRH | no data | no data | no data
02-VCRH110 | HP turbine exhaust Drip Leg Level Switches | ST lower East | no data | no data | CRH | no data | no data | no data
01-VCRH112 | HP turbine exhaust Drip Leg Level Switches | ST lower East | no data | no data | CRH | no data | no data | no data
02-VCRH112 | HP turbine exhaust Drip Leg Level Switches | ST lower East | no data | no data | CRH | no data | no data | no data
01-VCRH176 | HP turbine exhaust Drip Leg Level Switches | ST lower East | no data | no data | CRH | no data | no data | no data
02-VCRH176 | HP turbine exhaust Drip Leg Level Switches | ST lower East | no data | no data | CRH | no data | no data | no data
01-VCRH178 | HP turbine exhaust Drip Leg Level Switches | ST lower East | no data | no data | CRH | no data | no data | no data
02-VCRH178 | HP turbine exhaust Drip Leg Level Switches | ST lower East | no data | no data | CRH | no data | no data | no data
01-VCRH101 | HP turbine exhaust Drip Leg Level Switche drains | ST lower East | no data | no data | CRH | no data | no data | no data
02-VCRH101 | HP turbine exhaust Drip Leg Level Switche drains | ST lower East | no data | no data | CRH | no data | no data | no data
01-VCRH151 | HP turbine exhaust Drip Leg Level Switche drains | ST lower East | no data | no data | CRH | no data | no data | no data
02-VCRH151 | HP turbine exhaust Drip Leg Level Switche drains | ST lower East | no data | no data | CRH | no data | no data | no data
01-VCRH125 | HP turbine exhaust Drip Leg Level Switche drains | ST lower East | no data | no data | CRH | no data | no data | no data
02-VCRH125 | HP turbine exhaust Drip Leg Level Switche drains | ST lower East | no data | no data | CRH | no data | no data | no data
01-VCRH150 | HP turbine exhaust Drip Leg Level Switche drains | ST lower East | no data | no data | CRH | no data | no data | no data
02-VCRH150 | HP turbine exhaust Drip Leg Level Switche drains | ST lower East | no data | no data | CRH | no data | no data | no data
01-VCRH129 | HP turbine exhaust Drip Leg Level Switche vents | ST lower East | no data | no data | CRH | no data | no data | no data
02-VCRH129 | HP turbine exhaust Drip Leg Level Switche vents | ST lower East | no data | no data | CRH | no data | no data | no data
01-VCRH145 | HP turbine exhaust Drip Leg Level Switche vents | ST lower East | no data | no data | CRH | no data | no data | no data
02-VCRH145 | HP turbine exhaust Drip Leg Level Switche vents | ST lower East | no data | no data | CRH | no data | no data | no data
01-VCRH126 | HP turbine exhaust Drip Leg Level Switche vents | ST lower East | no data | no data | CRH | no data | no data | no data
02-VCRH126 | HP turbine exhaust Drip Leg Level Switche vents | ST lower East | no data | no data | CRH | no data | no data | no data
01-VCRH149 | HP turbine exhaust Drip Leg Level Switche vents | ST lower East | no data | no data | CRH | no data | no data | no data
02-VCRH149 | HP turbine exhaust Drip Leg Level Switche vents | ST lower East | no data | no data | CRH | no data | no data | no data
01-VCRH127 | HP turbine exhaust Drip Leg AOV iso | ST lower East | no data | no data | CRH | no data | no data | no data
02-VCRH127 | HP turbine exhaust Drip Leg AOV iso | ST lower East | no data | no data | CRH | no data | no data | no data
01-VCRH133 | CRH Drip Leg drain | ST lower East | no data | no data | CRH | no data | no data | no data
02-VCRH133 | CRH Drip Leg drain | ST lower East | no data | no data | CRH | no data | no data | no data
01-VCRH134 | CRH Drip Leg drain | ST lower East | no data | no data | CRH | no data | no data | no data
02-VCRH134 | CRH Drip Leg drain | ST lower East | no data | no data | CRH | no data | no data | no data
01-VCRH104 | CRH Drip Leg Level Switches | ST lower East | no data | no data | CRH | no data | no data | no data
02-VCRH104 | CRH Drip Leg Level Switches | ST lower East | no data | no data | CRH | no data | no data | no data
01-VCRH105 | CRH Drip Leg Level Switches | ST lower East | no data | no data | CRH | no data | no data | no data
02-VCRH105 | CRH Drip Leg Level Switches | ST lower East | no data | no data | CRH | no data | no data | no data
01-VCRH106 | CRH Drip Leg Level Switches | ST lower East | no data | no data | CRH | no data | no data | no data
02-VCRH106 | CRH Drip Leg Level Switches | ST lower East | no data | no data | CRH | no data | no data | no data
01-VCRH107 | CRH Drip Leg Level Switches | ST lower East | no data | no data | CRH | no data | no data | no data
02-VCRH107 | CRH Drip Leg Level Switches | ST lower East | no data | no data | CRH | no data | no data | no data
01-VCRH154 | CRH Drip Leg Level Switches | ST lower East | no data | no data | CRH | no data | no data | no data
02-VCRH154 | CRH Drip Leg Level Switches | ST lower East | no data | no data | CRH | no data | no data | no data
01-VCRH155 | CRH Drip Leg Level Switches | ST lower East | no data | no data | CRH | no data | no data | no data
02-VCRH155 | CRH Drip Leg Level Switches | ST lower East | no data | no data | CRH | no data | no data | no data
01-VCRH156 | CRH Drip Leg Level Switches | ST lower East | no data | no data | CRH | no data | no data | no data
02-VCRH156 | CRH Drip Leg Level Switches | ST lower East | no data | no data | CRH | no data | no data | no data
01-VCRH157 | CRH Drip Leg Level Switches | ST lower East | no data | no data | CRH | no data | no data | no data
02-VCRH157 | CRH Drip Leg Level Switches | ST lower East | no data | no data | CRH | no data | no data | no data
01-VCRH158 | CRH Drip Leg Level Switche drains | ST lower East | no data | no data | CRH | no data | no data | no data
02-VCRH158 | CRH Drip Leg Level Switche drains | ST lower East | no data | no data | CRH | no data | no data | no data
01-VCRH160 | CRH Drip Leg Level Switche drains | ST lower East | no data | no data | CRH | no data | no data | no data
02-VCRH160 | CRH Drip Leg Level Switche drains | ST lower East | no data | no data | CRH | no data | no data | no data
01-VCRH161 | CRH Drip Leg Level Switche drains | ST lower East | no data | no data | CRH | no data | no data | no data
02-VCRH161 | CRH Drip Leg Level Switche drains | ST lower East | no data | no data | CRH | no data | no data | no data
01-VCRH123 | CRH Drip Leg Level Switche drains | ST lower East | no data | no data | CRH | no data | no data | no data
02-VCRH123 | CRH Drip Leg Level Switche drains | ST lower East | no data | no data | CRH | no data | no data | no data
01-VCRH152 | CRH Drip Leg Level Switche vents | ST lower East | no data | no data | CRH | no data | no data | no data
02-VCRH152 | CRH Drip Leg Level Switche vents | ST lower East | no data | no data | CRH | no data | no data | no data
01-VCRH116 | CRH Drip Leg Level Switche vents | ST lower East | no data | no data | CRH | no data | no data | no data
02-VCRH116 | CRH Drip Leg Level Switche vents | ST lower East | no data | no data | CRH | no data | no data | no data
01-VCRH153 | CRH Drip Leg Level Switche vents | ST lower East | no data | no data | CRH | no data | no data | no data
02-VCRH153 | CRH Drip Leg Level Switche vents | ST lower East | no data | no data | CRH | no data | no data | no data
01-VCRH113 | CRH Drip Leg Level Switche vents | ST lower East | no data | no data | CRH | no data | no data | no data
02-VCRH113 | CRH Drip Leg Level Switche vents | ST lower East | no data | no data | CRH | no data | no data | no data
01-VCRH130 | CRH Drip Leg AOV iso | ST lower East | no data | no data | CRH | no data | no data | no data
02-VCRH130 | CRH Drip Leg AOV iso | ST lower East | no data | no data | CRH | no data | no data | no data
01-VCRH135 | CRH Drip Leg drain | ST lower East | no data | no data | CRH | no data | no data | no data
02-VCRH135 | CRH Drip Leg drain | ST lower East | no data | no data | CRH | no data | no data | no data
01-VCRH138 | CRH Drip Leg drain | ST lower East | no data | no data | CRH | no data | no data | no data
02-VCRH138 | CRH Drip Leg drain | ST lower East | no data | no data | CRH | no data | no data | no data
01-VHRH115 | HRH Bypass warm up line iso (overhead) | ST lower East | no data | no data | HRH | no data | no data | no data
02-VHRH115 | HRH Bypass warm up line iso (overhead) | ST lower East | no data | no data | HRH | no data | no data | no data
01-VHRH111 | HRH Bypass warm up line vent | ST lower East | no data | no data | HRH | no data | no data | no data
02-VHRH111 | HRH Bypass warm up line vent | ST lower East | no data | no data | HRH | no data | no data | no data
01-VHRH105 | HRH Bypass warm up line vent | ST lower East | no data | no data | HRH | no data | no data | no data
02-VHRH105 | HRH Bypass warm up line vent | ST lower East | no data | no data | HRH | no data | no data | no data
01-VHRH110 | HRH dripleg before SV/CV AOV iso | ST lower East | no data | no data | HRH | no data | no data | no data
02-VHRH110 | HRH dripleg before SV/CV AOV iso | ST lower East | no data | no data | HRH | no data | no data | no data
01-VHRH120 | HRH dripleg drain | ST lower East | no data | no data | HRH | no data | no data | no data
02-VHRH120 | HRH dripleg drain | ST lower East | no data | no data | HRH | no data | no data | no data
01-VHRH137 | HRH dripleg drain | ST lower East | no data | no data | HRH | no data | no data | no data
02-VHRH137 | HRH dripleg drain | ST lower East | no data | no data | HRH | no data | no data | no data
01-VSTP106 | HRH after seat drain AOV iso | ST lower East | no data | no data | HRH | no data | no data | no data
02-VSTP106 | HRH after seat drain AOV iso | ST lower East | no data | no data | HRH | no data | no data | no data
01-VHRH100 | HRH PITs (before stop) | ST lower East | no data | no data | HRH | no data | no data | no data
02-VHRH100 | HRH PITs (before stop) | ST lower East | no data | no data | HRH | no data | no data | no data
01-VHRH102 | HRH PITs (before stop) | ST lower East | no data | no data | HRH | no data | no data | no data
02-VHRH102 | HRH PITs (before stop) | ST lower East | no data | no data | HRH | no data | no data | no data
01-VHRH103 | HRH PITs (before stop) | ST lower East | no data | no data | HRH | no data | no data | no data
02-VHRH103 | HRH PITs (before stop) | ST lower East | no data | no data | HRH | no data | no data | no data
01-VHRH104 | HRH PITs (before stop) | ST lower East | no data | no data | HRH | no data | no data | no data
02-VHRH104 | HRH PITs (before stop) | ST lower East | no data | no data | HRH | no data | no data | no data
01-VHRH121 | HRH PITs (before stop) | ST lower East | no data | no data | HRH | no data | no data | no data
02-VHRH121 | HRH PITs (before stop) | ST lower East | no data | no data | HRH | no data | no data | no data
01-VHRH106 | HRH PITs (before stop) | ST lower East | no data | no data | HRH | no data | no data | no data
02-VHRH106 | HRH PITs (before stop) | ST lower East | no data | no data | HRH | no data | no data | no data
01-MAB03BR801 | IP Turbine Inlet steam PITs (113/114/115) | ST lower East | no data | no data | HRH | no data | no data | no data
02-MAB03BR801 | IP Turbine Inlet steam PITs (113/114/115) | ST lower East | no data | no data | HRH | no data | no data | no data
01-MABBR802 | IP Turbine Inlet steam PITs (113/114/115) | ST lower East | no data | no data | HRH | no data | no data | no data
02-MABBR802 | IP Turbine Inlet steam PITs (113/114/115) | ST lower East | no data | no data | HRH | no data | no data | no data
01-MABBR803 | IP Turbine Inlet steam PITs (113/114/115) | ST lower East | no data | no data | HRH | no data | no data | no data
02-MABBR803 | IP Turbine Inlet steam PITs (113/114/115) | ST lower East | no data | no data | HRH | no data | no data | no data
01-VHHS803 | 1st stage HP superheater Drip leg 2 Lvl switches (8) isolation valves | HRSG lower East | no data | no data | HHS | no data | no data | no data
02-VHHS803 | 1st stage HP superheater Drip leg 2 Lvl switches (8) isolation valves | HRSG lower East | no data | no data | HHS | no data | no data | no data
01-VHHS804 | 1st stage HP superheater Drip leg 2 Lvl switches (8) isolation valves | HRSG lower East | no data | no data | HHS | no data | no data | no data
02-VHHS804 | 1st stage HP superheater Drip leg 2 Lvl switches (8) isolation valves | HRSG lower East | no data | no data | HHS | no data | no data | no data
01-VHHS805 | 1st stage HP superheater Drip leg 2 Lvl switches (8) isolation valves | HRSG lower East | no data | no data | HHS | no data | no data | no data
02-VHHS805 | 1st stage HP superheater Drip leg 2 Lvl switches (8) isolation valves | HRSG lower East | no data | no data | HHS | no data | no data | no data
01-VHHS806 | 1st stage HP superheater Drip leg 2 Lvl switches (8) isolation valves | HRSG lower East | no data | no data | HHS | no data | no data | no data
02-VHHS806 | 1st stage HP superheater Drip leg 2 Lvl switches (8) isolation valves | HRSG lower East | no data | no data | HHS | no data | no data | no data
01-VHHS807 | 1st stage HP superheater Drip leg 2 Lvl switches (8) isolation valves | HRSG lower East | no data | no data | HHS | no data | no data | no data
02-VHHS807 | 1st stage HP superheater Drip leg 2 Lvl switches (8) isolation valves | HRSG lower East | no data | no data | HHS | no data | no data | no data
01-VHHS808 | 1st stage HP superheater Drip leg 2 Lvl switches (8) isolation valves | HRSG lower East | no data | no data | HHS | no data | no data | no data
02-VHHS808 | 1st stage HP superheater Drip leg 2 Lvl switches (8) isolation valves | HRSG lower East | no data | no data | HHS | no data | no data | no data
01-VHHS809 | 1st stage HP superheater Drip leg 2 Lvl switches (8) isolation valves | HRSG lower East | no data | no data | HHS | no data | no data | no data
02-VHHS809 | 1st stage HP superheater Drip leg 2 Lvl switches (8) isolation valves | HRSG lower East | no data | no data | HHS | no data | no data | no data
01-VHHS810 | 1st stage HP superheater Drip leg 2 Lvl switches (8) isolation valves | HRSG lower East | no data | no data | HHS | no data | no data | no data
02-VHHS810 | 1st stage HP superheater Drip leg 2 Lvl switches (8) isolation valves | HRSG lower East | no data | no data | HHS | no data | no data | no data
01-VHHS867 | 1st stage HP superheater Drip leg drain (2) valves | HRSG lower East | no data | no data | HHS | no data | no data | no data
02-VHHS867 | 1st stage HP superheater Drip leg drain (2) valves | HRSG lower East | no data | no data | HHS | no data | no data | no data
01-VHHS868 | 1st stage HP superheater Drip leg drain (2) valves | HRSG lower East | no data | no data | HHS | no data | no data | no data
02-VHHS868 | 1st stage HP superheater Drip leg drain (2) valves | HRSG lower East | no data | no data | HHS | no data | no data | no data
01-VHHS811 | HP Superheater vent to atmoshpere | HRSG lower East | no data | no data | HHS | no data | no data | no data
02-VHHS811 | HP Superheater vent to atmoshpere | HRSG lower East | no data | no data | HHS | no data | no data | no data
01-VHHS812 | HP Superheater vent to atmoshpere | HRSG lower East | no data | no data | HHS | no data | no data | no data
02-VHHS812 | HP Superheater vent to atmoshpere | HRSG lower East | no data | no data | HHS | no data | no data | no data
01-VHHS909 | 3rd stage HP superheater Drip leg drain (2) valves | HRSG lower East | no data | no data | HHS | no data | no data | no data
02-VHHS909 | 3rd stage HP superheater Drip leg drain (2) valves | HRSG lower East | no data | no data | HHS | no data | no data | no data
01-VHHS910 | 3rd stage HP superheater Drip leg drain (2) valves | HRSG lower East | no data | no data | HHS | no data | no data | no data
02-VHHS910 | 3rd stage HP superheater Drip leg drain (2) valves | HRSG lower East | no data | no data | HHS | no data | no data | no data
01-VHRS969 | Reheater interstage Dripleg drain | HRSG lower West | no data | no data | HRS | no data | no data | no data
02-VHRS969 | Reheater interstage Dripleg drain | HRSG lower West | no data | no data | HRS | no data | no data | no data
01-VHRS970 | Reheater interstage Dripleg drain | HRSG lower West | no data | no data | HRS | no data | no data | no data
02-VHRS970 | Reheater interstage Dripleg drain | HRSG lower West | no data | no data | HRS | no data | no data | no data
01-VHIS856 | IP superheater outlet dripleg drain | HRSG lower | no data | no data | HIS | no data | no data | no data
02-VHIS856 | IP superheater outlet dripleg drain | HRSG lower | no data | no data | HIS | no data | no data | no data
01-VHIS857 | IP superheater outlet dripleg drain | HRSG lower | no data | no data | HIS | no data | no data | no data
02-VHIS857 | IP superheater outlet dripleg drain | HRSG lower | no data | no data | HIS | no data | no data | no data
01-VHIS987 | IP superheater outlet PIT | HRSG lower | no data | no data | HIS | no data | no data | no data
02-VHIS987 | IP superheater outlet PIT | HRSG lower | no data | no data | HIS | no data | no data | no data
01-VHIS988 | IP superheater outlet PIT | HRSG lower | no data | no data | HIS | no data | no data | no data
02-VHIS988 | IP superheater outlet PIT | HRSG lower | no data | no data | HIS | no data | no data | no data
01-VHIS864 | IP steam flow meter | HRSG lower | no data | no data | HIS | no data | no data | no data
02-VHIS864 | IP steam flow meter | HRSG lower | no data | no data | HIS | no data | no data | no data
01-VHIS865 | IP steam flow meter | HRSG lower | no data | no data | HIS | no data | no data | no data
02-VHIS865 | IP steam flow meter | HRSG lower | no data | no data | HIS | no data | no data | no data
01-VHIS866 | IP steam flow meter | HRSG lower | no data | no data | HIS | no data | no data | no data
02-VHIS866 | IP steam flow meter | HRSG lower | no data | no data | HIS | no data | no data | no data
01-VHIS867 | IP steam flow meter | HRSG lower | no data | no data | HIS | no data | no data | no data
02-VHIS867 | IP steam flow meter | HRSG lower | no data | no data | HIS | no data | no data | no data
01-VHIS994 | IP steam flow meter | HRSG lower | no data | no data | HIS | no data | no data | no data
02-VHIS994 | IP steam flow meter | HRSG lower | no data | no data | HIS | no data | no data | no data
01-VHIS995 | IP steam flow meter | HRSG lower | no data | no data | HIS | no data | no data | no data
02-VHIS995 | IP steam flow meter | HRSG lower | no data | no data | HIS | no data | no data | no data
01-VHIS996 | IP steam flow meter | HRSG lower | no data | no data | HIS | no data | no data | no data
02-VHIS996 | IP steam flow meter | HRSG lower | no data | no data | HIS | no data | no data | no data
01-VHIS997 | IP steam flow meter | HRSG lower | no data | no data | HIS | no data | no data | no data
02-VHIS997 | IP steam flow meter | HRSG lower | no data | no data | HIS | no data | no data | no data
01-VHIS801 | IP superheater outlet drain (before MOV) | HRSG lower | no data | no data | HIS | no data | no data | no data
02-VHIS801 | IP superheater outlet drain (before MOV) | HRSG lower | no data | no data | HIS | no data | no data | no data
01-VHIS802 | IP superheater outlet drain (before MOV) | HRSG lower | no data | no data | HIS | no data | no data | no data
02-VHIS802 | IP superheater outlet drain (before MOV) | HRSG lower | no data | no data | HIS | no data | no data | no data
01-VHIS908 | IP superheater outlet MOV bypass | HRSG lower | no data | no data | HIS | no data | no data | no data
02-VHIS908 | IP superheater outlet MOV bypass | HRSG lower | no data | no data | HIS | no data | no data | no data
01-VHIS858 | IP steam Header drain (after MOV) | HRSG lower | no data | no data | HIS | no data | no data | no data
02-VHIS858 | IP steam Header drain (after MOV) | HRSG lower | no data | no data | HIS | no data | no data | no data
01-VHIS859 | IP steam Header drain (after MOV) | HRSG lower | no data | no data | HIS | no data | no data | no data
02-VHIS859 | IP steam Header drain (after MOV) | HRSG lower | no data | no data | HIS | no data | no data | no data
01-VHLS811 | 3 PIT (6) iso valves | HRSG lower West | no data | no data | HLS | no data | no data | no data
02-VHLS811 | 3 PIT (6) iso valves | HRSG lower West | no data | no data | HLS | no data | no data | no data
01-VHLS812 | 3 PIT (6) iso valves | HRSG lower West | no data | no data | HLS | no data | no data | no data
02-VHLS812 | 3 PIT (6) iso valves | HRSG lower West | no data | no data | HLS | no data | no data | no data
01-VHLS813 | 3 PIT (6) iso valves | HRSG lower West | no data | no data | HLS | no data | no data | no data
02-VHLS813 | 3 PIT (6) iso valves | HRSG lower West | no data | no data | HLS | no data | no data | no data
01-VHLS814 | 3 PIT (6) iso valves | HRSG lower West | no data | no data | HLS | no data | no data | no data
02-VHLS814 | 3 PIT (6) iso valves | HRSG lower West | no data | no data | HLS | no data | no data | no data
01-VHLS815 | 3 PIT (6) iso valves | HRSG lower West | no data | no data | HLS | no data | no data | no data
02-VHLS815 | 3 PIT (6) iso valves | HRSG lower West | no data | no data | HLS | no data | no data | no data
01-VHLS816 | 3 PIT (6) iso valves | HRSG lower West | no data | no data | HLS | no data | no data | no data
02-VHLS816 | 3 PIT (6) iso valves | HRSG lower West | no data | no data | HLS | no data | no data | no data
01-VHLS808 | Sampling | HRSG lower West | no data | no data | HLS | no data | no data | no data
02-VHLS808 | Sampling | HRSG lower West | no data | no data | HLS | no data | no data | no data
01-VHLS809 | Sampling | HRSG lower West | no data | no data | HLS | no data | no data | no data
02-VHLS809 | Sampling | HRSG lower West | no data | no data | HLS | no data | no data | no data
01-VHLS986 | Drip leg drain before MOV | HRSG lower West | no data | no data | HLS | no data | no data | no data
02-VHLS986 | Drip leg drain before MOV | HRSG lower West | no data | no data | HLS | no data | no data | no data
01-VHLS987 | Drip leg drain before MOV | HRSG lower West | no data | no data | HLS | no data | no data | no data
02-VHLS987 | Drip leg drain before MOV | HRSG lower West | no data | no data | HLS | no data | no data | no data
01-VAXS189 | Steam to HP Evap Steam trap ISOs | HRSG lower | no data | no data | AXS | no data | no data | no data
01-VAXS290 | Steam to HP Evap Steam trap ISOs | HRSG lower | no data | no data | AXS | no data | no data | no data
02-VAXS290 | Steam to HP Evap Steam trap ISOs | HRSG lower | no data | no data | AXS | no data | no data | no data
01-VAXS289 | Steam to HP Evap Steam trap bypass | HRSG lower | no data | no data | AXS | no data | no data | no data
01-VAXS144 | Steam to HP Evap Steam trap strainer drain | HRSG lower | no data | no data | AXS | no data | no data | no data
01-VAXS291 | Steam to HP Evap drain before steam trap | HRSG lower | no data | no data | AXS | no data | no data | no data
01-VHHS904 | Steam to HP Evap MOV bypass | HRSG lower | no data | no data | HHS | no data | no data | no data
02-VHHS904 | Steam to HP Evap MOV bypass | HRSG lower | no data | no data | HHS | no data | no data | no data
01-VHHS994 | Steam to HP Evap drain after MOV | HRSG lower | no data | no data | HHS | no data | no data | no data
02-VHHS994 | Steam to HP Evap drain after MOV | HRSG lower | no data | no data | HHS | no data | no data | no data
01-VHHS995 | Steam to HP Evap drain after MOV | HRSG lower | no data | no data | HHS | no data | no data | no data
02-VHHS995 | Steam to HP Evap drain after MOV | HRSG lower | no data | no data | HHS | no data | no data | no data
01-VHHS996 | Steam to HP Evap strainer drain | HRSG lower | no data | no data | HHS | no data | no data | no data
02-VHHS996 | Steam to HP Evap strainer drain | HRSG lower | no data | no data | HHS | no data | no data | no data
01-VHHS997 | Steam to HP Evap strainer drain | HRSG lower | no data | no data | HHS | no data | no data | no data
02-VHHS997 | Steam to HP Evap strainer drain | HRSG lower | no data | no data | HHS | no data | no data | no data
01-VHIS852 | Steam to IP Evap strainer drain | HRSG lower | no data | no data | HIS | no data | no data | no data
01-VHIS853 | Steam to IP Evap strainer drain | HRSG lower | no data | no data | HIS | no data | no data | no data
02-VHIS853 | Steam to IP Evap strainer drain | HRSG lower | no data | no data | HIS | no data | no data | no data
01-VHLS904 | Steam to LP Evap MOV bypass | HRSG lower | no data | no data | HLS | no data | no data | no data
01-VHLS985 | Steam to LP Evap drain after MOV | HRSG lower | no data | no data | HLS | no data | no data | no data
01-VHLS999 | Steam to LP Evap drain after MOV | HRSG lower | no data | no data | HLS | no data | no data | no data
02-VHLS999 | Steam to LP Evap drain after MOV | HRSG lower | no data | no data | HLS | no data | no data | no data
01-VHLS992 | Steam to LP Evap strainer drain | HRSG lower | no data | no data | HLS | no data | no data | no data
01-VHLS993 | Steam to LP Evap strainer drain | HRSG lower | no data | no data | HLS | no data | no data | no data
02-VHLS993 | Steam to LP Evap strainer drain | HRSG lower | no data | no data | HLS | no data | no data | no data
01-VAXS135 | Steam to LP Evap Steam trap iso | HRSG lower | no data | no data | AXS | no data | no data | no data
01-VAXS136 | Steam to LP Evap Steam trap iso | HRSG lower | no data | no data | AXS | no data | no data | no data
02-VAXS136 | Steam to LP Evap Steam trap iso | HRSG lower | no data | no data | AXS | no data | no data | no data
01-VAXS138 | Steam to LP Evap Steam trap bypass | HRSG lower | no data | no data | AXS | no data | no data | no data
01-VAXS137 | Steam to LP Evap Steam trap strainer drain | HRSG lower | no data | no data | AXS | no data | no data | no data
01-VAXS113 | Steam to LP Evap Drain before Steam trap | HRSG lower | no data | no data | AXS | no data | no data | no data
01-VAXS155 | Drain before steam trap | HRSG lower NE | no data | no data | AXS | no data | no data | no data
01-VAXS112 | Steam trap iso | HRSG lower NE | no data | no data | AXS | no data | no data | no data
01-VAXS115 | Steam trap iso | HRSG lower NE | no data | no data | AXS | no data | no data | no data
02-VAXS115 | Steam trap iso | HRSG lower NE | no data | no data | AXS | no data | no data | no data
01-VAXS129 | Steam Trap bypass | HRSG lower NE | no data | no data | AXS | no data | no data | no data
01-VAXS116 | Steam Trap strainer drain | HRSG lower NE | no data | no data | AXS | no data | no data | no data
01-VAXS130 | Drain before steam trap | HRSG lower East | no data | no data | AXS | no data | no data | no data
01-VAXS103 | Steam trap iso | HRSG lower East | no data | no data | AXS | no data | no data | no data
01-VAXS161 | Steam trap iso | HRSG lower East | no data | no data | AXS | no data | no data | no data
02-VAXS161 | Steam trap iso | HRSG lower East | no data | no data | AXS | no data | no data | no data
01-VAXS164 | Steam Trap bypass | HRSG lower East | no data | no data | AXS | no data | no data | no data
01-VAXS160 | Steam Trap strainer drain | HRSG lower East | no data | no data | AXS | no data | no data | no data
01-VAXS199 | Drain before steam trap | HRSG lower West | no data | no data | AXS | no data | no data | no data
01-VAXS166 | Steam trap iso | HRSG lower West | no data | no data | AXS | no data | no data | no data
01-VAXS118 | Steam trap iso | HRSG lower West | no data | no data | AXS | no data | no data | no data
02-VAXS118 | Steam trap iso | HRSG lower West | no data | no data | AXS | no data | no data | no data
01-VAXS167 | Steam Trap bypass | HRSG lower West | no data | no data | AXS | no data | no data | no data
01-VAXS203 | Steam Trap strainer drain | HRSG lower West | no data | no data | AXS | no data | no data | no data
01-VHHS916 | HP FW to economizer PIT (before LCV) | no data | no data | no data | BFW HP | no data | OPEN | no data
02-VHHS916 | HP FW to economizer PIT (before LCV) | no data | no data | no data | BFW HP | no data | OPEN | no data
01-VHHS917 | HP FW to economizer PIT (before LCV) | no data | no data | no data | BFW HP | no data | OPEN | no data
02-VHHS917 | HP FW to economizer PIT (before LCV) | no data | no data | no data | BFW HP | no data | OPEN | no data
01-VHHS907 | HP drum LCV bypass | HRSG lower West | no data | no data | BFW HP | no data | CLOSED | no data
02-VHHS907 | HP drum LCV bypass | HRSG lower West | no data | no data | BFW HP | no data | CLOSED | no data
01-VHHS901 | HP drum High flow LCV iso | HRSG lower West | no data | no data | BFW HP | no data | OPEN | no data
02-VHHS901 | HP drum High flow LCV iso | HRSG lower West | no data | no data | BFW HP | no data | OPEN | no data
01-VHHS | HP drum High flow LCV iso bypass | HRSG lower West | no data | no data | BFW HP | no data | CLOSED | no data
02-VHHS | HP drum High flow LCV iso bypass | HRSG lower West | no data | no data | BFW HP | no data | CLOSED | no data
01-VHHS | HP drum High flow LCV iso equalizing valve | HRSG lower West | no data | no data | BFW HP | no data | OPEN | no data
02-VHHS | HP drum High flow LCV iso equalizing valve | HRSG lower West | no data | no data | BFW HP | no data | OPEN | no data
01-VHHS903 | HP drum Low flow LCV iso | HRSG lower West | no data | no data | BFW HP | no data | OPEN | no data
02-VHHS903 | HP drum Low flow LCV iso | HRSG lower West | no data | no data | BFW HP | no data | OPEN | no data
01-VHHS | HP drum Low flow LCV iso bypass | HRSG lower West | no data | no data | BFW HP | no data | CLOSED | no data
02-VHHS | HP drum Low flow LCV iso bypass | HRSG lower West | no data | no data | BFW HP | no data | CLOSED | no data
01-VHHS | HP drum Low flow LCV iso equalizing valve | HRSG lower West | no data | no data | BFW HP | no data | OPEN | no data
02-VHHS | HP drum Low flow LCV iso equalizing valve | HRSG lower West | no data | no data | BFW HP | no data | OPEN | no data
01-VHHS857 | HP drum High flow drain | HRSG lower West | no data | no data | BFW HP | no data | CLOSED | no data
02-VHHS857 | HP drum High flow drain | HRSG lower West | no data | no data | BFW HP | no data | CLOSED | no data
01-VHHS856 | HP drum High flow drain | HRSG lower West | no data | no data | BFW HP | no data | CLOSED | no data
02-VHHS856 | HP drum High flow drain | HRSG lower West | no data | no data | BFW HP | no data | CLOSED | no data
01-VHHS859 | HP drum Low flow drain | HRSG lower West | no data | no data | BFW HP | no data | CLOSED | no data
02-VHHS859 | HP drum Low flow drain | HRSG lower West | no data | no data | BFW HP | no data | CLOSED | no data
01-VHHS858 | HP drum Low flow drain | HRSG lower West | no data | no data | BFW HP | no data | CLOSED | no data
02-VHHS858 | HP drum Low flow drain | HRSG lower West | no data | no data | BFW HP | no data | CLOSED | no data
01-VHHS902 | HP drum High flow LCV outlet iso | HRSG lower West | no data | no data | BFW HP | no data | OPEN | no data
02-VHHS902 | HP drum High flow LCV outlet iso | HRSG lower West | no data | no data | BFW HP | no data | OPEN | no data
01-VHHS | HP drum High flow LCV outlet iso bypass | HRSG lower West | no data | no data | BFW HP | no data | CLOSED | no data
02-VHHS | HP drum High flow LCV outlet iso bypass | HRSG lower West | no data | no data | BFW HP | no data | CLOSED | no data
01-VHHS | HP drum High flow LCV outlet iso equalizing | HRSG lower West | no data | no data | BFW HP | no data | OPEN | no data
02-VHHS | HP drum High flow LCV outlet iso equalizing | HRSG lower West | no data | no data | BFW HP | no data | OPEN | no data
01-VHHS904 | HP drum Low flow LCV outlet iso | HRSG lower West | no data | no data | BFW HP | no data | OPEN | no data
02-VHHS904 | HP drum Low flow LCV outlet iso | HRSG lower West | no data | no data | BFW HP | no data | OPEN | no data
01-VHHS | HP drum Low flow LCV outlet iso bypass | HRSG lower West | no data | no data | BFW HP | no data | CLOSED | no data
02-VHHS | HP drum Low flow LCV outlet iso bypass | HRSG lower West | no data | no data | BFW HP | no data | CLOSED | no data
01-VHHS | HP drum Low flow LCV outlet iso equalizing | HRSG lower West | no data | no data | BFW HP | no data | OPEN | no data
02-VHHS | HP drum Low flow LCV outlet iso equalizing | HRSG lower West | no data | no data | BFW HP | no data | OPEN | no data
01-VHHS913 | HP drum FW drain before MOV | HRSG lower West | no data | no data | BFW HP | no data | CLOSED | no data
02-VHHS913 | HP drum FW drain before MOV | HRSG lower West | no data | no data | BFW HP | no data | CLOSED | no data
01-VHHS912 | HP drum FW drain before MOV | HRSG lower West | no data | no data | BFW HP | no data | CLOSED | no data
02-VHHS912 | HP drum FW drain before MOV | HRSG lower West | no data | no data | BFW HP | no data | CLOSED | no data
01-VHHS | MOV 901 bypass | HRSG lower West | no data | no data | BFW HP | no data | CLOSED | no data
02-VHHS | MOV 901 bypass | HRSG lower West | no data | no data | BFW HP | no data | CLOSED | no data
01-VHHS | MOV 901 equalizing | HRSG lower West | no data | no data | BFW HP | no data | OPEN | no data
02-VHHS | MOV 901 equalizing | HRSG lower West | no data | no data | BFW HP | no data | OPEN | no data
01-VHHS914 | HP economizer inlet PIT (after LCV) | HRSG lower West | no data | no data | BFW HP | no data | OPEN | no data
02-VHHS914 | HP economizer inlet PIT (after LCV) | HRSG lower West | no data | no data | BFW HP | no data | OPEN | no data
01-VHHS915 | HP economizer inlet PIT (after LCV) | HRSG lower West | no data | no data | BFW HP | no data | OPEN | no data
02-VHHS915 | HP economizer inlet PIT (after LCV) | HRSG lower West | no data | no data | BFW HP | no data | OPEN | no data
01-VHHS961 | HP economizer drain root valves | HRSG lower West | no data | no data | BFW HP | no data | CLOSED | no data
02-VHHS961 | HP economizer drain root valves | HRSG lower West | no data | no data | BFW HP | no data | CLOSED | no data
01-VHHS929 | HP economizer drain root valves | HRSG lower West | no data | no data | BFW HP | no data | CLOSED | no data
02-VHHS929 | HP economizer drain root valves | HRSG lower West | no data | no data | BFW HP | no data | CLOSED | no data
01-VHHS930 | HP economizer drain root valves | HRSG lower West | no data | no data | BFW HP | no data | CLOSED | no data
02-VHHS930 | HP economizer drain root valves | HRSG lower West | no data | no data | BFW HP | no data | CLOSED | no data
01-VHHS931 | HP economizer drain root valves | HRSG lower West | no data | no data | BFW HP | no data | CLOSED | no data
02-VHHS931 | HP economizer drain root valves | HRSG lower West | no data | no data | BFW HP | no data | CLOSED | no data
01-VHHS932 | HP economizer drain root valves | HRSG lower West | no data | no data | BFW HP | no data | CLOSED | no data
02-VHHS932 | HP economizer drain root valves | HRSG lower West | no data | no data | BFW HP | no data | CLOSED | no data
01-VHHS933 | HP economizer drain root valves | HRSG lower West | no data | no data | BFW HP | no data | CLOSED | no data
02-VHHS933 | HP economizer drain root valves | HRSG lower West | no data | no data | BFW HP | no data | CLOSED | no data
01-VHHS934 | HP economizer drain root valves | HRSG lower West | no data | no data | BFW HP | no data | CLOSED | no data
02-VHHS934 | HP economizer drain root valves | HRSG lower West | no data | no data | BFW HP | no data | CLOSED | no data
01-VHHS935 | HP economizer drain root valves | HRSG lower West | no data | no data | BFW HP | no data | CLOSED | no data
02-VHHS935 | HP economizer drain root valves | HRSG lower West | no data | no data | BFW HP | no data | CLOSED | no data
01-VHHS936 | HP economizer drain root valves | HRSG lower West | no data | no data | BFW HP | no data | CLOSED | no data
02-VHHS936 | HP economizer drain root valves | HRSG lower West | no data | no data | BFW HP | no data | CLOSED | no data
01-VHHS937 | HP economizer drain root valves | HRSG lower West | no data | no data | BFW HP | no data | CLOSED | no data
02-VHHS937 | HP economizer drain root valves | HRSG lower West | no data | no data | BFW HP | no data | CLOSED | no data
01-VHHS900 | HP economizer drain block valves | HRSG lower West | no data | no data | BFW HP | no data | CLOSED | no data
02-VHHS900 | HP economizer drain block valves | HRSG lower West | no data | no data | BFW HP | no data | CLOSED | no data
01-VHHS906 | HP economizer drain block valves | HRSG lower West | no data | no data | BFW HP | no data | CLOSED | no data
02-VHHS906 | HP economizer drain block valves | HRSG lower West | no data | no data | BFW HP | no data | CLOSED | no data
01-VHHS938 | HP economizer drain block valves | HRSG lower West | no data | no data | BFW HP | no data | CLOSED | no data
02-VHHS938 | HP economizer drain block valves | HRSG lower West | no data | no data | BFW HP | no data | CLOSED | no data
01-VHHS905 | HP economizer drain block valves | HRSG lower West | no data | no data | BFW HP | no data | CLOSED | no data
02-VHHS905 | HP economizer drain block valves | HRSG lower West | no data | no data | BFW HP | no data | CLOSED | no data
01-VBFW303 | FW to TCA drain before cooler | HRSG lower West | no data | no data | BFW HP | no data | CLOSED | no data
02-VBFW303 | FW to TCA drain before cooler | HRSG lower West | no data | no data | BFW HP | no data | CLOSED | no data
01-VBFW304 | FW to TCA drain before cooler | HRSG lower West | no data | no data | BFW HP | no data | CLOSED | no data
02-VBFW304 | FW to TCA drain before cooler | HRSG lower West | no data | no data | BFW HP | no data | CLOSED | no data
01-VBFW700 | PDI across TCA | HRSG lower West | no data | no data | BFW HP | no data | OPEN | no data
02-VBFW700 | PDI across TCA | HRSG lower West | no data | no data | BFW HP | no data | OPEN | no data
01-VBFW701 | PDI across TCA | HRSG lower West | no data | no data | BFW HP | no data | OPEN | no data
02-VBFW701 | PDI across TCA | HRSG lower West | no data | no data | BFW HP | no data | OPEN | no data
01-VBFW929 | PDI across TCA | HRSG lower West | no data | no data | BFW HP | no data | OPEN | no data
02-VBFW929 | PDI across TCA | HRSG lower West | no data | no data | BFW HP | no data | OPEN | no data
01-VBFW928 | PDI across TCA | HRSG lower West | no data | no data | BFW HP | no data | OPEN | no data
02-VBFW928 | PDI across TCA | HRSG lower West | no data | no data | BFW HP | no data | OPEN | no data
01-VBFW305 | Drain After TCA coller | HRSG lower West | no data | no data | BFW HP | no data | CLOSED | no data
02-VBFW305 | Drain After TCA coller | HRSG lower West | no data | no data | BFW HP | no data | CLOSED | no data
01-VBFW294 | Drain After TCA coller | HRSG lower West | no data | no data | BFW HP | no data | CLOSED | no data
02-VBFW294 | Drain After TCA coller | HRSG lower West | no data | no data | BFW HP | no data | CLOSED | no data
01-VHIS901 | IP Economizer Inlet Isolation | HRSG lower | no data | no data | BFW IP | no data | no data | no data
02-VHIS901 | IP Economizer Inlet Isolation | HRSG lower | no data | no data | BFW IP | no data | no data | no data
01-VHIS901 | IP Economizer Inlet Isolation bypass | HRSG lower | no data | no data | BFW IP | no data | no data | no data
02-VHIS901 | IP Economizer Inlet Isolation bypass | HRSG lower | no data | no data | BFW IP | no data | no data | no data
01-VHIS901 | IP Economizer Inlet Isolation equalizing valve | HRSG lower | no data | no data | BFW IP | no data | no data | no data
02-VHIS901 | IP Economizer Inlet Isolation equalizing valve | HRSG lower | no data | no data | BFW IP | no data | no data | no data
01-VHIS919 | IP Economizer inlet drain valves (2) | HRSG lower | no data | no data | BFW IP | no data | no data | no data
02-VHIS919 | IP Economizer inlet drain valves (2) | HRSG lower | no data | no data | BFW IP | no data | no data | no data
01-VHIS920 | IP Economizer inlet drain valves (2) | HRSG lower | no data | no data | BFW IP | no data | no data | no data
02-VHIS920 | IP Economizer inlet drain valves (2) | HRSG lower | no data | no data | BFW IP | no data | no data | no data
01-VHIS | IP Economizer inlet MOV bypass | HRSG lower | no data | no data | BFW IP | no data | no data | no data
02-VHIS | IP Economizer inlet MOV bypass | HRSG lower | no data | no data | BFW IP | no data | no data | no data
01-VHIS | IP Economizer inlet MOV equalizing valve | HRSG lower | no data | no data | BFW IP | no data | no data | no data
02-VHIS | IP Economizer inlet MOV equalizing valve | HRSG lower | no data | no data | BFW IP | no data | no data | no data
01-VHIS904 | IP fill line isolation | HRSG lower | no data | no data | BFW IP | no data | no data | no data
02-VHIS904 | IP fill line isolation | HRSG lower | no data | no data | BFW IP | no data | no data | no data
01-VHIS906 | IP Economizer Inlet PIT isolation (2) valves | HRSG lower | no data | no data | BFW IP | no data | no data | no data
02-VHIS906 | IP Economizer Inlet PIT isolation (2) valves | HRSG lower | no data | no data | BFW IP | no data | no data | no data
01-VHIS907 | IP Economizer Inlet PIT isolation (2) valves | HRSG lower | no data | no data | BFW IP | no data | no data | no data
02-VHIS907 | IP Economizer Inlet PIT isolation (2) valves | HRSG lower | no data | no data | BFW IP | no data | no data | no data
01-VHIS910 | IP Economizer Drains (Root) | HRSG lower | no data | no data | BFW IP | no data | no data | no data
02-VHIS910 | IP Economizer Drains (Root) | HRSG lower | no data | no data | BFW IP | no data | no data | no data
01-VHIS911 | IP Economizer Drains (Root) | HRSG lower | no data | no data | BFW IP | no data | no data | no data
02-VHIS911 | IP Economizer Drains (Root) | HRSG lower | no data | no data | BFW IP | no data | no data | no data
01-VHIS912 | IP Economizer Drains (Root) | HRSG lower | no data | no data | BFW IP | no data | no data | no data
02-VHIS912 | IP Economizer Drains (Root) | HRSG lower | no data | no data | BFW IP | no data | no data | no data
01-VHIS913 | IP Economizer Drain (Block) | HRSG lower | no data | no data | BFW IP | no data | no data | no data
02-VHIS913 | IP Economizer Drain (Block) | HRSG lower | no data | no data | BFW IP | no data | no data | no data
01-VBFW918 | (2) Flow transmitters (8) valves | no data | no data | no data | BFW IP | no data | OPEN | no data
02-VBFW918 | (2) Flow transmitters (8) valves | no data | no data | no data | BFW IP | no data | OPEN | no data
01-VBFW919 | (2) Flow transmitters (8) valves | no data | no data | no data | BFW IP | no data | OPEN | no data
02-VBFW919 | (2) Flow transmitters (8) valves | no data | no data | no data | BFW IP | no data | OPEN | no data
01-VBFW820 | (2) Flow transmitters (8) valves | no data | no data | no data | BFW IP | no data | OPEN | no data
02-VBFW820 | (2) Flow transmitters (8) valves | no data | no data | no data | BFW IP | no data | OPEN | no data
01-VBFW821 | (2) Flow transmitters (8) valves | no data | no data | no data | BFW IP | no data | OPEN | no data
02-VBFW821 | (2) Flow transmitters (8) valves | no data | no data | no data | BFW IP | no data | OPEN | no data
01-VBFW822 | (2) Flow transmitters (8) valves | no data | no data | no data | BFW IP | no data | OPEN | no data
02-VBFW822 | (2) Flow transmitters (8) valves | no data | no data | no data | BFW IP | no data | OPEN | no data
01-VBFW823 | (2) Flow transmitters (8) valves | no data | no data | no data | BFW IP | no data | OPEN | no data
02-VBFW823 | (2) Flow transmitters (8) valves | no data | no data | no data | BFW IP | no data | OPEN | no data
01-VBFW824 | (2) Flow transmitters (8) valves | no data | no data | no data | BFW IP | no data | OPEN | no data
02-VBFW824 | (2) Flow transmitters (8) valves | no data | no data | no data | BFW IP | no data | OPEN | no data
01-VBFW825 | (2) Flow transmitters (8) valves | no data | no data | no data | BFW IP | no data | OPEN | no data
02-VBFW825 | (2) Flow transmitters (8) valves | no data | no data | no data | BFW IP | no data | OPEN | no data
01-VBFW960 | Drain before CV | no data | no data | no data | BFW IP | no data | CLOSED | no data
02-VBFW960 | Drain before CV | no data | no data | no data | BFW IP | no data | CLOSED | no data
01-VBFW961 | Drain before CV | no data | no data | no data | BFW IP | no data | CLOSED | no data
02-VBFW961 | Drain before CV | no data | no data | no data | BFW IP | no data | CLOSED | no data
01-VBFW848 | Strainer Drain (2) valves | no data | no data | no data | BFW IP | no data | CLOSED | no data
02-VBFW848 | Strainer Drain (2) valves | no data | no data | no data | BFW IP | no data | CLOSED | no data
01-VBFW849 | Strainer Drain (2) valves | no data | no data | no data | BFW IP | no data | CLOSED | no data
02-VBFW849 | Strainer Drain (2) valves | no data | no data | no data | BFW IP | no data | CLOSED | no data
01-VBFW826 | Strainer DPT (4) valves | no data | no data | no data | BFW IP | no data | OPEN | no data
02-VBFW826 | Strainer DPT (4) valves | no data | no data | no data | BFW IP | no data | OPEN | no data
01-VBFW827 | Strainer DPT (4) valves | no data | no data | no data | BFW IP | no data | OPEN | no data
02-VBFW827 | Strainer DPT (4) valves | no data | no data | no data | BFW IP | no data | OPEN | no data
01-VBFW828 | Strainer DPT (4) valves | no data | no data | no data | BFW IP | no data | OPEN | no data
02-VBFW828 | Strainer DPT (4) valves | no data | no data | no data | BFW IP | no data | OPEN | no data
01-VBFW829 | Strainer DPT (4) valves | no data | no data | no data | BFW IP | no data | OPEN | no data
02-VBFW829 | Strainer DPT (4) valves | no data | no data | no data | BFW IP | no data | OPEN | no data
01-VBFW930 | After CV iso | no data | no data | no data | BFW IP | no data | OPEN | no data
02-VBFW930 | After CV iso | no data | no data | no data | BFW IP | no data | OPEN | no data
01-VBFW962 | Drain after check (2) valves | no data | no data | no data | BFW IP | no data | CLOSED | no data
02-VBFW962 | Drain after check (2) valves | no data | no data | no data | BFW IP | no data | CLOSED | no data
01-VBFW963 | Drain after check (2) valves | no data | no data | no data | BFW IP | no data | CLOSED | no data
02-VBFW963 | Drain after check (2) valves | no data | no data | no data | BFW IP | no data | CLOSED | no data
01-VBFW394F | BFP "A" suction PIT iso (3) (at the pump) | HRSG lower West | no data | no data | BFW | no data | OPEN | no data
02-VBFW394F | BFP "A" suction PIT iso (3) (at the pump) | HRSG lower West | no data | no data | BFW | no data | OPEN | no data
01-VBFWF159F | BFP "A" suction PIT iso (3) (at the pump) | HRSG lower West | no data | no data | BFW | no data | OPEN | no data
02-VBFWF159F | BFP "A" suction PIT iso (3) (at the pump) | HRSG lower West | no data | no data | BFW | no data | OPEN | no data
01-VBFWF160F | BFP "A" suction PIT iso (3) (at the pump) | HRSG lower West | no data | no data | BFW | no data | OPEN | no data
02-VBFWF160F | BFP "A" suction PIT iso (3) (at the pump) | HRSG lower West | no data | no data | BFW | no data | OPEN | no data
01-nodata | BFP "A" CCW inlet/outlet | HRSG lower West | no data | no data | BFW | no data | no data | no data
02-nodata | BFP "A" CCW inlet/outlet | HRSG lower West | no data | no data | BFW | no data | no data | no data
01-VBFW180F | BFP "B" suction PIT iso (3) | HRSG lower West | no data | no data | BFW | no data | OPEN | no data
02-VBFW180F | BFP "B" suction PIT iso (3) | HRSG lower West | no data | no data | BFW | no data | OPEN | no data
01-VBFWF179F | BFP "B" suction PIT iso (3) | HRSG lower West | no data | no data | BFW | no data | OPEN | no data
02-VBFWF179F | BFP "B" suction PIT iso (3) | HRSG lower West | no data | no data | BFW | no data | OPEN | no data
01-VBFWF395F | BFP "B" suction PIT iso (3) | HRSG lower West | no data | no data | BFW | no data | OPEN | no data
02-VBFWF395F | BFP "B" suction PIT iso (3) | HRSG lower West | no data | no data | BFW | no data | OPEN | no data
01-nodata | BFP "B" CCW inlet/outlet | HRSG lower West | no data | no data | BFW | no data | no data | no data
02-nodata | BFP "B" CCW inlet/outlet | HRSG lower West | no data | no data | BFW | no data | no data | no data
01-VCND336 | Condensate header pressure transmitters | HRSG lower NW | no data | no data | CND | no data | OPEN | no data
02-VCND336 | Condensate header pressure transmitters | HRSG lower NW | no data | no data | CND | no data | OPEN | no data
01-VCND375 | Condensate header pressure transmitters | HRSG lower NW | no data | no data | CND | no data | OPEN | no data
02-VCND375 | Condensate header pressure transmitters | HRSG lower NW | no data | no data | CND | no data | OPEN | no data
01-VCND103 | Condensate Dump isolation | HRSG lower NW | no data | no data | CND | no data | CLOSED | no data
02-VCND103 | Condensate Dump isolation | HRSG lower NW | no data | no data | CND | no data | CLOSED | no data
01-VCND153 | Drain before condensate dump CV | HRSG lower NW | no data | no data | CND | no data | CLOSED | no data
02-VCND153 | Drain before condensate dump CV | HRSG lower NW | no data | no data | CND | no data | CLOSED | no data
01-VCND337 | LP economizer pressure transmitters | HRSG lower NW | no data | no data | CND | no data | OPEN | no data
02-VCND337 | LP economizer pressure transmitters | HRSG lower NW | no data | no data | CND | no data | OPEN | no data
01-VCND338 | LP economizer pressure transmitters | HRSG lower NW | no data | no data | CND | no data | OPEN | no data
02-VCND338 | LP economizer pressure transmitters | HRSG lower NW | no data | no data | CND | no data | OPEN | no data
01-VHLS902 | Drain before LP Economizer inlet MOV | HRSG lower NW | no data | no data | CND | no data | CLOSED | no data
02-VHLS902 | Drain before LP Economizer inlet MOV | HRSG lower NW | no data | no data | CND | no data | CLOSED | no data
01-VHLS903 | Drain before LP Economizer inlet MOV | HRSG lower NW | no data | no data | CND | no data | CLOSED | no data
02-VHLS903 | Drain before LP Economizer inlet MOV | HRSG lower NW | no data | no data | CND | no data | CLOSED | no data
01-VHLS | MOV bypass | HRSG lower NW | no data | no data | CND | no data | CLOSED | no data
02-VHLS | MOV bypass | HRSG lower NW | no data | no data | CND | no data | CLOSED | no data
01-VHLS803 | Pressure Transmitter isolations | HRSG lower NW | no data | no data | CND | no data | OPEN | no data
02-VHLS803 | Pressure Transmitter isolations | HRSG lower NW | no data | no data | CND | no data | OPEN | no data
01-VHLS804 | Pressure Transmitter isolations | HRSG lower NW | no data | no data | CND | no data | OPEN | no data
02-VHLS804 | Pressure Transmitter isolations | HRSG lower NW | no data | no data | CND | no data | OPEN | no data
01-VHLS904 | Cold Condensate inlet isolation | HRSG lower NE | no data | no data | CND | no data | OPEN | no data
02-VHLS904 | Cold Condensate inlet isolation | HRSG lower NE | no data | no data | CND | no data | OPEN | no data
01-VHLS907 | Cold Condensate outlet isolation | HRSG lower NE | no data | no data | CND | no data | OPEN | no data
02-VHLS907 | Cold Condensate outlet isolation | HRSG lower NE | no data | no data | CND | no data | OPEN | no data
01-VHLS905 | Hot Condensate inlet isolation | HRSG lower NE | no data | no data | CND | no data | OPEN | no data
02-VHLS905 | Hot Condensate inlet isolation | HRSG lower NE | no data | no data | CND | no data | OPEN | no data
01-VHLS908 | Hot Condensate outlet isolation | HRSG lower NE | no data | no data | CND | no data | OPEN | no data
02-VHLS908 | Hot Condensate outlet isolation | HRSG lower NE | no data | no data | CND | no data | OPEN | no data
01-VHLS909 | Cold Condensate bypass around heat exchanger | HRSG lower NE | no data | no data | CND | no data | CLOSED | no data
02-VHLS909 | Cold Condensate bypass around heat exchanger | HRSG lower NE | no data | no data | CND | no data | CLOSED | no data
01-VHLS851 | Cold Condensate outlet vent | HRSG lower NE | no data | no data | CND | no data | CLOSED | no data
02-VHLS851 | Cold Condensate outlet vent | HRSG lower NE | no data | no data | CND | no data | CLOSED | no data
01-VHLS852 | Cold Condensate outlet vent | HRSG lower NE | no data | no data | CND | no data | CLOSED | no data
02-VHLS852 | Cold Condensate outlet vent | HRSG lower NE | no data | no data | CND | no data | CLOSED | no data
01-VHLS829 | Cold condensate drain | HRSG lower NE | no data | no data | CND | no data | CLOSED | no data
02-VHLS829 | Cold condensate drain | HRSG lower NE | no data | no data | CND | no data | CLOSED | no data
01-VHLS830 | Cold condensate drain | HRSG lower NE | no data | no data | CND | no data | CLOSED | no data
02-VHLS830 | Cold condensate drain | HRSG lower NE | no data | no data | CND | no data | CLOSED | no data
01-VHLS801 | Drain after Heat Exchanger | HRSG lower NE | no data | no data | CND | no data | CLOSED | no data
02-VHLS801 | Drain after Heat Exchanger | HRSG lower NE | no data | no data | CND | no data | CLOSED | no data
01-VHLS802 | Drain after Heat Exchanger | HRSG lower NE | no data | no data | CND | no data | CLOSED | no data
02-VHLS802 | Drain after Heat Exchanger | HRSG lower NE | no data | no data | CND | no data | CLOSED | no data
01-VHLS807 | Drain after Heat Exchanger | HRSG lower NE | no data | no data | CND | no data | CLOSED | no data
02-VHLS807 | Drain after Heat Exchanger | HRSG lower NE | no data | no data | CND | no data | CLOSED | no data
01-VHLS810 | Drain after Heat Exchanger | HRSG lower NE | no data | no data | CND | no data | CLOSED | no data
02-VHLS810 | Drain after Heat Exchanger | HRSG lower NE | no data | no data | CND | no data | CLOSED | no data
01-VHLS821 | LP Economizer Drains (Block) | HRSG lower NW | no data | no data | CND | no data | CLOSED | no data
02-VHLS821 | LP Economizer Drains (Block) | HRSG lower NW | no data | no data | CND | no data | CLOSED | no data
01-VHLS823 | LP Economizer Drains (Block) | HRSG lower NW | no data | no data | CND | no data | CLOSED | no data
02-VHLS823 | LP Economizer Drains (Block) | HRSG lower NW | no data | no data | CND | no data | CLOSED | no data
01-VHLS824 | LP Economizer Drains (Block) | HRSG lower NW | no data | no data | CND | no data | CLOSED | no data
02-VHLS824 | LP Economizer Drains (Block) | HRSG lower NW | no data | no data | CND | no data | CLOSED | no data
01-VHLS913 | LP Economizer Drains (Root) | HRSG lower NW | no data | no data | CND | no data | CLOSED | no data
02-VHLS913 | LP Economizer Drains (Root) | HRSG lower NW | no data | no data | CND | no data | CLOSED | no data
01-VHLS916 | LP Economizer Drains (Root) | HRSG lower NW | no data | no data | CND | no data | CLOSED | no data
02-VHLS916 | LP Economizer Drains (Root) | HRSG lower NW | no data | no data | CND | no data | CLOSED | no data
01-VHLS918 | LP Economizer Drains (Root) | HRSG lower NW | no data | no data | CND | no data | CLOSED | no data
02-VHLS918 | LP Economizer Drains (Root) | HRSG lower NW | no data | no data | CND | no data | CLOSED | no data
01-VHLS920 | LP Economizer Drains (Root) | HRSG lower NW | no data | no data | CND | no data | CLOSED | no data
02-VHLS920 | LP Economizer Drains (Root) | HRSG lower NW | no data | no data | CND | no data | CLOSED | no data
01-VCND352 | To ECA isolation | HRSG SE | ECA | no data | CND | no data | OPEN | no data
02-VCND352 | To ECA isolation | HRSG SE | ECA | no data | CND | no data | OPEN | no data
01-VCND349 | Drain before FCV | HRSG SE | ECA | no data | CND | no data | OPEN | no data
02-VCND349 | Drain before FCV | HRSG SE | ECA | no data | CND | no data | OPEN | no data
01-VCND410 | Vent after FCV | HRSG SE | ECA | no data | CND | no data | OPEN | no data
02-VCND410 | Vent after FCV | HRSG SE | ECA | no data | CND | no data | OPEN | no data
01-VCND311 | ECA pump"A" suction valve | HRSG SE | ECA | no data | CND | no data | OPEN | no data
02-VCND311 | ECA pump"A" suction valve | HRSG SE | ECA | no data | CND | no data | OPEN | no data
01-VCND313 | ECA pump"B" suction valve | HRSG SE | ECA | no data | CND | no data | OPEN | no data
02-VCND313 | ECA pump"B" suction valve | HRSG SE | ECA | no data | CND | no data | OPEN | no data
01-VCND359 | ECA pump"A" discharge valve | HRSG SE | ECA | no data | CND | no data | OPEN | no data
02-VCND359 | ECA pump"A" discharge valve | HRSG SE | ECA | no data | CND | no data | OPEN | no data
01-VCND314 | ECA pump"B" discharge valve | HRSG SE | ECA | no data | CND | no data | OPEN | no data
02-VCND314 | ECA pump"B" discharge valve | HRSG SE | ECA | no data | CND | no data | OPEN | no data
01-VCND357 | ECA pump"A" DP | HRSG SE | ECA | no data | CND | no data | OPEN | no data
02-VCND357 | ECA pump"A" DP | HRSG SE | ECA | no data | CND | no data | OPEN | no data
01-VCND342 | ECA pump"A" DP | HRSG SE | ECA | no data | CND | no data | OPEN | no data
02-VCND342 | ECA pump"A" DP | HRSG SE | ECA | no data | CND | no data | OPEN | no data
01-nodata | ECA pump"A" drain | HRSG SE | ECA | no data | CND | no data | CLOSED | no data
02-nodata | ECA pump"A" drain | HRSG SE | ECA | no data | CND | no data | CLOSED | no data
01-nodata | ECA pump"B" drain | HRSG SE | ECA | no data | CND | no data | CLOSED | no data
02-nodata | ECA pump"B" drain | HRSG SE | ECA | no data | CND | no data | CLOSED | no data
01-VCND312 | ECA pump"B" DP | HRSG SE | ECA | no data | CND | no data | OPEN | no data
02-VCND312 | ECA pump"B" DP | HRSG SE | ECA | no data | CND | no data | OPEN | no data
01-VCND315 | ECA pump"B" DP | HRSG SE | ECA | no data | CND | no data | OPEN | no data
02-VCND315 | ECA pump"B" DP | HRSG SE | ECA | no data | CND | no data | OPEN | no data
01-VCND411 | ECA pump discharge vent | HRSG SE | ECA | no data | CND | no data | CLOSED | no data
02-VCND411 | ECA pump discharge vent | HRSG SE | ECA | no data | CND | no data | CLOSED | no data
01-VCND335 | Pressure transmitter | HRSG SE | ECA | no data | CND | no data | OPEN | no data
02-VCND335 | Pressure transmitter | HRSG SE | ECA | no data | CND | no data | OPEN | no data
01-VCND197 | 2C cooler drain | HRSG SE | ECA | no data | CND | no data | CLOSED | no data
02-VCND197 | 2C cooler drain | HRSG SE | ECA | no data | CND | no data | CLOSED | no data
01-VCND210 | 2C cooler vent | HRSG SE | ECA | no data | CND | no data | CLOSED | no data
02-VCND210 | 2C cooler vent | HRSG SE | ECA | no data | CND | no data | CLOSED | no data
01-VCND240 | ECA cooler pressure transmitter | HRSG SE | ECA | no data | CND | no data | OPEN | no data
02-VCND240 | ECA cooler pressure transmitter | HRSG SE | ECA | no data | CND | no data | OPEN | no data
01-VCND341 | ECA cooler drain | HRSG SE | ECA | no data | CND | no data | CLOSED | no data
02-VCND341 | ECA cooler drain | HRSG SE | ECA | no data | CND | no data | CLOSED | no data
01-VCND407 | ECA cooler vent | HRSG SE | ECA | no data | CND | no data | CLOSED | no data
02-VCND407 | ECA cooler vent | HRSG SE | ECA | no data | CND | no data | CLOSED | no data
01-VCND344 | ECA cooler pressure transmitter | HRSG SE | ECA | no data | CND | no data | OPEN | no data
02-VCND344 | ECA cooler pressure transmitter | HRSG SE | ECA | no data | CND | no data | OPEN | no data
01-VCND408 | ECA drain | HRSG SE | ECA | no data | CND | no data | CLOSED | no data
02-VCND408 | ECA drain | HRSG SE | ECA | no data | CND | no data | CLOSED | no data
01-VCND243 | Isolation to 3-way valve | HRSG SE | ECA | no data | CND | no data | OPEN | no data
02-VCND243 | Isolation to 3-way valve | HRSG SE | ECA | no data | CND | no data | OPEN | no data
01-VCND343 | To condensate system isolation | HRSG SE | ECA | no data | CND | no data | OPEN | no data
02-VCND343 | To condensate system isolation | HRSG SE | ECA | no data | CND | no data | OPEN | no data
01-VCND348 | Drain after FCV | HRSG SE | ECA | no data | CND | no data | CLOSED | no data
02-VCND348 | Drain after FCV | HRSG SE | ECA | no data | CND | no data | CLOSED | no data
01-VCND340 | Isolation after FCV | HRSG SE | ECA | no data | CND | no data | OPEN | no data
02-VCND340 | Isolation after FCV | HRSG SE | ECA | no data | CND | no data | OPEN | no data
01-VHBD9806 | LT iso | HRSG NE | BDT | no data | HBD | no data | no data | no data
02-VHBD9806 | LT iso | HRSG NE | BDT | no data | HBD | no data | no data | no data
01-VHBD9805 | LT iso | HRSG NE | BDT | no data | HBD | no data | no data | no data
02-VHBD9805 | LT iso | HRSG NE | BDT | no data | HBD | no data | no data | no data
01-VHBD9902 | LG drain | HRSG NE | BDT | no data | HBD | no data | no data | no data
02-VHBD9902 | LG drain | HRSG NE | BDT | no data | HBD | no data | no data | no data
01-VHBD9903 | LG drain | HRSG NE | BDT | no data | HBD | no data | no data | no data
02-VHBD9903 | LG drain | HRSG NE | BDT | no data | HBD | no data | no data | no data
01-VHBD9804 | LG iso | HRSG NE | BDT | no data | HBD | no data | no data | no data
02-VHBD9804 | LG iso | HRSG NE | BDT | no data | HBD | no data | no data | no data
01-VHBD9805 | LG iso | HRSG NE | BDT | no data | HBD | no data | no data | no data
02-VHBD9805 | LG iso | HRSG NE | BDT | no data | HBD | no data | no data | no data
01-VHBD9802 | PIT | HRSG NE | BDT | no data | HBD | no data | no data | no data
02-VHBD9802 | PIT | HRSG NE | BDT | no data | HBD | no data | no data | no data
01-VHBD9904 | BDT Quenching CV iso | HRSG NE | BDT | no data | HBD | no data | no data | no data
02-VHBD9904 | BDT Quenching CV iso | HRSG NE | BDT | no data | HBD | no data | no data | no data
01-VHBD9905 | BDT Quenching CV iso | HRSG NE | BDT | no data | HBD | no data | no data | no data
02-VHBD9905 | BDT Quenching CV iso | HRSG NE | BDT | no data | HBD | no data | no data | no data
01-VHBD9906 | BDT Quenching CV bypass | HRSG NE | BDT | no data | HBD | no data | no data | no data
02-VHBD9906 | BDT Quenching CV bypass | HRSG NE | BDT | no data | HBD | no data | no data | no data
01-VHBD9907 | BDT Quenching line drain | HRSG NE | BDT | no data | HBD | no data | no data | no data
02-VHBD9907 | BDT Quenching line drain | HRSG NE | BDT | no data | HBD | no data | no data | no data
01-VHBD9908 | BDT Quenching line drain | HRSG NE | BDT | no data | HBD | no data | no data | no data
02-VHBD9908 | BDT Quenching line drain | HRSG NE | BDT | no data | HBD | no data | no data | no data
01-VHBD9901 | BD tank drain | HRSG NE | BDT | no data | HBD | no data | no data | no data
02-VHBD9901 | BD tank drain | HRSG NE | BDT | no data | HBD | no data | no data | no data
01-VSWS100 | BD tank sump pump flush water | HRSG NE | BDT | no data | HBD | no data | no data | no data
02-VSWS100 | BD tank sump pump flush water | HRSG NE | BDT | no data | HBD | no data | no data | no data
01-VSWS124 | BD tank sump A pump discharge | HRSG NE | BDT | no data | HBD | no data | no data | no data
02-VSWS124 | BD tank sump A pump discharge | HRSG NE | BDT | no data | HBD | no data | no data | no data
01-VSWS123 | BD tank sump B pump discharge | HRSG NE | BDT | no data | HBD | no data | no data | no data
02-VSWS123 | BD tank sump B pump discharge | HRSG NE | BDT | no data | HBD | no data | no data | no data
01-VSWS112 | BD tank sump pump discharge vent | HRSG NE | BDT | no data | HBD | no data | no data | no data
02-VSWS112 | BD tank sump pump discharge vent | HRSG NE | BDT | no data | HBD | no data | no data | no data
01-VBND100 | BD tank sump pump discharge FT | HRSG NE | BDT | no data | HBD | no data | no data | no data
02-VBND100 | BD tank sump pump discharge FT | HRSG NE | BDT | no data | HBD | no data | no data | no data
01-VBND101 | BD tank sump pump discharge FT | HRSG NE | BDT | no data | HBD | no data | no data | no data
02-VBND101 | BD tank sump pump discharge FT | HRSG NE | BDT | no data | HBD | no data | no data | no data
01-VSWS101 | SW to BDT flow meter | HRSG NE | BDT | no data | HBD | no data | no data | no data
02-VSWS101 | SW to BDT flow meter | HRSG NE | BDT | no data | HBD | no data | no data | no data
01-VSWS102 | SW to BDT flow meter | HRSG NE | BDT | no data | HBD | no data | no data | no data
02-VSWS102 | SW to BDT flow meter | HRSG NE | BDT | no data | HBD | no data | no data | no data
01-VSWS111 | SW to BDT quenching iso | HRSG NE | BDT | no data | HBD | no data | no data | no data
02-VSWS111 | SW to BDT quenching iso | HRSG NE | BDT | no data | HBD | no data | no data | no data
01-VSWS108 | SW to BDT quenching drain | HRSG NE | BDT | no data | HBD | no data | no data | no data
02-VSWS108 | SW to BDT quenching drain | HRSG NE | BDT | no data | HBD | no data | no data | no data
01-VSWS109 | SW to HRSG sump pit quenching iso | HRSG NE | BDT | no data | HBD | no data | no data | no data
02-VSWS109 | SW to HRSG sump pit quenching iso | HRSG NE | BDT | no data | HBD | no data | no data | no data
01-VSWS110 | SW to HRSG sump pit quenching drain | HRSG NE | BDT | no data | HBD | no data | no data | no data
02-VSWS110 | SW to HRSG sump pit quenching drain | HRSG NE | BDT | no data | HBD | no data | no data | no data
01-nodata | HP/IP/LP intermittent blowdown drains | HRSG NE | BDT | no data | HBD | no data | no data | no data
02-nodata | HP/IP/LP intermittent blowdown drains | HRSG NE | BDT | no data | HBD | no data | no data | no data
01-VBDN687 | HRSGs sump discharge to WW sump | HRSG NE | BDT | no data | HBD | no data | no data | no data
02-VBDN687 | HRSGs sump discharge to WW sump | HRSG NE | BDT | no data | HBD | no data | no data | no data
01-VBDN688 | HRSGs sump discharge to WW sump vent/drain | HRSG NE | BDT | no data | HBD | no data | no data | no data
02-VBDN688 | HRSGs sump discharge to WW sump vent/drain | HRSG NE | BDT | no data | HBD | no data | no data | no data
01-VBDN689 | HRSGs sump discharge to WW sump vent/drain | HRSG NE | BDT | no data | HBD | no data | no data | no data
02-VBDN689 | HRSGs sump discharge to WW sump vent/drain | HRSG NE | BDT | no data | HBD | no data | no data | no data
01-VBDN613 | HRSGs sump discharge to SW tank | HRSG NE | BDT | no data | HBD | no data | no data | no data
02-VBDN613 | HRSGs sump discharge to SW tank | HRSG NE | BDT | no data | HBD | no data | no data | no data
01-VBDN614 | HRSGs sump discharge to SW tank vent/drain | HRSG NE | BDT | no data | HBD | no data | no data | no data
02-VBDN614 | HRSGs sump discharge to SW tank vent/drain | HRSG NE | BDT | no data | HBD | no data | no data | no data
01-VBDN615 | HRSGs sump discharge to SW tank vent/drain | HRSG NE | BDT | no data | HBD | no data | no data | no data
02-VBDN615 | HRSGs sump discharge to SW tank vent/drain | HRSG NE | BDT | no data | HBD | no data | no data | no data
01-nodata | IP continuous BD manual regulator (BD tank) | HRSG NE | BDT | no data | HBD | no data | no data | no data
02-nodata | IP continuous BD manual regulator (BD tank) | HRSG NE | BDT | no data | HBD | no data | no data | no data
01-nodata | LP/IP/HP intermitent BD drains (in the pit) | HRSG NE | BDT | no data | HBD | no data | no data | no data
02-nodata | LP/IP/HP intermitent BD drains (in the pit) | HRSG NE | BDT | no data | HBD | no data | no data | no data
01-VAXS133 | Steam to IP Evap vent | HRSG lower | HRSG | no data | AXS | no data | no data | no data
01-VHIS909 | Steam to IP Evap MOV bypass | HRSG lower | HRSG | no data | AXS | no data | no data | no data
01-VHIS860 | Steam to IP Evap drain after MOV | HRSG lower | HRSG | no data | AXS | no data | no data | no data
01-VHIS861 | Steam to IP Evap drain after MOV | HRSG lower | HRSG | no data | AXS | no data | no data | no data
02-VHIS861 | Steam to IP Evap drain after MOV | HRSG lower | HRSG | no data | AXS | no data | no data | no data
01-VHS982 | IP superheater outlet sampl | HRSG lower | Sample | no data | no data | no data | no data | no data
02-VHS982 | IP superheater outlet sampl | HRSG lower | Sample | no data | no data | no data | no data | no data
01-VHS983 | IP superheater outlet sampl | HRSG lower | Sample | no data | no data | no data | no data | no data
02-VHS983 | IP superheater outlet sampl | HRSG lower | Sample | no data | no data | no data | no data | no data
01-VBFW211 | FW to HP interstage atemperator drain | HRSG West Landing | Attemperator HP | no data | no data | no data | CLOSED | no data
02-VBFW211 | FW to HP interstage atemperator drain | HRSG West Landing | Attemperator HP | no data | no data | no data | CLOSED | no data
01-VBFW212 | FW to HP interstage atemperator drain | HRSG West Landing | Attemperator HP | no data | no data | no data | CLOSED | no data
02-VBFW212 | FW to HP interstage atemperator drain | HRSG West Landing | Attemperator HP | no data | no data | no data | CLOSED | no data
01-VHHS-830 | FW to HP interstage atemperator (2) flow transmitters | HRSG West Landing | Attemperator HP | no data | no data | no data | OPEN | no data
02-VHHS-830 | FW to HP interstage atemperator (2) flow transmitters | HRSG West Landing | Attemperator HP | no data | no data | no data | OPEN | no data
01-VHHS831 | FW to HP interstage atemperator (2) flow transmitters | HRSG West Landing | Attemperator HP | no data | no data | no data | OPEN | no data
02-VHHS831 | FW to HP interstage atemperator (2) flow transmitters | HRSG West Landing | Attemperator HP | no data | no data | no data | OPEN | no data
01-VHHS832 | FW to HP interstage atemperator (2) flow transmitters | HRSG West Landing | Attemperator HP | no data | no data | no data | OPEN | no data
02-VHHS832 | FW to HP interstage atemperator (2) flow transmitters | HRSG West Landing | Attemperator HP | no data | no data | no data | OPEN | no data
01-VHHS833 | FW to HP interstage atemperator (2) flow transmitters | HRSG West Landing | Attemperator HP | no data | no data | no data | OPEN | no data
02-VHHS833 | FW to HP interstage atemperator (2) flow transmitters | HRSG West Landing | Attemperator HP | no data | no data | no data | OPEN | no data
01-VHHS834 | FW to HP interstage atemperator (2) flow transmitters | HRSG West Landing | Attemperator HP | no data | no data | no data | OPEN | no data
02-VHHS834 | FW to HP interstage atemperator (2) flow transmitters | HRSG West Landing | Attemperator HP | no data | no data | no data | OPEN | no data
01-VHHS835 | FW to HP interstage atemperator (2) flow transmitters | HRSG West Landing | Attemperator HP | no data | no data | no data | OPEN | no data
02-VHHS835 | FW to HP interstage atemperator (2) flow transmitters | HRSG West Landing | Attemperator HP | no data | no data | no data | OPEN | no data
01-VHHS836 | FW to HP interstage atemperator (2) flow transmitters | HRSG West Landing | Attemperator HP | no data | no data | no data | OPEN | no data
02-VHHS836 | FW to HP interstage atemperator (2) flow transmitters | HRSG West Landing | Attemperator HP | no data | no data | no data | OPEN | no data
01-VHHS837 | FW to HP interstage atemperator (2) flow transmitters | HRSG West Landing | Attemperator HP | no data | no data | no data | OPEN | no data
02-VHHS837 | FW to HP interstage atemperator (2) flow transmitters | HRSG West Landing | Attemperator HP | no data | no data | no data | OPEN | no data
01-VHHS-863 | FW to HP interstage atemperator drain (2) valves | HRSG West Landing | Attemperator HP | no data | no data | no data | CLOSED | no data
02-VHHS-863 | FW to HP interstage atemperator drain (2) valves | HRSG West Landing | Attemperator HP | no data | no data | no data | CLOSED | no data
01-VHHS864 | FW to HP interstage atemperator drain (2) valves | HRSG West Landing | Attemperator HP | no data | no data | no data | CLOSED | no data
02-VHHS864 | FW to HP interstage atemperator drain (2) valves | HRSG West Landing | Attemperator HP | no data | no data | no data | CLOSED | no data
01-VHHS-838 | FW to HP interstage atemperator strainer DP | HRSG West Landing | Attemperator HP | no data | no data | no data | OPEN | no data
02-VHHS-838 | FW to HP interstage atemperator strainer DP | HRSG West Landing | Attemperator HP | no data | no data | no data | OPEN | no data
01-VHHS839 | FW to HP interstage atemperator strainer DP | HRSG West Landing | Attemperator HP | no data | no data | no data | OPEN | no data
02-VHHS839 | FW to HP interstage atemperator strainer DP | HRSG West Landing | Attemperator HP | no data | no data | no data | OPEN | no data
01-VHHS840 | FW to HP interstage atemperator strainer DP | HRSG West Landing | Attemperator HP | no data | no data | no data | OPEN | no data
02-VHHS840 | FW to HP interstage atemperator strainer DP | HRSG West Landing | Attemperator HP | no data | no data | no data | OPEN | no data
01-VHHS841 | FW to HP interstage atemperator strainer DP | HRSG West Landing | Attemperator HP | no data | no data | no data | OPEN | no data
02-VHHS841 | FW to HP interstage atemperator strainer DP | HRSG West Landing | Attemperator HP | no data | no data | no data | OPEN | no data
01-VHHS-842 | FW to HP interstage atemperator strainer drain valve | HRSG West Landing | Attemperator HP | no data | no data | no data | CLOSED | no data
02-VHHS-842 | FW to HP interstage atemperator strainer drain valve | HRSG West Landing | Attemperator HP | no data | no data | no data | CLOSED | no data
01-VHHS843 | FW to HP interstage atemperator strainer drain valve | HRSG West Landing | Attemperator HP | no data | no data | no data | CLOSED | no data
02-VHHS843 | FW to HP interstage atemperator strainer drain valve | HRSG West Landing | Attemperator HP | no data | no data | no data | CLOSED | no data
01-VHHS-844 | FW to HP interstage atemperator iso | HRSG West Landing | Attemperator HP | no data | no data | no data | OPEN | no data
02-VHHS-844 | FW to HP interstage atemperator iso | HRSG West Landing | Attemperator HP | no data | no data | no data | OPEN | no data
01-VHHS-865 | FW to HP interstage atemperator vent | HRSG West Landing | Attemperator HP | no data | no data | no data | CLOSED | no data
02-VHHS-865 | FW to HP interstage atemperator vent | HRSG West Landing | Attemperator HP | no data | no data | no data | CLOSED | no data
01-VHHS866 | FW to HP interstage atemperator vent | HRSG West Landing | Attemperator HP | no data | no data | no data | CLOSED | no data
02-VHHS866 | FW to HP interstage atemperator vent | HRSG West Landing | Attemperator HP | no data | no data | no data | CLOSED | no data
01-VBFW265 | BFP "A" suction iso | Pipe Rack 1st | BFP A | no data | BFW | no data | OPEN | no data
02-VBFW265 | BFP "A" suction iso | Pipe Rack 1st | BFP A | no data | BFW | no data | OPEN | no data
01-VBFW394F | BFP "A" suction PIT iso (3) (at the pump) | Pipe Rack 1st | BFP A | no data | BFW | no data | OPEN | no data
02-VBFW394F | BFP "A" suction PIT iso (3) (at the pump) | Pipe Rack 1st | BFP A | no data | BFW | no data | OPEN | no data
01-VBFWF159F | BFP "A" suction PIT iso (3) (at the pump) | Pipe Rack 1st | BFP A | no data | BFW | no data | OPEN | no data
02-VBFWF159F | BFP "A" suction PIT iso (3) (at the pump) | Pipe Rack 1st | BFP A | no data | BFW | no data | OPEN | no data
01-VBFWF160F | BFP "A" suction PIT iso (3) (at the pump) | Pipe Rack 1st | BFP A | no data | BFW | no data | OPEN | no data
02-VBFWF160F | BFP "A" suction PIT iso (3) (at the pump) | Pipe Rack 1st | BFP A | no data | BFW | no data | OPEN | no data
01-VBFW404 | BFP "A" HP discharge PIT iso | Pipe Rack 1st | BFP A | no data | BFW | no data | OPEN | no data
02-VBFW404 | BFP "A" HP discharge PIT iso | Pipe Rack 1st | BFP A | no data | BFW | no data | OPEN | no data
01-VBFW405 | BFP "A" HP discharge PIT iso | Pipe Rack 1st | BFP A | no data | BFW | no data | OPEN | no data
02-VBFW405 | BFP "A" HP discharge PIT iso | Pipe Rack 1st | BFP A | no data | BFW | no data | OPEN | no data
01-VBFW406 | BFP "A" IP discharge PIT iso | Pipe Rack 1st | BFP A | no data | BFW | no data | OPEN | no data
02-VBFW406 | BFP "A" IP discharge PIT iso | Pipe Rack 1st | BFP A | no data | BFW | no data | OPEN | no data
01-VBFW407 | BFP "A" IP discharge PIT iso | Pipe Rack 1st | BFP A | no data | BFW | no data | OPEN | no data
02-VBFW407 | BFP "A" IP discharge PIT iso | Pipe Rack 1st | BFP A | no data | BFW | no data | OPEN | no data
01-VBFW430 | BFP "A" IP FW discharge vent (2) valve | Pipe Rack 1st | BFP A | no data | BFW | no data | CLOSED | no data
02-VBFW430 | BFP "A" IP FW discharge vent (2) valve | Pipe Rack 1st | BFP A | no data | BFW | no data | CLOSED | no data
01-VBFW506 | BFP "A" IP FW discharge vent (2) valve | Pipe Rack 1st | BFP A | no data | BFW | no data | CLOSED | no data
02-VBFW506 | BFP "A" IP FW discharge vent (2) valve | Pipe Rack 1st | BFP A | no data | BFW | no data | CLOSED | no data
01-VBFW269 | BFP "A" IP FW discharge iso | Pipe Rack 1st | BFP A | no data | BFW | no data | OPEN | no data
02-VBFW269 | BFP "A" IP FW discharge iso | Pipe Rack 1st | BFP A | no data | BFW | no data | OPEN | no data
01-nodata | BFP "A" IP FW discharge iso bypass | Pipe Rack 1st | BFP A | no data | BFW | no data | CLOSED | no data
02-nodata | BFP "A" IP FW discharge iso bypass | Pipe Rack 1st | BFP A | no data | BFW | no data | CLOSED | no data
01-nodata | BFP "A" IP FW discharge iso equalizing valve | Pipe Rack 1st | BFP A | no data | BFW | no data | OPEN | no data
02-nodata | BFP "A" IP FW discharge iso equalizing valve | Pipe Rack 1st | BFP A | no data | BFW | no data | OPEN | no data
01-VBFW168 | BFP "A" IP FW discharge drain | Pipe Rack 1st | BFP A | no data | BFW | no data | CLOSED | no data
02-VBFW168 | BFP "A" IP FW discharge drain | Pipe Rack 1st | BFP A | no data | BFW | no data | CLOSED | no data
01-VBFW169 | BFP "A" IP FW discharge drain | Pipe Rack 1st | BFP A | no data | BFW | no data | CLOSED | no data
02-VBFW169 | BFP "A" IP FW discharge drain | Pipe Rack 1st | BFP A | no data | BFW | no data | CLOSED | no data
01-VBFV | BFP "A" IP FW discharge MOV equalizing valve | Pipe Rack 1st | BFP A | no data | BFW | no data | no data | no data
02-VBFV | BFP "A" IP FW discharge MOV equalizing valve | Pipe Rack 1st | BFP A | no data | BFW | no data | no data | no data
01-VBFW181 | BFP "A" HP FW flow meter iso (8) valves | Pipe Rack 1st | BFP A | no data | BFW | no data | OPEN | no data
02-VBFW181 | BFP "A" HP FW flow meter iso (8) valves | Pipe Rack 1st | BFP A | no data | BFW | no data | OPEN | no data
01-VBFW182 | BFP "A" HP FW flow meter iso (8) valves | Pipe Rack 1st | BFP A | no data | BFW | no data | OPEN | no data
02-VBFW182 | BFP "A" HP FW flow meter iso (8) valves | Pipe Rack 1st | BFP A | no data | BFW | no data | OPEN | no data
01-VBFW183 | BFP "A" HP FW flow meter iso (8) valves | Pipe Rack 1st | BFP A | no data | BFW | no data | OPEN | no data
02-VBFW183 | BFP "A" HP FW flow meter iso (8) valves | Pipe Rack 1st | BFP A | no data | BFW | no data | OPEN | no data
01-VBFW184 | BFP "A" HP FW flow meter iso (8) valves | Pipe Rack 1st | BFP A | no data | BFW | no data | OPEN | no data
02-VBFW184 | BFP "A" HP FW flow meter iso (8) valves | Pipe Rack 1st | BFP A | no data | BFW | no data | OPEN | no data
01-VBFW185 | BFP "A" HP FW flow meter iso (8) valves | Pipe Rack 1st | BFP A | no data | BFW | no data | OPEN | no data
02-VBFW185 | BFP "A" HP FW flow meter iso (8) valves | Pipe Rack 1st | BFP A | no data | BFW | no data | OPEN | no data
01-VBFW186 | BFP "A" HP FW flow meter iso (8) valves | Pipe Rack 1st | BFP A | no data | BFW | no data | OPEN | no data
02-VBFW186 | BFP "A" HP FW flow meter iso (8) valves | Pipe Rack 1st | BFP A | no data | BFW | no data | OPEN | no data
01-VBFW187 | BFP "A" HP FW flow meter iso (8) valves | Pipe Rack 1st | BFP A | no data | BFW | no data | OPEN | no data
02-VBFW187 | BFP "A" HP FW flow meter iso (8) valves | Pipe Rack 1st | BFP A | no data | BFW | no data | OPEN | no data
01-VBFW188 | BFP "A" HP FW flow meter iso (8) valves | Pipe Rack 1st | BFP A | no data | BFW | no data | OPEN | no data
02-VBFW188 | BFP "A" HP FW flow meter iso (8) valves | Pipe Rack 1st | BFP A | no data | BFW | no data | OPEN | no data
01-VBFV189 | BFP "A" HP FW discharge vent (2) valves | Pipe Rack 1st | BFP A | no data | BFW | no data | CLOSED | no data
02-VBFV189 | BFP "A" HP FW discharge vent (2) valves | Pipe Rack 1st | BFP A | no data | BFW | no data | CLOSED | no data
01-VBFV190 | BFP "A" HP FW discharge vent (2) valves | Pipe Rack 1st | BFP A | no data | BFW | no data | CLOSED | no data
02-VBFV190 | BFP "A" HP FW discharge vent (2) valves | Pipe Rack 1st | BFP A | no data | BFW | no data | CLOSED | no data
01-VBFV192 | BFP "A" HP FW discharge drain (2) valves | Pipe Rack 1st | BFP A | no data | BFW | no data | CLOSED | no data
02-VBFV192 | BFP "A" HP FW discharge drain (2) valves | Pipe Rack 1st | BFP A | no data | BFW | no data | CLOSED | no data
01-VBFV193 | BFP "A" HP FW discharge drain (2) valves | Pipe Rack 1st | BFP A | no data | BFW | no data | CLOSED | no data
02-VBFV193 | BFP "A" HP FW discharge drain (2) valves | Pipe Rack 1st | BFP A | no data | BFW | no data | CLOSED | no data
01-VBFV271 | BFP "A" HP FW discharge iso | Pipe Rack 1st | BFP A | no data | BFW | no data | OPEN | no data
02-VBFV271 | BFP "A" HP FW discharge iso | Pipe Rack 1st | BFP A | no data | BFW | no data | OPEN | no data
01-VBFV271 | BFP "A" HP FW discharge iso equalizing valve | Pipe Rack 1st | BFP A | no data | BFW | no data | OPEN | no data
02-VBFV271 | BFP "A" HP FW discharge iso equalizing valve | Pipe Rack 1st | BFP A | no data | BFW | no data | OPEN | no data
01-VBFV271 | BFP "A" HP FW discharge iso bypass | Pipe Rack 1st | BFP A | no data | BFW | no data | CLOSED | no data
02-VBFV271 | BFP "A" HP FW discharge iso bypass | Pipe Rack 1st | BFP A | no data | BFW | no data | CLOSED | no data
01-VBFW604 | BFP "A" HP FW discharge vent (2) valves | Pipe Rack 1st | BFP A | no data | BFW | no data | CLOSED | no data
02-VBFW604 | BFP "A" HP FW discharge vent (2) valves | Pipe Rack 1st | BFP A | no data | BFW | no data | CLOSED | no data
01-VBFW605 | BFP "A" HP FW discharge vent (2) valves | Pipe Rack 1st | BFP A | no data | BFW | no data | CLOSED | no data
02-VBFW605 | BFP "A" HP FW discharge vent (2) valves | Pipe Rack 1st | BFP A | no data | BFW | no data | CLOSED | no data
01-VBFW194 | BFP "A" HP FW discharge drain (2) valves | Pipe Rack 1st | BFP A | no data | BFW | no data | CLOSED | no data
02-VBFW194 | BFP "A" HP FW discharge drain (2) valves | Pipe Rack 1st | BFP A | no data | BFW | no data | CLOSED | no data
01-VBFW195 | BFP "A" HP FW discharge drain (2) valves | Pipe Rack 1st | BFP A | no data | BFW | no data | CLOSED | no data
02-VBFW195 | BFP "A" HP FW discharge drain (2) valves | Pipe Rack 1st | BFP A | no data | BFW | no data | CLOSED | no data
01-nodata | BFP "A" HP FW discharge MOV equalizing valve | Pipe Rack 1st | BFP A | no data | BFW | no data | OPEN | no data
02-nodata | BFP "A" HP FW discharge MOV equalizing valve | Pipe Rack 1st | BFP A | no data | BFW | no data | OPEN | no data
01-VBFW147 | BFP "A" HP FW recirc vent (second pipe rack) | Pipe Rack 2nd | BFP A | no data | BFW | no data | CLOSED | no data
02-VBFW147 | BFP "A" HP FW recirc vent (second pipe rack) | Pipe Rack 2nd | BFP A | no data | BFW | no data | CLOSED | no data
01-VBFW150 | BFP "A" HP FW recirc vent (second pipe rack) | Pipe Rack 2nd | BFP A | no data | BFW | no data | CLOSED | no data
02-VBFW150 | BFP "A" HP FW recirc vent (second pipe rack) | Pipe Rack 2nd | BFP A | no data | BFW | no data | CLOSED | no data
01-VBFW138 | BFP "A" HP FW recirc drain (under first pipe rack) | Pipe Rack 1st | BFP A | no data | BFW | no data | CLOSED | no data
02-VBFW138 | BFP "A" HP FW recirc drain (under first pipe rack) | Pipe Rack 1st | BFP A | no data | BFW | no data | CLOSED | no data
01-VBFW139 | BFP "A" HP FW recirc drain (under first pipe rack) | Pipe Rack 1st | BFP A | no data | BFW | no data | CLOSED | no data
02-VBFW139 | BFP "A" HP FW recirc drain (under first pipe rack) | Pipe Rack 1st | BFP A | no data | BFW | no data | CLOSED | no data
01-VHLS924 | BFP suction iso | one level down under LP drum | BFP A/B suction | no data | BFW | no data | OPEN | no data
02-VHLS924 | BFP suction iso | one level down under LP drum | BFP A/B suction | no data | BFW | no data | OPEN | no data
01-VBFW149 | BFP suction header drain | Pipe Rack 1st | BFP A/B suction | no data | BFW | no data | CLOSED | no data
02-VBFW149 | BFP suction header drain | Pipe Rack 1st | BFP A/B suction | no data | BFW | no data | CLOSED | no data
01-VBFW152 | BFP suction iso | Pipe Rack 1st | BFP A/B suction | no data | BFW | no data | OPEN | no data
02-VBFW152 | BFP suction iso | Pipe Rack 1st | BFP A/B suction | no data | BFW | no data | OPEN | no data
01-VBFW132 | BFP suction PIT iso | Pipe Rack 1st | BFP A/B suction | no data | BFW | no data | OPEN | no data
02-VBFW132 | BFP suction PIT iso | Pipe Rack 1st | BFP A/B suction | no data | BFW | no data | OPEN | no data
01-VBFW154 | BFP suction strainer DPT | Pipe Rack 1st | BFP A/B suction | no data | BFW | no data | OPEN | no data
02-VBFW154 | BFP suction strainer DPT | Pipe Rack 1st | BFP A/B suction | no data | BFW | no data | OPEN | no data
01-VBFW155 | BFP suction strainer DPT | Pipe Rack 1st | BFP A/B suction | no data | BFW | no data | OPEN | no data
02-VBFW155 | BFP suction strainer DPT | Pipe Rack 1st | BFP A/B suction | no data | BFW | no data | OPEN | no data
01-VBFW | BFP suction strainer blowdown | Pipe Rack 1st | BFP A/B suction | no data | BFW | no data | CLOSED | no data
02-VBFW | BFP suction strainer blowdown | Pipe Rack 1st | BFP A/B suction | no data | BFW | no data | CLOSED | no data
01-VBFW264 | BFP suction from condensate | Pipe Rack 1st | BFP A/B suction | no data | BFW | no data | OPEN | no data
02-VBFW264 | BFP suction from condensate | Pipe Rack 1st | BFP A/B suction | no data | BFW | no data | OPEN | no data
01-VBFW266 | BFP "B" suction iso | Pipe Rack 1st | BFP B | no data | BFW | no data | OPEN | no data
02-VBFW266 | BFP "B" suction iso | Pipe Rack 1st | BFP B | no data | BFW | no data | OPEN | no data
01-VBFW180F | BFP "B" suction PIT iso (3) | Pipe Rack 1st | BFP B | no data | BFW | no data | OPEN | no data
02-VBFW180F | BFP "B" suction PIT iso (3) | Pipe Rack 1st | BFP B | no data | BFW | no data | OPEN | no data
01-VBFWF179F | BFP "B" suction PIT iso (3) | Pipe Rack 1st | BFP B | no data | BFW | no data | OPEN | no data
02-VBFWF179F | BFP "B" suction PIT iso (3) | Pipe Rack 1st | BFP B | no data | BFW | no data | OPEN | no data
01-VBFWF395F | BFP "B" suction PIT iso (3) | Pipe Rack 1st | BFP B | no data | BFW | no data | OPEN | no data
02-VBFWF395F | BFP "B" suction PIT iso (3) | Pipe Rack 1st | BFP B | no data | BFW | no data | OPEN | no data
01-VBFW177 | BFP "B" HP discharge PIT iso | Pipe Rack 1st | BFP B | no data | BFW | no data | OPEN | no data
02-VBFW177 | BFP "B" HP discharge PIT iso | Pipe Rack 1st | BFP B | no data | BFW | no data | OPEN | no data
01-VBFW178 | BFP "B" HP discharge PIT iso | Pipe Rack 1st | BFP B | no data | BFW | no data | OPEN | no data
02-VBFW178 | BFP "B" HP discharge PIT iso | Pipe Rack 1st | BFP B | no data | BFW | no data | OPEN | no data
01-VBFW170 | BFP "B" IP discharge PIT iso | Pipe Rack 1st | BFP B | no data | BFW IP | no data | OPEN | no data
02-VBFW170 | BFP "B" IP discharge PIT iso | Pipe Rack 1st | BFP B | no data | BFW IP | no data | OPEN | no data
01-VBFW171 | BFP "B" IP discharge PIT iso | Pipe Rack 1st | BFP B | no data | BFW IP | no data | OPEN | no data
02-VBFW171 | BFP "B" IP discharge PIT iso | Pipe Rack 1st | BFP B | no data | BFW IP | no data | OPEN | no data
01-VBFW172 | BFP "B" IP FW discharge vent (2) valve | Pipe Rack 1st | BFP B | no data | BFW IP | no data | CLOSED | no data
02-VBFW172 | BFP "B" IP FW discharge vent (2) valve | Pipe Rack 1st | BFP B | no data | BFW IP | no data | CLOSED | no data
01-VBFW173 | BFP "B" IP FW discharge vent (2) valve | Pipe Rack 1st | BFP B | no data | BFW IP | no data | CLOSED | no data
02-VBFW173 | BFP "B" IP FW discharge vent (2) valve | Pipe Rack 1st | BFP B | no data | BFW IP | no data | CLOSED | no data
01-VBFW270 | BFP "B" IP FW discharge iso | Pipe Rack 1st | BFP B | no data | BFW IP | no data | OPEN | no data
02-VBFW270 | BFP "B" IP FW discharge iso | Pipe Rack 1st | BFP B | no data | BFW IP | no data | OPEN | no data
01-VBFW | BFP "B" IP FW discharge iso bypass | Pipe Rack 1st | BFP B | no data | BFW IP | no data | CLOSED | no data
02-VBFW | BFP "B" IP FW discharge iso bypass | Pipe Rack 1st | BFP B | no data | BFW IP | no data | CLOSED | no data
01-VBFW | BFP "B" IP FW discharge iso equalizing valve | Pipe Rack 1st | BFP B | no data | BFW IP | no data | OPEN | no data
02-VBFW | BFP "B" IP FW discharge iso equalizing valve | Pipe Rack 1st | BFP B | no data | BFW IP | no data | OPEN | no data
01-VBFW175 | BFP "B" IP FW discharge drain | Pipe Rack 1st | BFP B | no data | BFW IP | no data | CLOSED | no data
02-VBFW175 | BFP "B" IP FW discharge drain | Pipe Rack 1st | BFP B | no data | BFW IP | no data | CLOSED | no data
01-VBFW176 | BFP "B" IP FW discharge drain | Pipe Rack 1st | BFP B | no data | BFW IP | no data | CLOSED | no data
02-VBFW176 | BFP "B" IP FW discharge drain | Pipe Rack 1st | BFP B | no data | BFW IP | no data | CLOSED | no data
01-nodata | BFP "B" IP FW discharge MOV equalizing valve | Pipe Rack 1st | BFP B | no data | BFW IP | no data | OPEN | no data
02-nodata | BFP "B" IP FW discharge MOV equalizing valve | Pipe Rack 1st | BFP B | no data | BFW IP | no data | OPEN | no data
01-VBFW219 | BFP "B" HP FW flow meter iso (8) valves | Pipe Rack 1st | BFP B | no data | BFW HP | no data | OPEN | no data
02-VBFW219 | BFP "B" HP FW flow meter iso (8) valves | Pipe Rack 1st | BFP B | no data | BFW HP | no data | OPEN | no data
01-VBFW220 | BFP "B" HP FW flow meter iso (8) valves | Pipe Rack 1st | BFP B | no data | BFW HP | no data | OPEN | no data
02-VBFW220 | BFP "B" HP FW flow meter iso (8) valves | Pipe Rack 1st | BFP B | no data | BFW HP | no data | OPEN | no data
01-VBFW221 | BFP "B" HP FW flow meter iso (8) valves | Pipe Rack 1st | BFP B | no data | BFW HP | no data | OPEN | no data
02-VBFW221 | BFP "B" HP FW flow meter iso (8) valves | Pipe Rack 1st | BFP B | no data | BFW HP | no data | OPEN | no data
01-VBFW222 | BFP "B" HP FW flow meter iso (8) valves | Pipe Rack 1st | BFP B | no data | BFW HP | no data | OPEN | no data
02-VBFW222 | BFP "B" HP FW flow meter iso (8) valves | Pipe Rack 1st | BFP B | no data | BFW HP | no data | OPEN | no data
01-VBFW223 | BFP "B" HP FW flow meter iso (8) valves | Pipe Rack 1st | BFP B | no data | BFW HP | no data | OPEN | no data
02-VBFW223 | BFP "B" HP FW flow meter iso (8) valves | Pipe Rack 1st | BFP B | no data | BFW HP | no data | OPEN | no data
01-VBFW224 | BFP "B" HP FW flow meter iso (8) valves | Pipe Rack 1st | BFP B | no data | BFW HP | no data | OPEN | no data
02-VBFW224 | BFP "B" HP FW flow meter iso (8) valves | Pipe Rack 1st | BFP B | no data | BFW HP | no data | OPEN | no data
01-VBFW225 | BFP "B" HP FW flow meter iso (8) valves | Pipe Rack 1st | BFP B | no data | BFW HP | no data | OPEN | no data
02-VBFW225 | BFP "B" HP FW flow meter iso (8) valves | Pipe Rack 1st | BFP B | no data | BFW HP | no data | OPEN | no data
01-VBFW226 | BFP "B" HP FW flow meter iso (8) valves | Pipe Rack 1st | BFP B | no data | BFW HP | no data | OPEN | no data
02-VBFW226 | BFP "B" HP FW flow meter iso (8) valves | Pipe Rack 1st | BFP B | no data | BFW HP | no data | OPEN | no data
01-VBFW227 | BFP "B" HP FW discharge vent (2) valves | Pipe Rack 1st | BFP B | no data | BFW HP | no data | CLOSED | no data
02-VBFW227 | BFP "B" HP FW discharge vent (2) valves | Pipe Rack 1st | BFP B | no data | BFW HP | no data | CLOSED | no data
01-VBFW228 | BFP "B" HP FW discharge vent (2) valves | Pipe Rack 1st | BFP B | no data | BFW HP | no data | CLOSED | no data
02-VBFW228 | BFP "B" HP FW discharge vent (2) valves | Pipe Rack 1st | BFP B | no data | BFW HP | no data | CLOSED | no data
01-VBFW235 | BFP "B" HP FW discharge drain (2) valves | Pipe Rack 1st | BFP B | no data | BFW HP | no data | CLOSED | no data
02-VBFW235 | BFP "B" HP FW discharge drain (2) valves | Pipe Rack 1st | BFP B | no data | BFW HP | no data | CLOSED | no data
01-VBFW236 | BFP "B" HP FW discharge drain (2) valves | Pipe Rack 1st | BFP B | no data | BFW HP | no data | CLOSED | no data
02-VBFW236 | BFP "B" HP FW discharge drain (2) valves | Pipe Rack 1st | BFP B | no data | BFW HP | no data | CLOSED | no data
01-VBFW272 | BFP "B" HP FW discharge iso | Pipe Rack 1st | BFP B | no data | BFW HP | no data | OPEN | no data
02-VBFW272 | BFP "B" HP FW discharge iso | Pipe Rack 1st | BFP B | no data | BFW HP | no data | OPEN | no data
01-VBFW | BFP "B" HP FW discharge iso equalizing valve | Pipe Rack 1st | BFP B | no data | BFW HP | no data | OPEN | no data
02-VBFW | BFP "B" HP FW discharge iso equalizing valve | Pipe Rack 1st | BFP B | no data | BFW HP | no data | OPEN | no data
01-VBFW | BFP "B" HP FW discharge iso bypass | Pipe Rack 1st | BFP B | no data | BFW HP | no data | CLOSED | no data
02-VBFW | BFP "B" HP FW discharge iso bypass | Pipe Rack 1st | BFP B | no data | BFW HP | no data | CLOSED | no data
01-VBFW606 | BFP "B" HP FW discharge vent (2) valves | Pipe Rack 1st | BFP B | no data | BFW HP | no data | CLOSED | no data
02-VBFW606 | BFP "B" HP FW discharge vent (2) valves | Pipe Rack 1st | BFP B | no data | BFW HP | no data | CLOSED | no data
01-VBFW607 | BFP "B" HP FW discharge vent (2) valves | Pipe Rack 1st | BFP B | no data | BFW HP | no data | CLOSED | no data
02-VBFW607 | BFP "B" HP FW discharge vent (2) valves | Pipe Rack 1st | BFP B | no data | BFW HP | no data | CLOSED | no data
01-VBFW237 | BFP "B" HP FW discharge drain (2) valves | Pipe Rack 1st | BFP B | no data | BFW HP | no data | CLOSED | no data
02-VBFW237 | BFP "B" HP FW discharge drain (2) valves | Pipe Rack 1st | BFP B | no data | BFW HP | no data | CLOSED | no data
01-VBFW238 | BFP "B" HP FW discharge drain (2) valves | Pipe Rack 1st | BFP B | no data | BFW HP | no data | CLOSED | no data
02-VBFW238 | BFP "B" HP FW discharge drain (2) valves | Pipe Rack 1st | BFP B | no data | BFW HP | no data | CLOSED | no data
01-VBFW | BFP "B" HP FW discharge MOV equalizing valve | Pipe Rack 1st | BFP B | no data | BFW HP | no data | OPEN | no data
02-VBFW | BFP "B" HP FW discharge MOV equalizing valve | Pipe Rack 1st | BFP B | no data | BFW HP | no data | OPEN | no data
01-VBFW209 | BFP "B" HP FW recirc vent (second pipe rack) | Pipe Rack 1st | BFP B | no data | BFW HP | no data | CLOSED | no data
02-VBFW209 | BFP "B" HP FW recirc vent (second pipe rack) | Pipe Rack 1st | BFP B | no data | BFW HP | no data | CLOSED | no data
01-VBFW210 | BFP "B" HP FW recirc vent (second pipe rack) | Pipe Rack 1st | BFP B | no data | BFW HP | no data | CLOSED | no data
02-VBFW210 | BFP "B" HP FW recirc vent (second pipe rack) | Pipe Rack 1st | BFP B | no data | BFW HP | no data | CLOSED | no data
01-VBFW267 | BFP "B" HP FW recirc drain (under first pipe rack) | Pipe Rack 1st | BFP B | no data | BFW HP | no data | CLOSED | no data
02-VBFW267 | BFP "B" HP FW recirc drain (under first pipe rack) | Pipe Rack 1st | BFP B | no data | BFW HP | no data | CLOSED | no data
01-VBFW337 | BFP "B" HP FW recirc drain (under first pipe rack) | Pipe Rack 1st | BFP B | no data | BFW HP | no data | CLOSED | no data
02-VBFW337 | BFP "B" HP FW recirc drain (under first pipe rack) | Pipe Rack 1st | BFP B | no data | BFW HP | no data | CLOSED | no data
01-VBFW416 | IP FW header Vent | Pipe Rack 1st | HRSG/ IP Drum | no data | BFW IP | no data | CLOSED | no data
02-VBFW416 | IP FW header Vent | Pipe Rack 1st | HRSG/ IP Drum | no data | BFW IP | no data | CLOSED | no data
01-VBFW417 | IP FW header Vent | Pipe Rack 1st | HRSG/ IP Drum | no data | BFW IP | no data | CLOSED | no data
02-VBFW417 | IP FW header Vent | Pipe Rack 1st | HRSG/ IP Drum | no data | BFW IP | no data | CLOSED | no data
01-VHIS918 | IP economizer Vent | HRSG upper | HRSG/ IP Drum | no data | BFW IP | no data | OPEN | no data
02-VHIS918 | IP economizer Vent | HRSG upper | HRSG/ IP Drum | no data | BFW IP | no data | OPEN | no data
01-VHIS915 | IP Economizer Vents (Root) | HRSG upper | HRSG/ IP Drum | no data | BFW IP | no data | CLOSED | no data
02-VHIS915 | IP Economizer Vents (Root) | HRSG upper | HRSG/ IP Drum | no data | BFW IP | no data | CLOSED | no data
01-VHIS917 | IP Economizer Vents (Root) | HRSG upper | HRSG/ IP Drum | no data | BFW IP | no data | CLOSED | no data
02-VHIS917 | IP Economizer Vents (Root) | HRSG upper | HRSG/ IP Drum | no data | BFW IP | no data | CLOSED | no data
01-VHIS922 | FW to IP drum PIT (2) iso valves | HRSG upper | HRSG/ IP Drum | no data | BFW IP | no data | OPEN | no data
02-VHIS922 | FW to IP drum PIT (2) iso valves | HRSG upper | HRSG/ IP Drum | no data | BFW IP | no data | OPEN | no data
01-VHIS923 | FW to IP drum PIT (2) iso valves | HRSG upper | HRSG/ IP Drum | no data | BFW IP | no data | OPEN | no data
02-VHIS923 | FW to IP drum PIT (2) iso valves | HRSG upper | HRSG/ IP Drum | no data | BFW IP | no data | OPEN | no data
01-VHIS924 | FW to IP drum FT (8) iso valves, 2 transmitters | HRSG upper | HRSG/ IP Drum | no data | BFW IP | no data | OPEN | no data
02-VHIS924 | FW to IP drum FT (8) iso valves, 2 transmitters | HRSG upper | HRSG/ IP Drum | no data | BFW IP | no data | OPEN | no data
01-VHIS925 | FW to IP drum FT (8) iso valves, 2 transmitters | HRSG upper | HRSG/ IP Drum | no data | BFW IP | no data | OPEN | no data
02-VHIS925 | FW to IP drum FT (8) iso valves, 2 transmitters | HRSG upper | HRSG/ IP Drum | no data | BFW IP | no data | OPEN | no data
01-VHIS926 | FW to IP drum FT (8) iso valves, 2 transmitters | HRSG upper | HRSG/ IP Drum | no data | BFW IP | no data | OPEN | no data
02-VHIS926 | FW to IP drum FT (8) iso valves, 2 transmitters | HRSG upper | HRSG/ IP Drum | no data | BFW IP | no data | OPEN | no data
01-VHIS927 | FW to IP drum FT (8) iso valves, 2 transmitters | HRSG upper | HRSG/ IP Drum | no data | BFW IP | no data | OPEN | no data
02-VHIS927 | FW to IP drum FT (8) iso valves, 2 transmitters | HRSG upper | HRSG/ IP Drum | no data | BFW IP | no data | OPEN | no data
01-VHIS928 | FW to IP drum FT (8) iso valves, 2 transmitters | HRSG upper | HRSG/ IP Drum | no data | BFW IP | no data | OPEN | no data
02-VHIS928 | FW to IP drum FT (8) iso valves, 2 transmitters | HRSG upper | HRSG/ IP Drum | no data | BFW IP | no data | OPEN | no data
01-VHIS929 | FW to IP drum FT (8) iso valves, 2 transmitters | HRSG upper | HRSG/ IP Drum | no data | BFW IP | no data | OPEN | no data
02-VHIS929 | FW to IP drum FT (8) iso valves, 2 transmitters | HRSG upper | HRSG/ IP Drum | no data | BFW IP | no data | OPEN | no data
01-VHIS930 | FW to IP drum FT (8) iso valves, 2 transmitters | HRSG upper | HRSG/ IP Drum | no data | BFW IP | no data | OPEN | no data
02-VHIS930 | FW to IP drum FT (8) iso valves, 2 transmitters | HRSG upper | HRSG/ IP Drum | no data | BFW IP | no data | OPEN | no data
01-VHIS931 | FW to IP drum FT (8) iso valves, 2 transmitters | HRSG upper | HRSG/ IP Drum | no data | BFW IP | no data | OPEN | no data
02-VHIS931 | FW to IP drum FT (8) iso valves, 2 transmitters | HRSG upper | HRSG/ IP Drum | no data | BFW IP | no data | OPEN | no data
01-VHIS934 | FW to IP drum before CV isolation | HRSG upper | HRSG/ IP Drum | no data | BFW IP | no data | OPEN | no data
02-VHIS934 | FW to IP drum before CV isolation | HRSG upper | HRSG/ IP Drum | no data | BFW IP | no data | OPEN | no data
01-VHIS934 | FW to IP drum before CV isolation bypass | HRSG upper | HRSG/ IP Drum | no data | BFW IP | no data | CLOSED | no data
02-VHIS934 | FW to IP drum before CV isolation bypass | HRSG upper | HRSG/ IP Drum | no data | BFW IP | no data | CLOSED | no data
01-VHIS934 | FW to IP drum before CV isolation equalizing | HRSG upper | HRSG/ IP Drum | no data | BFW IP | no data | OPEN | no data
02-VHIS934 | FW to IP drum before CV isolation equalizing | HRSG upper | HRSG/ IP Drum | no data | BFW IP | no data | OPEN | no data
01-VHIS936 | FW to IP drum CV bypass | HRSG upper | HRSG/ IP Drum | no data | BFW IP | no data | CLOSED | no data
02-VHIS936 | FW to IP drum CV bypass | HRSG upper | HRSG/ IP Drum | no data | BFW IP | no data | CLOSED | no data
01-VHIS935 | FW to IP drum after CV isolation | HRSG upper | HRSG/ IP Drum | no data | BFW IP | no data | OPEN | no data
02-VHIS935 | FW to IP drum after CV isolation | HRSG upper | HRSG/ IP Drum | no data | BFW IP | no data | OPEN | no data
01-VHIS935 | FW to IP drum after CV isolation bypass | HRSG upper | HRSG/ IP Drum | no data | BFW IP | no data | CLOSED | no data
02-VHIS935 | FW to IP drum after CV isolation bypass | HRSG upper | HRSG/ IP Drum | no data | BFW IP | no data | CLOSED | no data
01-VHIS935 | FW to IP drum after CV isolation equalizing | HRSG upper | HRSG/ IP Drum | no data | BFW IP | no data | OPEN | no data
02-VHIS935 | FW to IP drum after CV isolation equalizing | HRSG upper | HRSG/ IP Drum | no data | BFW IP | no data | OPEN | no data
01-VHIS933 | Drain before CV | HRSG upper | HRSG/ IP Drum | no data | BFW IP | no data | CLOSED | no data
02-VHIS933 | Drain before CV | HRSG upper | HRSG/ IP Drum | no data | BFW IP | no data | CLOSED | no data
01-VHIS932 | Drain before CV | HRSG upper | HRSG/ IP Drum | no data | BFW IP | no data | CLOSED | no data
02-VHIS932 | Drain before CV | HRSG upper | HRSG/ IP Drum | no data | BFW IP | no data | CLOSED | no data
01-VHIS854 | Drain before CV Iso valve | HRSG upper | HRSG/ IP Drum | no data | BFW IP | no data | CLOSED | no data
02-VHIS854 | Drain before CV Iso valve | HRSG upper | HRSG/ IP Drum | no data | BFW IP | no data | CLOSED | no data
01-VHIS855 | Drain before CV Iso valve | HRSG upper | HRSG/ IP Drum | no data | BFW IP | no data | CLOSED | no data
02-VHIS855 | Drain before CV Iso valve | HRSG upper | HRSG/ IP Drum | no data | BFW IP | no data | CLOSED | no data
01-VHIS937 | Drain after CV | HRSG upper | HRSG/ IP Drum | no data | BFW IP | no data | CLOSED | no data
02-VHIS937 | Drain after CV | HRSG upper | HRSG/ IP Drum | no data | BFW IP | no data | CLOSED | no data
01-VHIS938 | Drain after CV | HRSG upper | HRSG/ IP Drum | no data | BFW IP | no data | CLOSED | no data
02-VHIS938 | Drain after CV | HRSG upper | HRSG/ IP Drum | no data | BFW IP | no data | CLOSED | no data
01-VHIS992 | Phosphate injection iso | HRSG upper West | HRSG/ IP Drum | no data | HIS | no data | OPEN | no data
02-VHIS992 | Phosphate injection iso | HRSG upper West | HRSG/ IP Drum | no data | HIS | no data | OPEN | no data
01-VHIS950 | Level Transmitter | HRSG upper West | HRSG/ IP Drum | no data | HIS | no data | OPEN | no data
02-VHIS950 | Level Transmitter | HRSG upper West | HRSG/ IP Drum | no data | HIS | no data | OPEN | no data
01-VHIS951 | Level Transmitter | HRSG upper West | HRSG/ IP Drum | no data | HIS | no data | OPEN | no data
02-VHIS951 | Level Transmitter | HRSG upper West | HRSG/ IP Drum | no data | HIS | no data | OPEN | no data
01-VHIS952 | Level Transmitter | HRSG upper West | HRSG/ IP Drum | no data | HIS | no data | OPEN | no data
02-VHIS952 | Level Transmitter | HRSG upper West | HRSG/ IP Drum | no data | HIS | no data | OPEN | no data
01-VHIS953 | Level Transmitter | HRSG upper West | HRSG/ IP Drum | no data | HIS | no data | OPEN | no data
02-VHIS953 | Level Transmitter | HRSG upper West | HRSG/ IP Drum | no data | HIS | no data | OPEN | no data
01-VHIS939 | Level Element | HRSG upper West | HRSG/ IP Drum | no data | HIS | no data | OPEN | no data
02-VHIS939 | Level Element | HRSG upper West | HRSG/ IP Drum | no data | HIS | no data | OPEN | no data
01-VHIS940 | Level Element | HRSG upper West | HRSG/ IP Drum | no data | HIS | no data | OPEN | no data
02-VHIS940 | Level Element | HRSG upper West | HRSG/ IP Drum | no data | HIS | no data | OPEN | no data
01-VHIS993 | Level Element | HRSG upper West | HRSG/ IP Drum | no data | HIS | no data | OPEN | no data
02-VHIS993 | Level Element | HRSG upper West | HRSG/ IP Drum | no data | HIS | no data | OPEN | no data
01-VHIS979 | Level Element | HRSG upper West | HRSG/ IP Drum | no data | HIS | no data | OPEN | no data
02-VHIS979 | Level Element | HRSG upper West | HRSG/ IP Drum | no data | HIS | no data | OPEN | no data
01-VHIS | Level Gauge (2) valves | HRSG upper West | HRSG/ IP Drum | no data | HIS | no data | OPEN | no data
02-VHIS | Level Gauge (2) valves | HRSG upper West | HRSG/ IP Drum | no data | HIS | no data | OPEN | no data
01-VHIS941 | Level instrumnt blowdown | HRSG upper West | HRSG/ IP Drum | no data | HIS | no data | CLOSED | no data
02-VHIS941 | Level instrumnt blowdown | HRSG upper West | HRSG/ IP Drum | no data | HIS | no data | CLOSED | no data
01-VHIS942 | Level instrumnt blowdown | HRSG upper West | HRSG/ IP Drum | no data | HIS | no data | CLOSED | no data
02-VHIS942 | Level instrumnt blowdown | HRSG upper West | HRSG/ IP Drum | no data | HIS | no data | CLOSED | no data
01-VHIS944 | Level instrumnt blowdown | HRSG upper West | HRSG/ IP Drum | no data | HIS | no data | CLOSED | no data
02-VHIS944 | Level instrumnt blowdown | HRSG upper West | HRSG/ IP Drum | no data | HIS | no data | CLOSED | no data
01-VHIS954 | Level Transmitter (8) iso valves, 2 transmitters | HRSG upper East | HRSG/ IP Drum | no data | HIS | no data | OPEN | no data
02-VHIS954 | Level Transmitter (8) iso valves, 2 transmitters | HRSG upper East | HRSG/ IP Drum | no data | HIS | no data | OPEN | no data
01-VHIS955 | Level Transmitter (8) iso valves, 2 transmitters | HRSG upper East | HRSG/ IP Drum | no data | HIS | no data | OPEN | no data
02-VHIS955 | Level Transmitter (8) iso valves, 2 transmitters | HRSG upper East | HRSG/ IP Drum | no data | HIS | no data | OPEN | no data
01-VHIS956 | Level Transmitter (8) iso valves, 2 transmitters | HRSG upper East | HRSG/ IP Drum | no data | HIS | no data | OPEN | no data
02-VHIS956 | Level Transmitter (8) iso valves, 2 transmitters | HRSG upper East | HRSG/ IP Drum | no data | HIS | no data | OPEN | no data
01-VHIS957 | Level Transmitter (8) iso valves, 2 transmitters | HRSG upper East | HRSG/ IP Drum | no data | HIS | no data | OPEN | no data
02-VHIS957 | Level Transmitter (8) iso valves, 2 transmitters | HRSG upper East | HRSG/ IP Drum | no data | HIS | no data | OPEN | no data
01-VHIS958 | Level Transmitter (8) iso valves, 2 transmitters | HRSG upper East | HRSG/ IP Drum | no data | HIS | no data | OPEN | no data
02-VHIS958 | Level Transmitter (8) iso valves, 2 transmitters | HRSG upper East | HRSG/ IP Drum | no data | HIS | no data | OPEN | no data
01-VHIS959 | Level Transmitter (8) iso valves, 2 transmitters | HRSG upper East | HRSG/ IP Drum | no data | HIS | no data | OPEN | no data
02-VHIS959 | Level Transmitter (8) iso valves, 2 transmitters | HRSG upper East | HRSG/ IP Drum | no data | HIS | no data | OPEN | no data
01-VHIS960 | Level Transmitter (8) iso valves, 2 transmitters | HRSG upper East | HRSG/ IP Drum | no data | HIS | no data | OPEN | no data
02-VHIS960 | Level Transmitter (8) iso valves, 2 transmitters | HRSG upper East | HRSG/ IP Drum | no data | HIS | no data | OPEN | no data
01-VHIS961 | Level Transmitter (8) iso valves, 2 transmitters | HRSG upper East | HRSG/ IP Drum | no data | HIS | no data | OPEN | no data
02-VHIS961 | Level Transmitter (8) iso valves, 2 transmitters | HRSG upper East | HRSG/ IP Drum | no data | HIS | no data | OPEN | no data
01-VHIS943 | Level Element | HRSG upper East | HRSG/ IP Drum | no data | HIS | no data | OPEN | no data
02-VHIS943 | Level Element | HRSG upper East | HRSG/ IP Drum | no data | HIS | no data | OPEN | no data
01-VHIS948 | Level Element | HRSG upper East | HRSG/ IP Drum | no data | HIS | no data | OPEN | no data
02-VHIS948 | Level Element | HRSG upper East | HRSG/ IP Drum | no data | HIS | no data | OPEN | no data
01-VHIS947 | Level Element | HRSG upper East | HRSG/ IP Drum | no data | HIS | no data | OPEN | no data
02-VHIS947 | Level Element | HRSG upper East | HRSG/ IP Drum | no data | HIS | no data | OPEN | no data
01-VHIS949 | Level Element | HRSG upper East | HRSG/ IP Drum | no data | HIS | no data | OPEN | no data
02-VHIS949 | Level Element | HRSG upper East | HRSG/ IP Drum | no data | HIS | no data | OPEN | no data
01-VHIS | Level Gauge | HRSG upper East | HRSG/ IP Drum | no data | HIS | no data | OPEN | no data
02-VHIS | Level Gauge | HRSG upper East | HRSG/ IP Drum | no data | HIS | no data | OPEN | no data
01-VHIS945 | Level instrumnt blowdown | HRSG upper East | HRSG/ IP Drum | no data | HIS | no data | CLOSED | no data
02-VHIS945 | Level instrumnt blowdown | HRSG upper East | HRSG/ IP Drum | no data | HIS | no data | CLOSED | no data
01-VHIS946 | Level instrumnt blowdown | HRSG upper East | HRSG/ IP Drum | no data | HIS | no data | CLOSED | no data
02-VHIS946 | Level instrumnt blowdown | HRSG upper East | HRSG/ IP Drum | no data | HIS | no data | CLOSED | no data
01-VHIS846 | 4 vents to atmosphere (8) iso valves | Top of the IP drum | HRSG/ IP Drum | no data | HIS | no data | OPEN | no data
02-VHIS846 | 4 vents to atmosphere (8) iso valves | Top of the IP drum | HRSG/ IP Drum | no data | HIS | no data | OPEN | no data
01-VHIS847 | 4 vents to atmosphere (8) iso valves | Top of the IP drum | HRSG/ IP Drum | no data | HIS | no data | OPEN | no data
02-VHIS847 | 4 vents to atmosphere (8) iso valves | Top of the IP drum | HRSG/ IP Drum | no data | HIS | no data | OPEN | no data
01-VHIS849 | 4 vents to atmosphere (8) iso valves | Top of the IP drum | HRSG/ IP Drum | no data | HIS | no data | OPEN | no data
02-VHIS849 | 4 vents to atmosphere (8) iso valves | Top of the IP drum | HRSG/ IP Drum | no data | HIS | no data | OPEN | no data
01-VHIS850 | 4 vents to atmosphere (8) iso valves | Top of the IP drum | HRSG/ IP Drum | no data | HIS | no data | OPEN | no data
02-VHIS850 | 4 vents to atmosphere (8) iso valves | Top of the IP drum | HRSG/ IP Drum | no data | HIS | no data | OPEN | no data
01-VHIS851 | 4 vents to atmosphere (8) iso valves | Top of the IP drum | HRSG/ IP Drum | no data | HIS | no data | OPEN | no data
02-VHIS851 | 4 vents to atmosphere (8) iso valves | Top of the IP drum | HRSG/ IP Drum | no data | HIS | no data | OPEN | no data
01-VHIS976 | 4 vents to atmosphere (8) iso valves | Top of the IP drum | HRSG/ IP Drum | no data | HIS | no data | OPEN | no data
02-VHIS976 | 4 vents to atmosphere (8) iso valves | Top of the IP drum | HRSG/ IP Drum | no data | HIS | no data | OPEN | no data
01-VHIS977 | 4 vents to atmosphere (8) iso valves | Top of the IP drum | HRSG/ IP Drum | no data | HIS | no data | OPEN | no data
02-VHIS977 | 4 vents to atmosphere (8) iso valves | Top of the IP drum | HRSG/ IP Drum | no data | HIS | no data | OPEN | no data
01-VHIS963 | IP drum (2) PIT (4) iso valves | Top of the IP drum | HRSG/ IP Drum | no data | HIS | no data | OPEN | no data
02-VHIS963 | IP drum (2) PIT (4) iso valves | Top of the IP drum | HRSG/ IP Drum | no data | HIS | no data | OPEN | no data
01-VHIS964 | IP drum (2) PIT (4) iso valves | Top of the IP drum | HRSG/ IP Drum | no data | HIS | no data | OPEN | no data
02-VHIS964 | IP drum (2) PIT (4) iso valves | Top of the IP drum | HRSG/ IP Drum | no data | HIS | no data | OPEN | no data
01-VHIS965 | IP drum (2) PIT (4) iso valves | Top of the IP drum | HRSG/ IP Drum | no data | HIS | no data | OPEN | no data
02-VHIS965 | IP drum (2) PIT (4) iso valves | Top of the IP drum | HRSG/ IP Drum | no data | HIS | no data | OPEN | no data
01-VHIS966 | IP drum (2) PIT (4) iso valves | Top of the IP drum | HRSG/ IP Drum | no data | HIS | no data | OPEN | no data
02-VHIS966 | IP drum (2) PIT (4) iso valves | Top of the IP drum | HRSG/ IP Drum | no data | HIS | no data | OPEN | no data
01-VHIS971 | Nitrogen Fill iso | Top of the IP drum | HRSG/ IP Drum | no data | HIS | no data | CLOSED | no data
02-VHIS971 | Nitrogen Fill iso | Top of the IP drum | HRSG/ IP Drum | no data | HIS | no data | CLOSED | no data
01-VHIS967 | Nitrogen (2) PIT (4) iso valves | Top of the IP drum | HRSG/ IP Drum | no data | HIS | no data | OPEN | no data
02-VHIS967 | Nitrogen (2) PIT (4) iso valves | Top of the IP drum | HRSG/ IP Drum | no data | HIS | no data | OPEN | no data
01-VHIS968 | Nitrogen (2) PIT (4) iso valves | Top of the IP drum | HRSG/ IP Drum | no data | HIS | no data | OPEN | no data
02-VHIS968 | Nitrogen (2) PIT (4) iso valves | Top of the IP drum | HRSG/ IP Drum | no data | HIS | no data | OPEN | no data
01-VHIS969 | Nitrogen (2) PIT (4) iso valves | Top of the IP drum | HRSG/ IP Drum | no data | HIS | no data | OPEN | no data
02-VHIS969 | Nitrogen (2) PIT (4) iso valves | Top of the IP drum | HRSG/ IP Drum | no data | HIS | no data | OPEN | no data
01-VHIS970 | Nitrogen (2) PIT (4) iso valves | Top of the IP drum | HRSG/ IP Drum | no data | HIS | no data | OPEN | no data
02-VHIS970 | Nitrogen (2) PIT (4) iso valves | Top of the IP drum | HRSG/ IP Drum | no data | HIS | no data | OPEN | no data
01-VHIS998 | Pegging steam to LP drum vent (2) iso valves | Top of the IP drum | HRSG/ IP Drum | no data | HIS | no data | CLOSED | no data
02-VHIS998 | Pegging steam to LP drum vent (2) iso valves | Top of the IP drum | HRSG/ IP Drum | no data | HIS | no data | CLOSED | no data
01-VHIS999 | Pegging steam to LP drum vent (2) iso valves | Top of the IP drum | HRSG/ IP Drum | no data | HIS | no data | CLOSED | no data
02-VHIS999 | Pegging steam to LP drum vent (2) iso valves | Top of the IP drum | HRSG/ IP Drum | no data | HIS | no data | CLOSED | no data
01-VHIS978 | Pegging steam to LP drum iso | Top of the IP drum | HRSG/ IP Drum | no data | HIS | no data | OPEN | no data
02-VHIS978 | Pegging steam to LP drum iso | Top of the IP drum | HRSG/ IP Drum | no data | HIS | no data | OPEN | no data
01-VHIS978 | Pegging steam to LP drum iso bypass | Top of the IP drum | HRSG/ IP Drum | no data | HIS | no data | CLOSED | no data
02-VHIS978 | Pegging steam to LP drum iso bypass | Top of the IP drum | HRSG/ IP Drum | no data | HIS | no data | CLOSED | no data
01-VHIS978 | Pegging steam to LP drum iso equalizing | Top of the IP drum | HRSG/ IP Drum | no data | HIS | no data | OPEN | no data
02-VHIS978 | Pegging steam to LP drum iso equalizing | Top of the IP drum | HRSG/ IP Drum | no data | HIS | no data | OPEN | no data
01-VHIS973 | IP drum water sample (2) valves | Under IP drum | HRSG/ IP Drum | no data | HIS | no data | OPEN | no data
02-VHIS973 | IP drum water sample (2) valves | Under IP drum | HRSG/ IP Drum | no data | HIS | no data | OPEN | no data
01-VHIS974 | IP drum water sample (2) valves | Under IP drum | HRSG/ IP Drum | no data | HIS | no data | OPEN | no data
02-VHIS974 | IP drum water sample (2) valves | Under IP drum | HRSG/ IP Drum | no data | HIS | no data | OPEN | no data
01-VHIS852 | IP sparging steam strainer drain (2) valves (under HRSG) | HRSG lower West | HRSG/ IP Drum | no data | HIS | no data | CLOSED | no data
02-VHIS852 | IP sparging steam strainer drain (2) valves (under HRSG) | HRSG lower West | HRSG/ IP Drum | no data | HIS | no data | CLOSED | no data
01-VHIS853 | IP sparging steam strainer drain (2) valves (under HRSG) | HRSG lower West | HRSG/ IP Drum | no data | HIS | no data | CLOSED | no data
02-VHIS853 | IP sparging steam strainer drain (2) valves (under HRSG) | HRSG lower West | HRSG/ IP Drum | no data | HIS | no data | CLOSED | no data
01-VHIS860 | IP sparging steam drain (2) valves | HRSG lower West | HRSG/ IP Drum | no data | HIS | no data | CLOSED | no data
02-VHIS860 | IP sparging steam drain (2) valves | HRSG lower West | HRSG/ IP Drum | no data | HIS | no data | CLOSED | no data
01-VHIS861 | IP sparging steam drain (2) valves | HRSG lower West | HRSG/ IP Drum | no data | HIS | no data | CLOSED | no data
02-VHIS861 | IP sparging steam drain (2) valves | HRSG lower West | HRSG/ IP Drum | no data | HIS | no data | CLOSED | no data
01-VBFW199 | HP BFW PIT to the HRSG | Pipe Rack 1st | HRSG/HP Drum | no data | BFW HP | no data | OPEN | no data
02-VBFW199 | HP BFW PIT to the HRSG | Pipe Rack 1st | HRSG/HP Drum | no data | BFW HP | no data | OPEN | no data
01-VBFW200 | HP BFW PIT to the HRSG | Pipe Rack 1st | HRSG/HP Drum | no data | BFW HP | no data | OPEN | no data
02-VBFW200 | HP BFW PIT to the HRSG | Pipe Rack 1st | HRSG/HP Drum | no data | BFW HP | no data | OPEN | no data
01-VBFW116 | Drain after HP cold fill iso | Pipe Rack 1st | HRSG/HP Drum | no data | BFW HP | no data | CLOSED | no data
02-VBFW116 | Drain after HP cold fill iso | Pipe Rack 1st | HRSG/HP Drum | no data | BFW HP | no data | CLOSED | no data
01-VBFW608 | HP BFW header to HRSG vent | Pipe Rack 1st | HRSG/HP Drum | no data | BFW HP | no data | CLOSED | no data
02-VBFW608 | HP BFW header to HRSG vent | Pipe Rack 1st | HRSG/HP Drum | no data | BFW HP | no data | CLOSED | no data
01-VBFW609 | HP BFW header to HRSG vent | Pipe Rack 1st | HRSG/HP Drum | no data | BFW HP | no data | CLOSED | no data
02-VBFW609 | HP BFW header to HRSG vent | Pipe Rack 1st | HRSG/HP Drum | no data | BFW HP | no data | CLOSED | no data
01-VHHS918F | HP BFW (2) flow transmitters to HRSG | Pipe Rack 1st | HRSG/HP Drum | no data | BFW HP | no data | OPEN | no data
02-VHHS918F | HP BFW (2) flow transmitters to HRSG | Pipe Rack 1st | HRSG/HP Drum | no data | BFW HP | no data | OPEN | no data
01-VHHS919F | HP BFW (2) flow transmitters to HRSG | Pipe Rack 1st | HRSG/HP Drum | no data | BFW HP | no data | OPEN | no data
02-VHHS919F | HP BFW (2) flow transmitters to HRSG | Pipe Rack 1st | HRSG/HP Drum | no data | BFW HP | no data | OPEN | no data
01-VHHS920F | HP BFW (2) flow transmitters to HRSG | Pipe Rack 1st | HRSG/HP Drum | no data | BFW HP | no data | OPEN | no data
02-VHHS920F | HP BFW (2) flow transmitters to HRSG | Pipe Rack 1st | HRSG/HP Drum | no data | BFW HP | no data | OPEN | no data
01-VHHS921F | HP BFW (2) flow transmitters to HRSG | Pipe Rack 1st | HRSG/HP Drum | no data | BFW HP | no data | OPEN | no data
02-VHHS921F | HP BFW (2) flow transmitters to HRSG | Pipe Rack 1st | HRSG/HP Drum | no data | BFW HP | no data | OPEN | no data
01-VHHS922F | HP BFW (2) flow transmitters to HRSG | Pipe Rack 1st | HRSG/HP Drum | no data | BFW HP | no data | OPEN | no data
02-VHHS922F | HP BFW (2) flow transmitters to HRSG | Pipe Rack 1st | HRSG/HP Drum | no data | BFW HP | no data | OPEN | no data
01-VHHS923F | HP BFW (2) flow transmitters to HRSG | Pipe Rack 1st | HRSG/HP Drum | no data | BFW HP | no data | OPEN | no data
02-VHHS923F | HP BFW (2) flow transmitters to HRSG | Pipe Rack 1st | HRSG/HP Drum | no data | BFW HP | no data | OPEN | no data
01-VHHS924F | HP BFW (2) flow transmitters to HRSG | Pipe Rack 1st | HRSG/HP Drum | no data | BFW HP | no data | OPEN | no data
02-VHHS924F | HP BFW (2) flow transmitters to HRSG | Pipe Rack 1st | HRSG/HP Drum | no data | BFW HP | no data | OPEN | no data
01-VHHS925F | HP BFW (2) flow transmitters to HRSG | Pipe Rack 1st | HRSG/HP Drum | no data | BFW HP | no data | OPEN | no data
02-VHHS925F | HP BFW (2) flow transmitters to HRSG | Pipe Rack 1st | HRSG/HP Drum | no data | BFW HP | no data | OPEN | no data
01-VBFW422 | HP BFW header drain (2) valves | Pipe Rack 1st | HRSG/HP Drum | no data | BFW HP | no data | CLOSED | no data
02-VBFW422 | HP BFW header drain (2) valves | Pipe Rack 1st | HRSG/HP Drum | no data | BFW HP | no data | CLOSED | no data
01-VBFW423 | HP BFW header drain (2) valves | Pipe Rack 1st | HRSG/HP Drum | no data | BFW HP | no data | CLOSED | no data
02-VBFW423 | HP BFW header drain (2) valves | Pipe Rack 1st | HRSG/HP Drum | no data | BFW HP | no data | CLOSED | no data
01-VHHS939 | HP economizer vent root valves | HRSG upper | HRSG/ HP Drum | no data | BFW HP | no data | CLOSED | no data
02-VHHS939 | HP economizer vent root valves | HRSG upper | HRSG/ HP Drum | no data | BFW HP | no data | CLOSED | no data
01-VHHS940 | HP economizer vent root valves | HRSG upper | HRSG/ HP Drum | no data | BFW HP | no data | CLOSED | no data
02-VHHS940 | HP economizer vent root valves | HRSG upper | HRSG/ HP Drum | no data | BFW HP | no data | CLOSED | no data
01-VHHS941 | HP economizer vent root valves | HRSG upper | HRSG/ HP Drum | no data | BFW HP | no data | CLOSED | no data
02-VHHS941 | HP economizer vent root valves | HRSG upper | HRSG/ HP Drum | no data | BFW HP | no data | CLOSED | no data
01-VHHS942 | HP economizer vent root valves | HRSG upper | HRSG/ HP Drum | no data | BFW HP | no data | CLOSED | no data
02-VHHS942 | HP economizer vent root valves | HRSG upper | HRSG/ HP Drum | no data | BFW HP | no data | CLOSED | no data
01-VHHS943 | HP economizer vent root valves | HRSG upper | HRSG/ HP Drum | no data | BFW HP | no data | CLOSED | no data
02-VHHS943 | HP economizer vent root valves | HRSG upper | HRSG/ HP Drum | no data | BFW HP | no data | CLOSED | no data
01-VHHS944 | HP economizer vent root valves | HRSG upper | HRSG/ HP Drum | no data | BFW HP | no data | CLOSED | no data
02-VHHS944 | HP economizer vent root valves | HRSG upper | HRSG/ HP Drum | no data | BFW HP | no data | CLOSED | no data
01-VHHS945 | HP economizer vent root valves | HRSG upper | HRSG/ HP Drum | no data | BFW HP | no data | CLOSED | no data
02-VHHS945 | HP economizer vent root valves | HRSG upper | HRSG/ HP Drum | no data | BFW HP | no data | CLOSED | no data
01-VHHS946 | HP economizer vent root valves | HRSG upper | HRSG/ HP Drum | no data | BFW HP | no data | CLOSED | no data
02-VHHS946 | HP economizer vent root valves | HRSG upper | HRSG/ HP Drum | no data | BFW HP | no data | CLOSED | no data
01-VHHS947 | HP economizer vent root valve | HRSG upper | HRSG/ HP Drum | no data | BFW HP | no data | OPEN | no data
02-VHHS947 | HP economizer vent root valve | HRSG upper | HRSG/ HP Drum | no data | BFW HP | no data | OPEN | no data
01-VHHS988 | Phosphate injection iso | HRSG upper West | HRSG/ HP Drum | no data | HHS | no data | OPEN | no data
02-VHHS988 | Phosphate injection iso | HRSG upper West | HRSG/ HP Drum | no data | HHS | no data | OPEN | no data
01-VHHS967 | Level Transmitter (4) valves | HRSG upper West | HRSG/ HP Drum | no data | HHS | no data | OPEN | no data
02-VHHS967 | Level Transmitter (4) valves | HRSG upper West | HRSG/ HP Drum | no data | HHS | no data | OPEN | no data
01-VHHS968 | Level Transmitter (4) valves | HRSG upper West | HRSG/ HP Drum | no data | HHS | no data | OPEN | no data
02-VHHS968 | Level Transmitter (4) valves | HRSG upper West | HRSG/ HP Drum | no data | HHS | no data | OPEN | no data
01-VHHS969 | Level Transmitter (4) valves | HRSG upper West | HRSG/ HP Drum | no data | HHS | no data | OPEN | no data
02-VHHS969 | Level Transmitter (4) valves | HRSG upper West | HRSG/ HP Drum | no data | HHS | no data | OPEN | no data
01-VHHS970 | Level Transmitter (4) valves | HRSG upper West | HRSG/ HP Drum | no data | HHS | no data | OPEN | no data
02-VHHS970 | Level Transmitter (4) valves | HRSG upper West | HRSG/ HP Drum | no data | HHS | no data | OPEN | no data
01-VHHS963 | Level Element (4) valves | HRSG upper West | HRSG/ HP Drum | no data | HHS | no data | OPEN | no data
02-VHHS963 | Level Element (4) valves | HRSG upper West | HRSG/ HP Drum | no data | HHS | no data | OPEN | no data
01-VHHS964 | Level Element (4) valves | HRSG upper West | HRSG/ HP Drum | no data | HHS | no data | OPEN | no data
02-VHHS964 | Level Element (4) valves | HRSG upper West | HRSG/ HP Drum | no data | HHS | no data | OPEN | no data
01-VHHS986 | Level Element (4) valves | HRSG upper West | HRSG/ HP Drum | no data | HHS | no data | OPEN | no data
02-VHHS986 | Level Element (4) valves | HRSG upper West | HRSG/ HP Drum | no data | HHS | no data | OPEN | no data
01-VHHS987 | Level Element (4) valves | HRSG upper West | HRSG/ HP Drum | no data | HHS | no data | OPEN | no data
02-VHHS987 | Level Element (4) valves | HRSG upper West | HRSG/ HP Drum | no data | HHS | no data | OPEN | no data
01-VHHS | Level Gauge (2) valves | HRSG upper West | HRSG/ HP Drum | no data | HHS | no data | OPEN | no data
02-VHHS | Level Gauge (2) valves | HRSG upper West | HRSG/ HP Drum | no data | HHS | no data | OPEN | no data
01-VHHS965 | Level instruments blowdown | HRSG upper West | HRSG/ HP Drum | no data | HHS | no data | CLOSED | no data
02-VHHS965 | Level instruments blowdown | HRSG upper West | HRSG/ HP Drum | no data | HHS | no data | CLOSED | no data
01-VHHS966 | Level instruments blowdown | HRSG upper West | HRSG/ HP Drum | no data | HHS | no data | CLOSED | no data
02-VHHS966 | Level instruments blowdown | HRSG upper West | HRSG/ HP Drum | no data | HHS | no data | CLOSED | no data
01-VHHS972 | Level instruments blowdown | HRSG upper West | HRSG/ HP Drum | no data | HHS | no data | CLOSED | no data
02-VHHS972 | Level instruments blowdown | HRSG upper West | HRSG/ HP Drum | no data | HHS | no data | CLOSED | no data
01-VHHS991 | HP drum water sample (2) valves | HRSG upper East | HRSG/ HP Drum | no data | HHS | no data | OPEN | no data
02-VHHS991 | HP drum water sample (2) valves | HRSG upper East | HRSG/ HP Drum | no data | HHS | no data | OPEN | no data
01-VHHS992 | HP drum water sample (2) valves | HRSG upper East | HRSG/ HP Drum | no data | HHS | no data | OPEN | no data
02-VHHS992 | HP drum water sample (2) valves | HRSG upper East | HRSG/ HP Drum | no data | HHS | no data | OPEN | no data
01-VHHS904 | HP continuous blowdown iso | HRSG upper East | HRSG/ HP Drum | no data | HHS | no data | OPEN | no data
02-VHHS904 | HP continuous blowdown iso | HRSG upper East | HRSG/ HP Drum | no data | HHS | no data | OPEN | no data
01-VHHS | HP continuous blowdown regulator | HRSG upper East | HRSG/ HP Drum | no data | HHS | no data |  | no data
02-VHHS | HP continuous blowdown regulator | HRSG upper East | HRSG/ HP Drum | no data | HHS | no data |  | no data
01-VHHS975 | (2)Level Transmitters (8) valves | HRSG upper East | HRSG/ HP Drum | no data | HHS | no data | OPEN | no data
02-VHHS975 | (2)Level Transmitters (8) valves | HRSG upper East | HRSG/ HP Drum | no data | HHS | no data | OPEN | no data
01-VHHS976 | (2)Level Transmitters (8) valves | HRSG upper East | HRSG/ HP Drum | no data | HHS | no data | OPEN | no data
02-VHHS976 | (2)Level Transmitters (8) valves | HRSG upper East | HRSG/ HP Drum | no data | HHS | no data | OPEN | no data
01-VHHS977 | (2)Level Transmitters (8) valves | HRSG upper East | HRSG/ HP Drum | no data | HHS | no data | OPEN | no data
02-VHHS977 | (2)Level Transmitters (8) valves | HRSG upper East | HRSG/ HP Drum | no data | HHS | no data | OPEN | no data
01-VHHS978 | (2)Level Transmitters (8) valves | HRSG upper East | HRSG/ HP Drum | no data | HHS | no data | OPEN | no data
02-VHHS978 | (2)Level Transmitters (8) valves | HRSG upper East | HRSG/ HP Drum | no data | HHS | no data | OPEN | no data
01-VHHS979 | (2)Level Transmitters (8) valves | HRSG upper East | HRSG/ HP Drum | no data | HHS | no data | OPEN | no data
02-VHHS979 | (2)Level Transmitters (8) valves | HRSG upper East | HRSG/ HP Drum | no data | HHS | no data | OPEN | no data
01-VHHS980 | (2)Level Transmitters (8) valves | HRSG upper East | HRSG/ HP Drum | no data | HHS | no data | OPEN | no data
02-VHHS980 | (2)Level Transmitters (8) valves | HRSG upper East | HRSG/ HP Drum | no data | HHS | no data | OPEN | no data
01-VHHS981 | (2)Level Transmitters (8) valves | HRSG upper East | HRSG/ HP Drum | no data | HHS | no data | OPEN | no data
02-VHHS981 | (2)Level Transmitters (8) valves | HRSG upper East | HRSG/ HP Drum | no data | HHS | no data | OPEN | no data
01-VHHS982 | (2)Level Transmitters (8) valves | HRSG upper East | HRSG/ HP Drum | no data | HHS | no data | OPEN | no data
02-VHHS982 | (2)Level Transmitters (8) valves | HRSG upper East | HRSG/ HP Drum | no data | HHS | no data | OPEN | no data
01-VHHS971 | Level Element (4) valves | HRSG upper East | HRSG/ HP Drum | no data | HHS | no data | OPEN | no data
02-VHHS971 | Level Element (4) valves | HRSG upper East | HRSG/ HP Drum | no data | HHS | no data | OPEN | no data
01-VHHS983 | Level Element (4) valves | HRSG upper East | HRSG/ HP Drum | no data | HHS | no data | OPEN | no data
02-VHHS983 | Level Element (4) valves | HRSG upper East | HRSG/ HP Drum | no data | HHS | no data | OPEN | no data
01-VHHS984 | Level Element (4) valves | HRSG upper East | HRSG/ HP Drum | no data | HHS | no data | OPEN | no data
02-VHHS984 | Level Element (4) valves | HRSG upper East | HRSG/ HP Drum | no data | HHS | no data | OPEN | no data
01-VHHS985 | Level Element (4) valves | HRSG upper East | HRSG/ HP Drum | no data | HHS | no data | OPEN | no data
02-VHHS985 | Level Element (4) valves | HRSG upper East | HRSG/ HP Drum | no data | HHS | no data | OPEN | no data
01-VHHS | Level Gauge (2) valves | HRSG upper East | HRSG/ HP Drum | no data | HHS | no data | OPEN | no data
02-VHHS | Level Gauge (2) valves | HRSG upper East | HRSG/ HP Drum | no data | HHS | no data | OPEN | no data
01-VHHS973 | Level instruments blowdown | HRSG upper East | HRSG/ HP Drum | no data | HHS | no data | CLOSED | no data
02-VHHS973 | Level instruments blowdown | HRSG upper East | HRSG/ HP Drum | no data | HHS | no data | CLOSED | no data
01-VHHS974 | Level instruments blowdown | HRSG upper East | HRSG/ HP Drum | no data | HHS | no data | CLOSED | no data
02-VHHS974 | Level instruments blowdown | HRSG upper East | HRSG/ HP Drum | no data | HHS | no data | CLOSED | no data
01-VHHS959 | Nitrogen Fill iso | Top of the HP drum | HRSG/ HP Drum | no data | HHS | no data | CLOSED | no data
02-VHHS959 | Nitrogen Fill iso | Top of the HP drum | HRSG/ HP Drum | no data | HHS | no data | CLOSED | no data
01-VHHS956 | Nitrogen PIT (2) valves | Top of the HP drum | HRSG/ HP Drum | no data | HHS | no data | OPEN | no data
02-VHHS956 | Nitrogen PIT (2) valves | Top of the HP drum | HRSG/ HP Drum | no data | HHS | no data | OPEN | no data
01-VHHS957 | Nitrogen PIT (2) valves | Top of the HP drum | HRSG/ HP Drum | no data | HHS | no data | OPEN | no data
02-VHHS957 | Nitrogen PIT (2) valves | Top of the HP drum | HRSG/ HP Drum | no data | HHS | no data | OPEN | no data
01-VHHS950 | (2) HP Drum PIT (4) valves | Top of the HP drum | HRSG/ HP Drum | no data | HHS | no data | OPEN | no data
02-VHHS950 | (2) HP Drum PIT (4) valves | Top of the HP drum | HRSG/ HP Drum | no data | HHS | no data | OPEN | no data
01-VHHS951 | (2) HP Drum PIT (4) valves | Top of the HP drum | HRSG/ HP Drum | no data | HHS | no data | OPEN | no data
02-VHHS951 | (2) HP Drum PIT (4) valves | Top of the HP drum | HRSG/ HP Drum | no data | HHS | no data | OPEN | no data
01-VHHS952 | (2) HP Drum PIT (4) valves | Top of the HP drum | HRSG/ HP Drum | no data | HHS | no data | OPEN | no data
02-VHHS952 | (2) HP Drum PIT (4) valves | Top of the HP drum | HRSG/ HP Drum | no data | HHS | no data | OPEN | no data
01-VHHS953 | (2) HP Drum PIT (4) valves | Top of the HP drum | HRSG/ HP Drum | no data | HHS | no data | OPEN | no data
02-VHHS953 | (2) HP Drum PIT (4) valves | Top of the HP drum | HRSG/ HP Drum | no data | HHS | no data | OPEN | no data
01-VHHS801 | HP drum vent (2) valves | Top of the HP drum | HRSG/ HP Drum | no data | HHS | no data | CLOSED | no data
02-VHHS801 | HP drum vent (2) valves | Top of the HP drum | HRSG/ HP Drum | no data | HHS | no data | CLOSED | no data
01-VHHS802 | HP drum vent (2) valves | Top of the HP drum | HRSG/ HP Drum | no data | HHS | no data | CLOSED | no data
02-VHHS802 | HP drum vent (2) valves | Top of the HP drum | HRSG/ HP Drum | no data | HHS | no data | CLOSED | no data
01-VHHS998 | HP saturated steam sample (2) valves (under HP drum) | Top of the HP drum | no data | no data | HHS | no data | OPEN | no data
02-VHHS998 | HP saturated steam sample (2) valves (under HP drum) | Top of the HP drum | no data | no data | HHS | no data | OPEN | no data
01-VHHS999 | HP saturated steam sample (2) valves (under HP drum) | Top of the HP drum | no data | no data | HHS | no data | OPEN | no data
02-VHHS999 | HP saturated steam sample (2) valves (under HP drum) | Top of the HP drum | no data | no data | HHS | no data | OPEN | no data
01-VHHS996 | HP sparging steam strainer drain (2) valves (under HRSG) | Top of the HP drum | no data | no data | HHS | no data | CLOSED | no data
02-VHHS996 | HP sparging steam strainer drain (2) valves (under HRSG) | Top of the HP drum | no data | no data | HHS | no data | CLOSED | no data
01-VHHS997 | HP sparging steam strainer drain (2) valves (under HRSG) | Top of the HP drum | no data | no data | HHS | no data | CLOSED | no data
02-VHHS997 | HP sparging steam strainer drain (2) valves (under HRSG) | Top of the HP drum | no data | no data | HHS | no data | CLOSED | no data
01-VBFW375 | FW to HP terminal atemperator strainer #1 inlet | Pipe Rack 1st | Attemperator HP | no data | BFW HP | no data | OPEN | no data
02-VBFW375 | FW to HP terminal atemperator strainer #1 inlet | Pipe Rack 1st | Attemperator HP | no data | BFW HP | no data | OPEN | no data
01-VBFW521 | FW to HP terminal atemperator strainer #1 inlet | Pipe Rack 1st | Attemperator HP | no data | BFW HP | no data | OPEN | no data
02-VBFW521 | FW to HP terminal atemperator strainer #1 inlet | Pipe Rack 1st | Attemperator HP | no data | BFW HP | no data | OPEN | no data
01-VBFW523 | FW to HP terminal atemperator strainer #1 outlet | Pipe Rack 1st | Attemperator HP | no data | BFW HP | no data | OPEN | no data
02-VBFW523 | FW to HP terminal atemperator strainer #1 outlet | Pipe Rack 1st | Attemperator HP | no data | BFW HP | no data | OPEN | no data
01-VBFW555 | FW to HP terminal atemperator strainer #1 outlet | Pipe Rack 1st | Attemperator HP | no data | BFW HP | no data | OPEN | no data
02-VBFW555 | FW to HP terminal atemperator strainer #1 outlet | Pipe Rack 1st | Attemperator HP | no data | BFW HP | no data | OPEN | no data
01-VBFW246 | FW to HP terminal atemperator strainer #1 vent | Pipe Rack 1st | Attemperator HP | no data | BFW HP | no data | CLOSED | no data
02-VBFW246 | FW to HP terminal atemperator strainer #1 vent | Pipe Rack 1st | Attemperator HP | no data | BFW HP | no data | CLOSED | no data
01-VBFW247 | FW to HP terminal atemperator strainer #1 vent | Pipe Rack 1st | Attemperator HP | no data | BFW HP | no data | CLOSED | no data
02-VBFW247 | FW to HP terminal atemperator strainer #1 vent | Pipe Rack 1st | Attemperator HP | no data | BFW HP | no data | CLOSED | no data
01-VBFW380 | FW to HP terminal atemperator strainer #1 drain | Pipe Rack 1st | Attemperator HP | no data | BFW HP | no data | CLOSED | no data
02-VBFW380 | FW to HP terminal atemperator strainer #1 drain | Pipe Rack 1st | Attemperator HP | no data | BFW HP | no data | CLOSED | no data
01-VBFW509 | FW to HP terminal atemperator strainer #1 drain | Pipe Rack 1st | Attemperator HP | no data | BFW HP | no data | CLOSED | no data
02-VBFW509 | FW to HP terminal atemperator strainer #1 drain | Pipe Rack 1st | Attemperator HP | no data | BFW HP | no data | CLOSED | no data
01-VBFW549 | FW to HP terminal atemperator strainer #2 inet | Pipe Rack 1st | Attemperator HP | no data | BFW HP | no data | CLOSED | no data
02-VBFW549 | FW to HP terminal atemperator strainer #2 inet | Pipe Rack 1st | Attemperator HP | no data | BFW HP | no data | CLOSED | no data
01-VBFW376 | FW to HP terminal atemperator strainer #2 inet | Pipe Rack 1st | Attemperator HP | no data | BFW HP | no data | CLOSED | no data
02-VBFW376 | FW to HP terminal atemperator strainer #2 inet | Pipe Rack 1st | Attemperator HP | no data | BFW HP | no data | CLOSED | no data
01-VBFW383 | FW to HP terminal atemperator strainer #2 outlet | Pipe Rack 1st | Attemperator HP | no data | BFW HP | no data | CLOSED | no data
02-VBFW383 | FW to HP terminal atemperator strainer #2 outlet | Pipe Rack 1st | Attemperator HP | no data | BFW HP | no data | CLOSED | no data
01-VBFW525 | FW to HP terminal atemperator strainer #2 outlet | Pipe Rack 1st | Attemperator HP | no data | BFW HP | no data | CLOSED | no data
02-VBFW525 | FW to HP terminal atemperator strainer #2 outlet | Pipe Rack 1st | Attemperator HP | no data | BFW HP | no data | CLOSED | no data
01-VBFW248 | FW to HP terminal atemperator strainer #2 vent | Pipe Rack 1st | Attemperator HP | no data | BFW HP | no data | CLOSED | no data
02-VBFW248 | FW to HP terminal atemperator strainer #2 vent | Pipe Rack 1st | Attemperator HP | no data | BFW HP | no data | CLOSED | no data
01-VBFW249 | FW to HP terminal atemperator strainer #2 vent | Pipe Rack 1st | Attemperator HP | no data | BFW HP | no data | CLOSED | no data
02-VBFW249 | FW to HP terminal atemperator strainer #2 vent | Pipe Rack 1st | Attemperator HP | no data | BFW HP | no data | CLOSED | no data
01-VBFW503 | FW to HP terminal atemperator strainer #2 drain | Pipe Rack 1st | Attemperator HP | no data | BFW HP | no data | CLOSED | no data
02-VBFW503 | FW to HP terminal atemperator strainer #2 drain | Pipe Rack 1st | Attemperator HP | no data | BFW HP | no data | CLOSED | no data
01-VBFW377 | FW to HP terminal atemperator strainer #2 drain | Pipe Rack 1st | Attemperator HP | no data | BFW HP | no data | CLOSED | no data
02-VBFW377 | FW to HP terminal atemperator strainer #2 drain | Pipe Rack 1st | Attemperator HP | no data | BFW HP | no data | CLOSED | no data
01-VBFW242 | FW to HP terminal atemperator strainer PDIT | Pipe Rack 1st | Attemperator HP | no data | BFW HP | no data | OPEN | no data
02-VBFW242 | FW to HP terminal atemperator strainer PDIT | Pipe Rack 1st | Attemperator HP | no data | BFW HP | no data | OPEN | no data
01-VBFW243 | FW to HP terminal atemperator strainer PDIT | Pipe Rack 1st | Attemperator HP | no data | BFW HP | no data | OPEN | no data
02-VBFW243 | FW to HP terminal atemperator strainer PDIT | Pipe Rack 1st | Attemperator HP | no data | BFW HP | no data | OPEN | no data
01-VBFW244 | FW to HP terminal atemperator strainer PDIT | Pipe Rack 1st | Attemperator HP | no data | BFW HP | no data | OPEN | no data
02-VBFW244 | FW to HP terminal atemperator strainer PDIT | Pipe Rack 1st | Attemperator HP | no data | BFW HP | no data | OPEN | no data
01-VBFW245 | FW to HP terminal atemperator strainer PDIT | Pipe Rack 1st | Attemperator HP | no data | BFW HP | no data | OPEN | no data
02-VBFW245 | FW to HP terminal atemperator strainer PDIT | Pipe Rack 1st | Attemperator HP | no data | BFW HP | no data | OPEN | no data
01-VBFW385F | FW to HP terminal atemperator (3) Flow meters | Pipe Rack 1st | Attemperator HP | no data | BFW HP | no data | OPEN | no data
02-VBFW385F | FW to HP terminal atemperator (3) Flow meters | Pipe Rack 1st | Attemperator HP | no data | BFW HP | no data | OPEN | no data
01-VBFWF507F | FW to HP terminal atemperator (3) Flow meters | Pipe Rack 1st | Attemperator HP | no data | BFW HP | no data | OPEN | no data
02-VBFWF507F | FW to HP terminal atemperator (3) Flow meters | Pipe Rack 1st | Attemperator HP | no data | BFW HP | no data | OPEN | no data
01-VBFWF533F | FW to HP terminal atemperator (3) Flow meters | Pipe Rack 1st | Attemperator HP | no data | BFW HP | no data | OPEN | no data
02-VBFWF533F | FW to HP terminal atemperator (3) Flow meters | Pipe Rack 1st | Attemperator HP | no data | BFW HP | no data | OPEN | no data
01-VBFWF515F | FW to HP terminal atemperator (3) Flow meters | Pipe Rack 1st | Attemperator HP | no data | BFW HP | no data | OPEN | no data
02-VBFWF515F | FW to HP terminal atemperator (3) Flow meters | Pipe Rack 1st | Attemperator HP | no data | BFW HP | no data | OPEN | no data
01-VBFWF117F | FW to HP terminal atemperator (3) Flow meters | Pipe Rack 1st | Attemperator HP | no data | BFW HP | no data | OPEN | no data
02-VBFWF117F | FW to HP terminal atemperator (3) Flow meters | Pipe Rack 1st | Attemperator HP | no data | BFW HP | no data | OPEN | no data
01-VBFWF120F | FW to HP terminal atemperator (3) Flow meters | Pipe Rack 1st | Attemperator HP | no data | BFW HP | no data | OPEN | no data
02-VBFWF120F | FW to HP terminal atemperator (3) Flow meters | Pipe Rack 1st | Attemperator HP | no data | BFW HP | no data | OPEN | no data
01-VBFWF121F | FW to HP terminal atemperator (3) Flow meters | Pipe Rack 1st | Attemperator HP | no data | BFW HP | no data | OPEN | no data
02-VBFWF121F | FW to HP terminal atemperator (3) Flow meters | Pipe Rack 1st | Attemperator HP | no data | BFW HP | no data | OPEN | no data
01-VBFWF122F | FW to HP terminal atemperator (3) Flow meters | Pipe Rack 1st | Attemperator HP | no data | BFW HP | no data | OPEN | no data
02-VBFWF122F | FW to HP terminal atemperator (3) Flow meters | Pipe Rack 1st | Attemperator HP | no data | BFW HP | no data | OPEN | no data
01-VBFW563 | FW to HP terminal atemperator vent after flow meters | Pipe Rack 1st | Attemperator HP | no data | BFW HP | no data | CLOSED | no data
02-VBFW563 | FW to HP terminal atemperator vent after flow meters | Pipe Rack 1st | Attemperator HP | no data | BFW HP | no data | CLOSED | no data
01-VBFW565 | FW to HP terminal atemperator vent after flow meters | Pipe Rack 1st | Attemperator HP | no data | BFW HP | no data | CLOSED | no data
02-VBFW565 | FW to HP terminal atemperator vent after flow meters | Pipe Rack 1st | Attemperator HP | no data | BFW HP | no data | CLOSED | no data
01-VBFW545 | FW to HP terminal atemperator drain after block valve | Pipe Rack 1st | Attemperator HP | no data | BFW HP | no data | CLOSED | no data
02-VBFW545 | FW to HP terminal atemperator drain after block valve | Pipe Rack 1st | Attemperator HP | no data | BFW HP | no data | CLOSED | no data
01-VBFW547 | FW to HP terminal atemperator drain after block valve | Pipe Rack 1st | Attemperator HP | no data | BFW HP | no data | CLOSED | no data
02-VBFW547 | FW to HP terminal atemperator drain after block valve | Pipe Rack 1st | Attemperator HP | no data | BFW HP | no data | CLOSED | no data
01-VBFW531 | FW to HP terminal atemperator iso after CV | Pipe Rack 1st | Attemperator HP | no data | BFW HP | no data | OPEN | no data
02-VBFW531 | FW to HP terminal atemperator iso after CV | Pipe Rack 1st | Attemperator HP | no data | BFW HP | no data | OPEN | no data
01-VBFW505 | FW to HP terminal atemperator iso after CV | Pipe Rack 1st | Attemperator HP | no data | BFW HP | no data | OPEN | no data
02-VBFW505 | FW to HP terminal atemperator iso after CV | Pipe Rack 1st | Attemperator HP | no data | BFW HP | no data | OPEN | no data
01-VBFW529 | FW to HP terminal atemperator drain | Pipe Rack 1st | Attemperator HP | no data | BFW HP | no data | CLOSED | no data
02-VBFW529 | FW to HP terminal atemperator drain | Pipe Rack 1st | Attemperator HP | no data | BFW HP | no data | CLOSED | no data
01-VBFW553 | FW to HP terminal atemperator drain | Pipe Rack 1st | Attemperator HP | no data | BFW HP | no data | CLOSED | no data
02-VBFW553 | FW to HP terminal atemperator drain | Pipe Rack 1st | Attemperator HP | no data | BFW HP | no data | CLOSED | no data
01-VBFW240 | FW to HP terminal atemperator drain after check valve | Pipe Rack 1st | Attemperator HP | no data | BFW HP | no data | CLOSED | no data
02-VBFW240 | FW to HP terminal atemperator drain after check valve | Pipe Rack 1st | Attemperator HP | no data | BFW HP | no data | CLOSED | no data
01-VBFW241 | FW to HP terminal atemperator drain after check valve | Pipe Rack 1st | Attemperator HP | no data | BFW HP | no data | CLOSED | no data
02-VBFW241 | FW to HP terminal atemperator drain after check valve | Pipe Rack 1st | Attemperator HP | no data | BFW HP | no data | CLOSED | no data
01-VBFW438 | IP FW header PIT | Pipe Rack 1st | Attemperator/Strainer | no data | BFW IP | no data | OPEN | no data
02-VBFW438 | IP FW header PIT | Pipe Rack 1st | Attemperator/Strainer | no data | BFW IP | no data | OPEN | no data
01-VBFW424 | IP FW header PIT | Pipe Rack 1st | Attemperator/Strainer | no data | BFW IP | no data | OPEN | no data
02-VBFW424 | IP FW header PIT | Pipe Rack 1st | Attemperator/Strainer | no data | BFW IP | no data | OPEN | no data
01-VBFW106 | IP FW strainer #1 inlet iso | Pipe Rack 1st | Attemperator/Strainer | no data | BFW IP | no data | OPEN | no data
02-VBFW106 | IP FW strainer #1 inlet iso | Pipe Rack 1st | Attemperator/Strainer | no data | BFW IP | no data | OPEN | no data
01-VBFW111 | IP FW strainer #1 inlet iso | Pipe Rack 1st | Attemperator/Strainer | no data | BFW IP | no data | OPEN | no data
02-VBFW111 | IP FW strainer #1 inlet iso | Pipe Rack 1st | Attemperator/Strainer | no data | BFW IP | no data | OPEN | no data
01-VBFW107 | IP FW strainer #1 outlet iso | Pipe Rack 1st | Attemperator/Strainer | no data | BFW IP | no data | OPEN | no data
02-VBFW107 | IP FW strainer #1 outlet iso | Pipe Rack 1st | Attemperator/Strainer | no data | BFW IP | no data | OPEN | no data
01-VBFW108 | IP FW strainer #1 outlet iso | Pipe Rack 1st | Attemperator/Strainer | no data | BFW IP | no data | OPEN | no data
02-VBFW108 | IP FW strainer #1 outlet iso | Pipe Rack 1st | Attemperator/Strainer | no data | BFW IP | no data | OPEN | no data
01-VBFW101 | IP FW strainer #1 drain | Pipe Rack 1st | Attemperator/Strainer | no data | BFW IP | no data | CLOSED | no data
02-VBFW101 | IP FW strainer #1 drain | Pipe Rack 1st | Attemperator/Strainer | no data | BFW IP | no data | CLOSED | no data
01-VBFW115 | IP FW strainer #1 drain | Pipe Rack 1st | Attemperator/Strainer | no data | BFW IP | no data | CLOSED | no data
02-VBFW115 | IP FW strainer #1 drain | Pipe Rack 1st | Attemperator/Strainer | no data | BFW IP | no data | CLOSED | no data
01-VBFW151 | IP FW strainer #1 vent | Pipe Rack 1st | Attemperator/Strainer | no data | BFW IP | no data | CLOSED | no data
02-VBFW151 | IP FW strainer #1 vent | Pipe Rack 1st | Attemperator/Strainer | no data | BFW IP | no data | CLOSED | no data
01-VBFW161 | IP FW strainer #1 vent | Pipe Rack 1st | Attemperator/Strainer | no data | BFW IP | no data | CLOSED | no data
02-VBFW161 | IP FW strainer #1 vent | Pipe Rack 1st | Attemperator/Strainer | no data | BFW IP | no data | CLOSED | no data
01-VBFW388 | IP FW strainer #2 inlet iso | Pipe Rack 1st | Attemperator/Strainer | no data | BFW IP | no data | CLOSED | no data
02-VBFW388 | IP FW strainer #2 inlet iso | Pipe Rack 1st | Attemperator/Strainer | no data | BFW IP | no data | CLOSED | no data
01-VBFW105 | IP FW strainer #2 inlet iso | Pipe Rack 1st | Attemperator/Strainer | no data | BFW IP | no data | CLOSED | no data
02-VBFW105 | IP FW strainer #2 inlet iso | Pipe Rack 1st | Attemperator/Strainer | no data | BFW IP | no data | CLOSED | no data
01-VBFW391 | IP FW strainer #2 outlet iso | Pipe Rack 1st | Attemperator/Strainer | no data | BFW IP | no data | CLOSED | no data
02-VBFW391 | IP FW strainer #2 outlet iso | Pipe Rack 1st | Attemperator/Strainer | no data | BFW IP | no data | CLOSED | no data
01-VBFW109 | IP FW strainer #2 outlet iso | Pipe Rack 1st | Attemperator/Strainer | no data | BFW IP | no data | CLOSED | no data
02-VBFW109 | IP FW strainer #2 outlet iso | Pipe Rack 1st | Attemperator/Strainer | no data | BFW IP | no data | CLOSED | no data
01-VBFW113 | IP FW strainer #2 drain | Pipe Rack 1st | Attemperator/Strainer | no data | BFW IP | no data | CLOSED | no data
02-VBFW113 | IP FW strainer #2 drain | Pipe Rack 1st | Attemperator/Strainer | no data | BFW IP | no data | CLOSED | no data
01-VBFW390 | IP FW strainer #2 drain | Pipe Rack 1st | Attemperator/Strainer | no data | BFW IP | no data | CLOSED | no data
02-VBFW390 | IP FW strainer #2 drain | Pipe Rack 1st | Attemperator/Strainer | no data | BFW IP | no data | CLOSED | no data
01-VBFW162 | IP FW strainer #2 vent | Pipe Rack 1st | Attemperator/Strainer | no data | BFW IP | no data | CLOSED | no data
02-VBFW162 | IP FW strainer #2 vent | Pipe Rack 1st | Attemperator/Strainer | no data | BFW IP | no data | CLOSED | no data
01-VBFW163 | IP FW strainer #2 vent | Pipe Rack 1st | Attemperator/Strainer | no data | BFW IP | no data | CLOSED | no data
02-VBFW163 | IP FW strainer #2 vent | Pipe Rack 1st | Attemperator/Strainer | no data | BFW IP | no data | CLOSED | no data
01-VBFW128 | HP steam bypass spray CV iso | Pipe Rack 3rd | Attemperator HP | no data | BFW IP | no data | OPEN | no data
02-VBFW128 | HP steam bypass spray CV iso | Pipe Rack 3rd | Attemperator HP | no data | BFW IP | no data | OPEN | no data
01-VBFW129 | HP steam bypass spray CV iso | Pipe Rack 3rd | Attemperator HP | no data | BFW IP | no data | OPEN | no data
02-VBFW129 | HP steam bypass spray CV iso | Pipe Rack 3rd | Attemperator HP | no data | BFW IP | no data | OPEN | no data
01-VBFW130 | HP steam bypass spray drain | Pipe Rack 3rd | Attemperator HP | no data | BFW IP | no data | CLOSED | no data
02-VBFW130 | HP steam bypass spray drain | Pipe Rack 3rd | Attemperator HP | no data | BFW IP | no data | CLOSED | no data
01-VBFW131 | HP steam bypass spray drain | Pipe Rack 3rd | Attemperator HP | no data | BFW IP | no data | CLOSED | no data
02-VBFW131 | HP steam bypass spray drain | Pipe Rack 3rd | Attemperator HP | no data | BFW IP | no data | CLOSED | no data
01-VBFW124 | IP FW to HP bypass FT iso | Pipe Rack 3rd | Attemperator HP | no data | BFW IP | no data | OPEN | no data
02-VBFW124 | IP FW to HP bypass FT iso | Pipe Rack 3rd | Attemperator HP | no data | BFW IP | no data | OPEN | no data
01-VBFW125 | IP FW to HP bypass FT iso | Pipe Rack 3rd | Attemperator HP | no data | BFW IP | no data | OPEN | no data
02-VBFW125 | IP FW to HP bypass FT iso | Pipe Rack 3rd | Attemperator HP | no data | BFW IP | no data | OPEN | no data
01-VBFW112 | IP FW to HP bypass FT iso | Pipe Rack 3rd | Attemperator HP | no data | BFW IP | no data | OPEN | no data
02-VBFW112 | IP FW to HP bypass FT iso | Pipe Rack 3rd | Attemperator HP | no data | BFW IP | no data | OPEN | no data
01-VBFW378 | IP FW to HP bypass FT iso | Pipe Rack 3rd | Attemperator HP | no data | BFW IP | no data | OPEN | no data
02-VBFW378 | IP FW to HP bypass FT iso | Pipe Rack 3rd | Attemperator HP | no data | BFW IP | no data | OPEN | no data
01-VBFW114 | IP FW to HP bypass FT iso | Pipe Rack 3rd | Attemperator HP | no data | BFW IP | no data | OPEN | no data
02-VBFW114 | IP FW to HP bypass FT iso | Pipe Rack 3rd | Attemperator HP | no data | BFW IP | no data | OPEN | no data
01-VBFW519 | IP FW to HP bypass FT iso | Pipe Rack 3rd | Attemperator HP | no data | BFW IP | no data | OPEN | no data
02-VBFW519 | IP FW to HP bypass FT iso | Pipe Rack 3rd | Attemperator HP | no data | BFW IP | no data | OPEN | no data
01-VBFW126 | IP FW to HP bypass FT iso | Pipe Rack 3rd | Attemperator HP | no data | BFW IP | no data | OPEN | no data
02-VBFW126 | IP FW to HP bypass FT iso | Pipe Rack 3rd | Attemperator HP | no data | BFW IP | no data | OPEN | no data
01-VBFW127 | IP FW to HP bypass FT iso | Pipe Rack 3rd | Attemperator HP | no data | BFW IP | no data | OPEN | no data
02-VBFW127 | IP FW to HP bypass FT iso | Pipe Rack 3rd | Attemperator HP | no data | BFW IP | no data | OPEN | no data
01-VBFW569 | IP FW to HP bypass vent | Pipe Rack 3rd | Attemperator HP | no data | BFW IP | no data | CLOSED | no data
02-VBFW569 | IP FW to HP bypass vent | Pipe Rack 3rd | Attemperator HP | no data | BFW IP | no data | CLOSED | no data
01-VBFW567 | IP FW to HP bypass vent | Pipe Rack 3rd | Attemperator HP | no data | BFW IP | no data | CLOSED | no data
02-VBFW567 | IP FW to HP bypass vent | Pipe Rack 3rd | Attemperator HP | no data | BFW IP | no data | CLOSED | no data
01-VBFW119 | IP FW to HP bypass drain before CV | Pipe Rack 3rd | Attemperator HP | no data | BFW IP | no data | CLOSED | no data
02-VBFW119 | IP FW to HP bypass drain before CV | Pipe Rack 3rd | Attemperator HP | no data | BFW IP | no data | CLOSED | no data
01-VBFW387 | IP FW to HP bypass drain before CV | Pipe Rack 3rd | Attemperator HP | no data | BFW IP | no data | CLOSED | no data
02-VBFW387 | IP FW to HP bypass drain before CV | Pipe Rack 3rd | Attemperator HP | no data | BFW IP | no data | CLOSED | no data
01-VBFW513 | IP FW to HP bypass iso | Pipe Rack 3rd | Attemperator HP | no data | BFW IP | no data | CLOSED | no data
02-VBFW513 | IP FW to HP bypass iso | Pipe Rack 3rd | Attemperator HP | no data | BFW IP | no data | CLOSED | no data
01-VBFW557 | IP FW to HP bypass drain | Pipe Rack 3rd | Attemperator HP | no data | BFW IP | no data | CLOSED | no data
02-VBFW557 | IP FW to HP bypass drain | Pipe Rack 3rd | Attemperator HP | no data | BFW IP | no data | CLOSED | no data
01-VBFW551 | IP FW to HP bypass drain | Pipe Rack 3rd | Attemperator HP | no data | BFW IP | no data | CLOSED | no data
02-VBFW551 | IP FW to HP bypass drain | Pipe Rack 3rd | Attemperator HP | no data | BFW IP | no data | CLOSED | no data
01-VBFW574 | HRH terminal attemperator before CV iso | Pipe Rack 2nd | Attemperator HRH | no data | BFW IP | no data | OPEN | no data
02-VBFW574 | HRH terminal attemperator before CV iso | Pipe Rack 2nd | Attemperator HRH | no data | BFW IP | no data | OPEN | no data
01-VBFW575 | HRH terminal attemperator before CV iso | Pipe Rack 2nd | Attemperator HRH | no data | BFW IP | no data | OPEN | no data
02-VBFW575 | HRH terminal attemperator before CV iso | Pipe Rack 2nd | Attemperator HRH | no data | BFW IP | no data | OPEN | no data
01-VBFW576 | HRH terminal attemperator drain | Pipe Rack 2nd | Attemperator HRH | no data | BFW IP | no data | CLOSED | no data
02-VBFW576 | HRH terminal attemperator drain | Pipe Rack 2nd | Attemperator HRH | no data | BFW IP | no data | CLOSED | no data
01-VBFW577 | HRH terminal attemperator drain | Pipe Rack 2nd | Attemperator HRH | no data | BFW IP | no data | CLOSED | no data
02-VBFW577 | HRH terminal attemperator drain | Pipe Rack 2nd | Attemperator HRH | no data | BFW IP | no data | CLOSED | no data
01-VBFW124F | HRH terminal atemperator flow meter (3 tramsmitters) | Pipe Rack 2nd | Attemperator HRH | no data | BFW IP | no data | OPEN | no data
02-VBFW124F | HRH terminal atemperator flow meter (3 tramsmitters) | Pipe Rack 2nd | Attemperator HRH | no data | BFW IP | no data | OPEN | no data
01-VBFWF125F | HRH terminal atemperator flow meter (3 tramsmitters) | Pipe Rack 2nd | Attemperator HRH | no data | BFW IP | no data | OPEN | no data
02-VBFWF125F | HRH terminal atemperator flow meter (3 tramsmitters) | Pipe Rack 2nd | Attemperator HRH | no data | BFW IP | no data | OPEN | no data
01-VBFWF126F | HRH terminal atemperator flow meter (3 tramsmitters) | Pipe Rack 2nd | Attemperator HRH | no data | BFW IP | no data | OPEN | no data
02-VBFWF126F | HRH terminal atemperator flow meter (3 tramsmitters) | Pipe Rack 2nd | Attemperator HRH | no data | BFW IP | no data | OPEN | no data
01-VBFWF127F | HRH terminal atemperator flow meter (3 tramsmitters) | Pipe Rack 2nd | Attemperator HRH | no data | BFW IP | no data | OPEN | no data
02-VBFWF127F | HRH terminal atemperator flow meter (3 tramsmitters) | Pipe Rack 2nd | Attemperator HRH | no data | BFW IP | no data | OPEN | no data
01-VBFWF100F | HRH terminal atemperator flow meter (3 tramsmitters) | Pipe Rack 2nd | Attemperator HRH | no data | BFW IP | no data | OPEN | no data
02-VBFWF100F | HRH terminal atemperator flow meter (3 tramsmitters) | Pipe Rack 2nd | Attemperator HRH | no data | BFW IP | no data | OPEN | no data
01-VBFWF110F | HRH terminal atemperator flow meter (3 tramsmitters) | Pipe Rack 2nd | Attemperator HRH | no data | BFW IP | no data | OPEN | no data
02-VBFWF110F | HRH terminal atemperator flow meter (3 tramsmitters) | Pipe Rack 2nd | Attemperator HRH | no data | BFW IP | no data | OPEN | no data
01-VBFWF104F | HRH terminal atemperator flow meter (3 tramsmitters) | Pipe Rack 2nd | Attemperator HRH | no data | BFW IP | no data | OPEN | no data
02-VBFWF104F | HRH terminal atemperator flow meter (3 tramsmitters) | Pipe Rack 2nd | Attemperator HRH | no data | BFW IP | no data | OPEN | no data
01-VBFWF102F | HRH terminal atemperator flow meter (3 tramsmitters) | Pipe Rack 2nd | Attemperator HRH | no data | BFW IP | no data | OPEN | no data
02-VBFWF102F | HRH terminal atemperator flow meter (3 tramsmitters) | Pipe Rack 2nd | Attemperator HRH | no data | BFW IP | no data | OPEN | no data
01-VBFW389 | HRH terminal drain after block valve (2) valves | Pipe Rack 2nd | Attemperator HRH | no data | BFW IP | no data | CLOSED | no data
02-VBFW389 | HRH terminal drain after block valve (2) valves | Pipe Rack 2nd | Attemperator HRH | no data | BFW IP | no data | CLOSED | no data
01-VBFW103 | HRH terminal drain after block valve (2) valves | Pipe Rack 2nd | Attemperator HRH | no data | BFW IP | no data | CLOSED | no data
02-VBFW103 | HRH terminal drain after block valve (2) valves | Pipe Rack 2nd | Attemperator HRH | no data | BFW IP | no data | CLOSED | no data
01-VBFW118 | HRH terminal attemperator after CV iso | Pipe Rack 2nd | Attemperator HRH | no data | BFW IP | no data | CLOSED | no data
02-VBFW118 | HRH terminal attemperator after CV iso | Pipe Rack 2nd | Attemperator HRH | no data | BFW IP | no data | CLOSED | no data
01-VBFW362 | HRH terminal drain after check valve (2) valves (3rd pipe rack) | Pipe Rack 2nd | Attemperator HRH | no data | BFW IP | no data | CLOSED | no data
02-VBFW362 | HRH terminal drain after check valve (2) valves (3rd pipe rack) | Pipe Rack 2nd | Attemperator HRH | no data | BFW IP | no data | CLOSED | no data
01-VBFW363 | HRH terminal drain after check valve (2) valves (3rd pipe rack) | Pipe Rack 2nd | Attemperator HRH | no data | BFW IP | no data | CLOSED | no data
02-VBFW363 | HRH terminal drain after check valve (2) valves (3rd pipe rack) | Pipe Rack 2nd | Attemperator HRH | no data | BFW IP | no data | CLOSED | no data
01-VBFW618 | HRH terminal attemperator vent after check (3rd pipe rack) | Pipe Rack 2nd | Attemperator HRH | no data | BFW IP | no data | CLOSED | no data
02-VBFW618 | HRH terminal attemperator vent after check (3rd pipe rack) | Pipe Rack 2nd | Attemperator HRH | no data | BFW IP | no data | CLOSED | no data
01-VBFW619 | HRH terminal attemperator vent after check (3rd pipe rack) | Pipe Rack 2nd | Attemperator HRH | no data | BFW IP | no data | CLOSED | no data
02-VBFW619 | HRH terminal attemperator vent after check (3rd pipe rack) | Pipe Rack 2nd | Attemperator HRH | no data | BFW IP | no data | CLOSED | no data
01-VBFW918 | (2) Flow transmitters (8) valves | HRSG lower | Attemperator HRH | no data | BFW IP | no data | OPEN | no data
02-VBFW918 | (2) Flow transmitters (8) valves | HRSG lower | Attemperator HRH | no data | BFW IP | no data | OPEN | no data
01-VBFW919 | (2) Flow transmitters (8) valves | HRSG lower | Attemperator HRH | no data | BFW IP | no data | OPEN | no data
02-VBFW919 | (2) Flow transmitters (8) valves | HRSG lower | Attemperator HRH | no data | BFW IP | no data | OPEN | no data
01-VBFW820 | (2) Flow transmitters (8) valves | HRSG lower | Attemperator HRH | no data | BFW IP | no data | OPEN | no data
02-VBFW820 | (2) Flow transmitters (8) valves | HRSG lower | Attemperator HRH | no data | BFW IP | no data | OPEN | no data
01-VBFW821 | (2) Flow transmitters (8) valves | HRSG lower | Attemperator HRH | no data | BFW IP | no data | OPEN | no data
02-VBFW821 | (2) Flow transmitters (8) valves | HRSG lower | Attemperator HRH | no data | BFW IP | no data | OPEN | no data
01-VBFW822 | (2) Flow transmitters (8) valves | HRSG lower | Attemperator HRH | no data | BFW IP | no data | OPEN | no data
02-VBFW822 | (2) Flow transmitters (8) valves | HRSG lower | Attemperator HRH | no data | BFW IP | no data | OPEN | no data
01-VBFW823 | (2) Flow transmitters (8) valves | HRSG lower | Attemperator HRH | no data | BFW IP | no data | OPEN | no data
02-VBFW823 | (2) Flow transmitters (8) valves | HRSG lower | Attemperator HRH | no data | BFW IP | no data | OPEN | no data
01-VBFW824 | (2) Flow transmitters (8) valves | HRSG lower | Attemperator HRH | no data | BFW IP | no data | OPEN | no data
02-VBFW824 | (2) Flow transmitters (8) valves | HRSG lower | Attemperator HRH | no data | BFW IP | no data | OPEN | no data
01-VBFW825 | (2) Flow transmitters (8) valves | HRSG lower | Attemperator HRH | no data | BFW IP | no data | OPEN | no data
02-VBFW825 | (2) Flow transmitters (8) valves | HRSG lower | Attemperator HRH | no data | BFW IP | no data | OPEN | no data
01-VBFW960 | Drain before CV | HRSG lower | Attemperator HRH | no data | BFW IP | no data | CLOSED | no data
02-VBFW960 | Drain before CV | HRSG lower | Attemperator HRH | no data | BFW IP | no data | CLOSED | no data
01-VBFW961 | Drain before CV | HRSG lower | Attemperator HRH | no data | BFW IP | no data | CLOSED | no data
02-VBFW961 | Drain before CV | HRSG lower | Attemperator HRH | no data | BFW IP | no data | CLOSED | no data
01-VBFW848 | Strainer Drain (2) valves | HRSG lower | Attemperator HRH | no data | BFW IP | no data | CLOSED | no data
02-VBFW848 | Strainer Drain (2) valves | HRSG lower | Attemperator HRH | no data | BFW IP | no data | CLOSED | no data
01-VBFW849 | Strainer Drain (2) valves | HRSG lower | Attemperator HRH | no data | BFW IP | no data | CLOSED | no data
02-VBFW849 | Strainer Drain (2) valves | HRSG lower | Attemperator HRH | no data | BFW IP | no data | CLOSED | no data
01-VBFW826 | Strainer DPT (4) valves | HRSG lower | Attemperator HRH | no data | BFW IP | no data | OPEN | no data
02-VBFW826 | Strainer DPT (4) valves | HRSG lower | Attemperator HRH | no data | BFW IP | no data | OPEN | no data
01-VBFW827 | Strainer DPT (4) valves | HRSG lower | Attemperator HRH | no data | BFW IP | no data | OPEN | no data
02-VBFW827 | Strainer DPT (4) valves | HRSG lower | Attemperator HRH | no data | BFW IP | no data | OPEN | no data
01-VBFW828 | Strainer DPT (4) valves | HRSG lower | Attemperator HRH | no data | BFW IP | no data | OPEN | no data
02-VBFW828 | Strainer DPT (4) valves | HRSG lower | Attemperator HRH | no data | BFW IP | no data | OPEN | no data
01-VBFW829 | Strainer DPT (4) valves | HRSG lower | Attemperator HRH | no data | BFW IP | no data | OPEN | no data
02-VBFW829 | Strainer DPT (4) valves | HRSG lower | Attemperator HRH | no data | BFW IP | no data | OPEN | no data
01-VBFW930 | After CV iso | HRSG lower | Attemperator HRH | no data | BFW IP | no data | OPEN | no data
02-VBFW930 | After CV iso | HRSG lower | Attemperator HRH | no data | BFW IP | no data | OPEN | no data
01-VBFW962 | Drain after check (2) valves | HRSG lower | Attemperator HRH | no data | BFW IP | no data | CLOSED | no data
02-VBFW962 | Drain after check (2) valves | HRSG lower | Attemperator HRH | no data | BFW IP | no data | CLOSED | no data
01-VBFW963 | Drain after check (2) valves | HRSG lower | Attemperator HRH | no data | BFW IP | no data | CLOSED | no data
02-VBFW963 | Drain after check (2) valves | HRSG lower | Attemperator HRH | no data | BFW IP | no data | CLOSED | no data
01-VBFW433 | CRH to AUX steam LOW flow attemperator ISO before CV | Pipe Rack 3rd | Attempeator Aux | no data | BFW IP | no data | OPEN | no data
02-VBFW433 | CRH to AUX steam LOW flow attemperator ISO before CV | Pipe Rack 3rd | Attempeator Aux | no data | BFW IP | no data | OPEN | no data
01-VBFW434 | CRH to AUX steam LOW flow attemperator ISO before CV | Pipe Rack 3rd | Attempeator Aux | no data | BFW IP | no data | OPEN | no data
02-VBFW434 | CRH to AUX steam LOW flow attemperator ISO before CV | Pipe Rack 3rd | Attempeator Aux | no data | BFW IP | no data | OPEN | no data
01-VBFW447 | Drain between attemperator isolation valves | Pipe Rack 3rd | Attempeator Aux | no data | BFW IP | no data | CLOSED | no data
02-VBFW447 | Drain between attemperator isolation valves | Pipe Rack 3rd | Attempeator Aux | no data | BFW IP | no data | CLOSED | no data
01-VBFW448 | Drain between attemperator isolation valves | Pipe Rack 3rd | Attempeator Aux | no data | BFW IP | no data | CLOSED | no data
02-VBFW448 | Drain between attemperator isolation valves | Pipe Rack 3rd | Attempeator Aux | no data | BFW IP | no data | CLOSED | no data
01-VBFW431 | Flow transmitter (4) valves | Pipe Rack 3rd | Attempeator Aux | no data | BFW IP | no data | OPEN | no data
02-VBFW431 | Flow transmitter (4) valves | Pipe Rack 3rd | Attempeator Aux | no data | BFW IP | no data | OPEN | no data
01-VBFW432 | Flow transmitter (4) valves | Pipe Rack 3rd | Attempeator Aux | no data | BFW IP | no data | OPEN | no data
02-VBFW432 | Flow transmitter (4) valves | Pipe Rack 3rd | Attempeator Aux | no data | BFW IP | no data | OPEN | no data
01-VBFW156 | Flow transmitter (4) valves | Pipe Rack 3rd | Attempeator Aux | no data | BFW IP | no data | OPEN | no data
02-VBFW156 | Flow transmitter (4) valves | Pipe Rack 3rd | Attempeator Aux | no data | BFW IP | no data | OPEN | no data
01-VBFW157 | Flow transmitter (4) valves | Pipe Rack 3rd | Attempeator Aux | no data | BFW IP | no data | OPEN | no data
02-VBFW157 | Flow transmitter (4) valves | Pipe Rack 3rd | Attempeator Aux | no data | BFW IP | no data | OPEN | no data
01-VBFW436 | Drain before CV (2) valves | Pipe Rack 3rd | Attempeator Aux | no data | BFW IP | no data | CLOSED | no data
02-VBFW436 | Drain before CV (2) valves | Pipe Rack 3rd | Attempeator Aux | no data | BFW IP | no data | CLOSED | no data
01-VBFW437 | Drain before CV (2) valves | Pipe Rack 3rd | Attempeator Aux | no data | BFW IP | no data | CLOSED | no data
02-VBFW437 | Drain before CV (2) valves | Pipe Rack 3rd | Attempeator Aux | no data | BFW IP | no data | CLOSED | no data
01-VBFW624 | Vent after CV (2) valves | Pipe Rack 3rd | Attempeator Aux | no data | BFW IP | no data | CLOSED | no data
02-VBFW624 | Vent after CV (2) valves | Pipe Rack 3rd | Attempeator Aux | no data | BFW IP | no data | CLOSED | no data
01-VBFW625 | Vent after CV (2) valves | Pipe Rack 3rd | Attempeator Aux | no data | BFW IP | no data | CLOSED | no data
02-VBFW625 | Vent after CV (2) valves | Pipe Rack 3rd | Attempeator Aux | no data | BFW IP | no data | CLOSED | no data
01-VBFW628 | Drain after CV (2) valves | Pipe Rack 3rd | Attempeator Aux | no data | BFW IP | no data | CLOSED | no data
02-VBFW628 | Drain after CV (2) valves | Pipe Rack 3rd | Attempeator Aux | no data | BFW IP | no data | CLOSED | no data
01-VBFW629 | Drain after CV (2) valves | Pipe Rack 3rd | Attempeator Aux | no data | BFW IP | no data | CLOSED | no data
02-VBFW629 | Drain after CV (2) valves | Pipe Rack 3rd | Attempeator Aux | no data | BFW IP | no data | CLOSED | no data
01-VBFW319 | CRH to AUX steam LOW flow attemperator ISO after CV | Pipe Rack 3rd | Attempeator Aux | no data | BFW IP | no data | OPEN | no data
02-VBFW319 | CRH to AUX steam LOW flow attemperator ISO after CV | Pipe Rack 3rd | Attempeator Aux | no data | BFW IP | no data | OPEN | no data
01-VBFW451 | Drain after check (2) valves | Pipe Rack 3rd | Attempeator Aux | no data | BFW IP | no data | CLOSED | no data
02-VBFW451 | Drain after check (2) valves | Pipe Rack 3rd | Attempeator Aux | no data | BFW IP | no data | CLOSED | no data
01-VBFW452 | Drain after check (2) valves | Pipe Rack 3rd | Attempeator Aux | no data | BFW IP | no data | CLOSED | no data
02-VBFW452 | Drain after check (2) valves | Pipe Rack 3rd | Attempeator Aux | no data | BFW IP | no data | CLOSED | no data
01-VBFW570 | CRH to AUX steam HIGH flow attemperator ISO before CV | Pipe Rack 3rd | Attempeator Aux | no data | BFW IP | no data | OPEN | no data
02-VBFW570 | CRH to AUX steam HIGH flow attemperator ISO before CV | Pipe Rack 3rd | Attempeator Aux | no data | BFW IP | no data | OPEN | no data
01-VBFW571 | CRH to AUX steam HIGH flow attemperator ISO before CV | Pipe Rack 3rd | Attempeator Aux | no data | BFW IP | no data | OPEN | no data
02-VBFW571 | CRH to AUX steam HIGH flow attemperator ISO before CV | Pipe Rack 3rd | Attempeator Aux | no data | BFW IP | no data | OPEN | no data
01-VBFW572 | Drain between attemperator isolation valves | Pipe Rack 3rd | Attempeator Aux | no data | BFW IP | no data | CLOSED | no data
02-VBFW572 | Drain between attemperator isolation valves | Pipe Rack 3rd | Attempeator Aux | no data | BFW IP | no data | CLOSED | no data
01-VBFW573 | Drain between attemperator isolation valves | Pipe Rack 3rd | Attempeator Aux | no data | BFW IP | no data | CLOSED | no data
02-VBFW573 | Drain between attemperator isolation valves | Pipe Rack 3rd | Attempeator Aux | no data | BFW IP | no data | CLOSED | no data
01-VBFW140 | Flow transmitter (4) valves | Pipe Rack 3rd | Attempeator Aux | no data | BFW IP | no data | OPEN | no data
02-VBFW140 | Flow transmitter (4) valves | Pipe Rack 3rd | Attempeator Aux | no data | BFW IP | no data | OPEN | no data
01-VBFW141 | Flow transmitter (4) valves | Pipe Rack 3rd | Attempeator Aux | no data | BFW IP | no data | OPEN | no data
02-VBFW141 | Flow transmitter (4) valves | Pipe Rack 3rd | Attempeator Aux | no data | BFW IP | no data | OPEN | no data
01-VBFW142 | Flow transmitter (4) valves | Pipe Rack 3rd | Attempeator Aux | no data | BFW IP | no data | OPEN | no data
02-VBFW142 | Flow transmitter (4) valves | Pipe Rack 3rd | Attempeator Aux | no data | BFW IP | no data | OPEN | no data
01-VBFW143 | Flow transmitter (4) valves | Pipe Rack 3rd | Attempeator Aux | no data | BFW IP | no data | OPEN | no data
02-VBFW143 | Flow transmitter (4) valves | Pipe Rack 3rd | Attempeator Aux | no data | BFW IP | no data | OPEN | no data
01-VBFW144 | Drain before CV (2) valves | Pipe Rack 3rd | Attempeator Aux | no data | BFW IP | no data | CLOSED | no data
02-VBFW144 | Drain before CV (2) valves | Pipe Rack 3rd | Attempeator Aux | no data | BFW IP | no data | CLOSED | no data
01-VBFW145 | Drain before CV (2) valves | Pipe Rack 3rd | Attempeator Aux | no data | BFW IP | no data | CLOSED | no data
02-VBFW145 | Drain before CV (2) valves | Pipe Rack 3rd | Attempeator Aux | no data | BFW IP | no data | CLOSED | no data
01-VBFW622 | Vent after CV (2) valves | Pipe Rack 3rd | Attempeator Aux | no data | BFW IP | no data | CLOSED | no data
02-VBFW622 | Vent after CV (2) valves | Pipe Rack 3rd | Attempeator Aux | no data | BFW IP | no data | CLOSED | no data
01-VBFW623 | Vent after CV (2) valves | Pipe Rack 3rd | Attempeator Aux | no data | BFW IP | no data | CLOSED | no data
02-VBFW623 | Vent after CV (2) valves | Pipe Rack 3rd | Attempeator Aux | no data | BFW IP | no data | CLOSED | no data
01-VBFW626 | Drain after CV (2) valves | Pipe Rack 3rd | Attempeator Aux | no data | BFW IP | no data | CLOSED | no data
02-VBFW626 | Drain after CV (2) valves | Pipe Rack 3rd | Attempeator Aux | no data | BFW IP | no data | CLOSED | no data
01-VBFW627 | Drain after CV (2) valves | Pipe Rack 3rd | Attempeator Aux | no data | BFW IP | no data | CLOSED | no data
02-VBFW627 | Drain after CV (2) valves | Pipe Rack 3rd | Attempeator Aux | no data | BFW IP | no data | CLOSED | no data
01-VBFW146 | CRH to AUX steam HIGH flow attemperator ISO after CV | Pipe Rack 3rd | Attempeator Aux | no data | BFW IP | no data | OPEN | no data
02-VBFW146 | CRH to AUX steam HIGH flow attemperator ISO after CV | Pipe Rack 3rd | Attempeator Aux | no data | BFW IP | no data | OPEN | no data
01-VBFW454 | Drain after check (2) valves | Pipe Rack 3rd | Attempeator Aux | no data | BFW IP | no data | CLOSED | no data
02-VBFW454 | Drain after check (2) valves | Pipe Rack 3rd | Attempeator Aux | no data | BFW IP | no data | CLOSED | no data
01-VBFW453 | Drain after check (2) valves | Pipe Rack 3rd | Attempeator Aux | no data | BFW IP | no data | CLOSED | no data
02-VBFW453 | Drain after check (2) valves | Pipe Rack 3rd | Attempeator Aux | no data | BFW IP | no data | CLOSED | no data
01-VBFW113 | IP FW strainer #2 drain | Pipe Rack 1st | TCA | no data | BFW IP | no data | CLOSED | no data
02-VBFW113 | IP FW strainer #2 drain | Pipe Rack 1st | TCA | no data | BFW IP | no data | CLOSED | no data
01-VBFW390 | IP FW strainer #2 drain | Pipe Rack 1st | TCA | no data | BFW IP | no data | CLOSED | no data
02-VBFW390 | IP FW strainer #2 drain | Pipe Rack 1st | TCA | no data | BFW IP | no data | CLOSED | no data
01-VBFW162 | IP FW strainer #2 vent | Pipe Rack 1st | TCA | no data | BFW IP | no data | CLOSED | no data
02-VBFW162 | IP FW strainer #2 vent | Pipe Rack 1st | TCA | no data | BFW IP | no data | CLOSED | no data
01-VBFW163 | IP FW strainer #2 vent | Pipe Rack 1st | TCA | no data | BFW IP | no data | CLOSED | no data
02-VBFW163 | IP FW strainer #2 vent | Pipe Rack 1st | TCA | no data | BFW IP | no data | CLOSED | no data
01-VBFW296 | FW to TCA flow meter (4) valves | Pipe Rack 1st | TCA | no data | BFW HP | no data | OPEN | no data
02-VBFW296 | FW to TCA flow meter (4) valves | Pipe Rack 1st | TCA | no data | BFW HP | no data | OPEN | no data
01-VBFW297 | FW to TCA flow meter (4) valves | Pipe Rack 1st | TCA | no data | BFW HP | no data | OPEN | no data
02-VBFW297 | FW to TCA flow meter (4) valves | Pipe Rack 1st | TCA | no data | BFW HP | no data | OPEN | no data
01-VBFW298 | FW to TCA flow meter (4) valves | Pipe Rack 1st | TCA | no data | BFW HP | no data | OPEN | no data
02-VBFW298 | FW to TCA flow meter (4) valves | Pipe Rack 1st | TCA | no data | BFW HP | no data | OPEN | no data
01-VBFW299 | FW to TCA flow meter (4) valves | Pipe Rack 1st | TCA | no data | BFW HP | no data | OPEN | no data
02-VBFW299 | FW to TCA flow meter (4) valves | Pipe Rack 1st | TCA | no data | BFW HP | no data | OPEN | no data
01-VBFW300 | FW to TCA iso | Pipe Rack 1st | TCA | no data | BFW HP | no data | OPEN | no data
02-VBFW300 | FW to TCA iso | Pipe Rack 1st | TCA | no data | BFW HP | no data | OPEN | no data
01-VBFW301 | FW to TCA drain | Pipe Rack 1st | TCA | no data | BFW HP | no data | CLOSED | no data
02-VBFW301 | FW to TCA drain | Pipe Rack 1st | TCA | no data | BFW HP | no data | CLOSED | no data
01-VBFW302 | FW to TCA drain | Pipe Rack 1st | TCA | no data | BFW HP | no data | CLOSED | no data
02-VBFW302 | FW to TCA drain | Pipe Rack 1st | TCA | no data | BFW HP | no data | CLOSED | no data
01-VBFW303 | FW to TCA drain after CV | Pipe Rack 1st | TCA | no data | BFW HP | no data | CLOSED | no data
02-VBFW303 | FW to TCA drain after CV | Pipe Rack 1st | TCA | no data | BFW HP | no data | CLOSED | no data
01-VBFW304 | FW to TCA drain after CV | Pipe Rack 1st | TCA | no data | BFW HP | no data | CLOSED | no data
02-VBFW304 | FW to TCA drain after CV | Pipe Rack 1st | TCA | no data | BFW HP | no data | CLOSED | no data
01-VBFW306 | From TCA iso | Pipe Rack 1st | TCA | no data | BFW HP | no data | OPEN | no data
02-VBFW306 | From TCA iso | Pipe Rack 1st | TCA | no data | BFW HP | no data | OPEN | no data
01-VBFW700 | PDI across TCA | Pipe Rack 1st | TCA | no data | BFW HP | no data | OPEN | no data
02-VBFW700 | PDI across TCA | Pipe Rack 1st | TCA | no data | BFW HP | no data | OPEN | no data
01-VBFW701 | PDI across TCA | Pipe Rack 1st | TCA | no data | BFW HP | no data | OPEN | no data
02-VBFW701 | PDI across TCA | Pipe Rack 1st | TCA | no data | BFW HP | no data | OPEN | no data
01-VBFW929 | PDI across TCA | Pipe Rack 1st | TCA | no data | BFW HP | no data | OPEN | no data
02-VBFW929 | PDI across TCA | Pipe Rack 1st | TCA | no data | BFW HP | no data | OPEN | no data
01-VBFW928 | PDI across TCA | Pipe Rack 1st | TCA | no data | BFW HP | no data | OPEN | no data
02-VBFW928 | PDI across TCA | Pipe Rack 1st | TCA | no data | BFW HP | no data | OPEN | no data
01-VBFW307 | FW from TCA PITx2 (4) valves | Pipe Rack 1st | TCA | no data | BFW HP | no data | OPEN | no data
02-VBFW307 | FW from TCA PITx2 (4) valves | Pipe Rack 1st | TCA | no data | BFW HP | no data | OPEN | no data
01-VBFW308 | FW from TCA PITx2 (4) valves | Pipe Rack 1st | TCA | no data | BFW HP | no data | OPEN | no data
02-VBFW308 | FW from TCA PITx2 (4) valves | Pipe Rack 1st | TCA | no data | BFW HP | no data | OPEN | no data
01-VBFW309 | FW from TCA PITx2 (4) valves | Pipe Rack 1st | TCA | no data | BFW HP | no data | OPEN | no data
02-VBFW309 | FW from TCA PITx2 (4) valves | Pipe Rack 1st | TCA | no data | BFW HP | no data | OPEN | no data
01-VBFW310 | FW from TCA PITx2 (4) valves | Pipe Rack 1st | TCA | no data | BFW HP | no data | OPEN | no data
02-VBFW310 | FW from TCA PITx2 (4) valves | Pipe Rack 1st | TCA | no data | BFW HP | no data | OPEN | no data
01-VBFW305 | Drain After TCA coller | Pipe Rack 1st | TCA | no data | BFW HP | no data | CLOSED | no data
02-VBFW305 | Drain After TCA coller | Pipe Rack 1st | TCA | no data | BFW HP | no data | CLOSED | no data
01-VBFW294 | Drain After TCA coller | Pipe Rack 1st | TCA | no data | BFW HP | no data | CLOSED | no data
02-VBFW294 | Drain After TCA coller | Pipe Rack 1st | TCA | no data | BFW HP | no data | CLOSED | no data
01-VBFW311 | From TCA flow meter (4) valves | Pipe Rack 1st | TCA | no data | BFW HP | no data | OPEN | no data
02-VBFW311 | From TCA flow meter (4) valves | Pipe Rack 1st | TCA | no data | BFW HP | no data | OPEN | no data
01-VBFW312 | From TCA flow meter (4) valves | Pipe Rack 1st | TCA | no data | BFW HP | no data | OPEN | no data
02-VBFW312 | From TCA flow meter (4) valves | Pipe Rack 1st | TCA | no data | BFW HP | no data | OPEN | no data
01-VBFW313 | From TCA flow meter (4) valves | Pipe Rack 1st | TCA | no data | BFW HP | no data | OPEN | no data
02-VBFW313 | From TCA flow meter (4) valves | Pipe Rack 1st | TCA | no data | BFW HP | no data | OPEN | no data
01-VBFW314 | From TCA flow meter (4) valves | Pipe Rack 1st | TCA | no data | BFW HP | no data | OPEN | no data
02-VBFW314 | From TCA flow meter (4) valves | Pipe Rack 1st | TCA | no data | BFW HP | no data | OPEN | no data
01-VBFW315 | From TCA flow meter (4) valves | Pipe Rack 1st | TCA | no data | BFW HP | no data | OPEN | no data
02-VBFW315 | From TCA flow meter (4) valves | Pipe Rack 1st | TCA | no data | BFW HP | no data | OPEN | no data
01-VBFW316 | From TCA flow meter (4) valves | Pipe Rack 1st | TCA | no data | BFW HP | no data | OPEN | no data
02-VBFW316 | From TCA flow meter (4) valves | Pipe Rack 1st | TCA | no data | BFW HP | no data | OPEN | no data
01-VBFW317 | From TCA flow meter (4) valves | Pipe Rack 1st | TCA | no data | BFW HP | no data | OPEN | no data
02-VBFW317 | From TCA flow meter (4) valves | Pipe Rack 1st | TCA | no data | BFW HP | no data | OPEN | no data
01-VBFW318 | From TCA flow meter (4) valves | Pipe Rack 1st | TCA | no data | BFW HP | no data | OPEN | no data
02-VBFW318 | From TCA flow meter (4) valves | Pipe Rack 1st | TCA | no data | BFW HP | no data | OPEN | no data
01-VBFW324 | From TCA to HP economizer vent | Pipe Rack 1st | TCA | no data | BFW HP | no data | CLOSED | no data
02-VBFW324 | From TCA to HP economizer vent | Pipe Rack 1st | TCA | no data | BFW HP | no data | CLOSED | no data
01-VBFW325 | From TCA to HP economizer vent | Pipe Rack 1st | TCA | no data | BFW HP | no data | CLOSED | no data
02-VBFW325 | From TCA to HP economizer vent | Pipe Rack 1st | TCA | no data | BFW HP | no data | CLOSED | no data
01-VBFW320 | From TCA to HP economizer PDIT (4) valves | Pipe Rack 1st | TCA | no data | BFW HP | no data | OPEN | no data
02-VBFW320 | From TCA to HP economizer PDIT (4) valves | Pipe Rack 1st | TCA | no data | BFW HP | no data | OPEN | no data
01-VBFW321 | From TCA to HP economizer PDIT (4) valves | Pipe Rack 1st | TCA | no data | BFW HP | no data | OPEN | no data
02-VBFW321 | From TCA to HP economizer PDIT (4) valves | Pipe Rack 1st | TCA | no data | BFW HP | no data | OPEN | no data
01-VBFW326 | From TCA to HP economizer PDIT (4) valves | Pipe Rack 1st | TCA | no data | BFW HP | no data | OPEN | no data
02-VBFW326 | From TCA to HP economizer PDIT (4) valves | Pipe Rack 1st | TCA | no data | BFW HP | no data | OPEN | no data
01-VBFW327 | From TCA to HP economizer PDIT (4) valves | Pipe Rack 1st | TCA | no data | BFW HP | no data | OPEN | no data
02-VBFW327 | From TCA to HP economizer PDIT (4) valves | Pipe Rack 1st | TCA | no data | BFW HP | no data | OPEN | no data
01-VBFW328 | From TCA to HP economizer drain after CV | Pipe Rack 1st | TCA | no data | BFW HP | no data | CLOSED | no data
02-VBFW328 | From TCA to HP economizer drain after CV | Pipe Rack 1st | TCA | no data | BFW HP | no data | CLOSED | no data
01-VBFW329 | From TCA to HP economizer drain after CV | Pipe Rack 1st | TCA | no data | BFW HP | no data | CLOSED | no data
02-VBFW329 | From TCA to HP economizer drain after CV | Pipe Rack 1st | TCA | no data | BFW HP | no data | CLOSED | no data
01-VHHS948 | From TCA to HP economizer isolation | Pipe Rack 1st | TCA | no data | BFW HP | no data | OPEN | no data
02-VHHS948 | From TCA to HP economizer isolation | Pipe Rack 1st | TCA | no data | BFW HP | no data | OPEN | no data
01-VHHS949 | From TCA to HP economizer isolation bypass | Pipe Rack 1st | TCA | no data | BFW HP | no data | CLOSED | no data
02-VHHS949 | From TCA to HP economizer isolation bypass | Pipe Rack 1st | TCA | no data | BFW HP | no data | CLOSED | no data
01-VHHS950 | From TCA to HP economizer isolation equalizing | Pipe Rack 1st | TCA | no data | BFW HP | no data | OPEN | no data
02-VHHS950 | From TCA to HP economizer isolation equalizing | Pipe Rack 1st | TCA | no data | BFW HP | no data | OPEN | no data
01-VBFW331 | From TCA to Cond. Receiver Tank vent | CRT | TCA | no data | BFW HP | no data | CLOSED | no data
02-VBFW331 | From TCA to Cond. Receiver Tank vent | CRT | TCA | no data | BFW HP | no data | CLOSED | no data
01-VBFW332 | From TCA to Cond. Receiver Tank vent | CRT | TCA | no data | BFW HP | no data | CLOSED | no data
02-VBFW332 | From TCA to Cond. Receiver Tank vent | CRT | TCA | no data | BFW HP | no data | CLOSED | no data
01-VBFW610 | From TCA to Cond. Receiver Tank drain | CRT | TCA | no data | BFW HP | no data | CLOSED | no data
02-VBFW610 | From TCA to Cond. Receiver Tank drain | CRT | TCA | no data | BFW HP | no data | CLOSED | no data
01-VBFW611 | From TCA to Cond. Receiver Tank drain | CRT | TCA | no data | BFW HP | no data | CLOSED | no data
02-VBFW611 | From TCA to Cond. Receiver Tank drain | CRT | TCA | no data | BFW HP | no data | CLOSED | no data
01-VBFW614 | From TCA to Cond. Receiver Tank vent (smr bldng) | CRT | TCA | no data | BFW HP | no data | CLOSED | no data
02-VBFW614 | From TCA to Cond. Receiver Tank vent (smr bldng) | CRT | TCA | no data | BFW HP | no data | CLOSED | no data
01-VBFW615 | From TCA to Cond. Receiver Tank vent (smr bldng) | CRT | TCA | no data | BFW HP | no data | CLOSED | no data
02-VBFW615 | From TCA to Cond. Receiver Tank vent (smr bldng) | CRT | TCA | no data | BFW HP | no data | CLOSED | no data
01-VBFW330 | From TCA to Cond. Receiver Tank iso (2) vlvs | CRT | TCA | no data | BFW HP | no data | OPEN | no data
02-VBFW330 | From TCA to Cond. Receiver Tank iso (2) vlvs | CRT | TCA | no data | BFW HP | no data | OPEN | no data
01-VBFW922 | From TCA to Cond. Receiver Tank iso (2) vlvs | CRT | TCA | no data | BFW HP | no data | OPEN | no data
02-VBFW922 | From TCA to Cond. Receiver Tank iso (2) vlvs | CRT | TCA | no data | BFW HP | no data | OPEN | no data
01-VBFW165 | From TCA to Cond. Receiver Tank drain | CRT | TCA | no data | BFW HP | no data | CLOSED | no data
02-VBFW165 | From TCA to Cond. Receiver Tank drain | CRT | TCA | no data | BFW HP | no data | CLOSED | no data
01-VBFW166 | From TCA to Cond. Receiver Tank drain | CRT | TCA | no data | BFW HP | no data | CLOSED | no data
02-VBFW166 | From TCA to Cond. Receiver Tank drain | CRT | TCA | no data | BFW HP | no data | CLOSED | no data
01-VBFW923 | From TCA to Cond. Receiver Tank strainer vent | CRT | TCA | no data | BFW HP | no data | CLOSED | no data
02-VBFW923 | From TCA to Cond. Receiver Tank strainer vent | CRT | TCA | no data | BFW HP | no data | CLOSED | no data
01-VBFW532 | From TCA to Cond. Receiver Tank strainer vent | CRT | TCA | no data | BFW HP | no data | CLOSED | no data
02-VBFW532 | From TCA to Cond. Receiver Tank strainer vent | CRT | TCA | no data | BFW HP | no data | CLOSED | no data
01-VBFW333 | From TCA to Cond. Receiver Tank strainer drain | CRT | TCA | no data | BFW HP | no data | CLOSED | no data
02-VBFW333 | From TCA to Cond. Receiver Tank strainer drain | CRT | TCA | no data | BFW HP | no data | CLOSED | no data
01-VBFW334 | From TCA to Cond. Receiver Tank strainer drain | CRT | TCA | no data | BFW HP | no data | CLOSED | no data
02-VBFW334 | From TCA to Cond. Receiver Tank strainer drain | CRT | TCA | no data | BFW HP | no data | CLOSED | no data
01-VBFW322 | From TCA to Cond. Receiver Tank vent after srtainer | CRT | TCA | no data | BFW HP | no data | CLOSED | no data
02-VBFW322 | From TCA to Cond. Receiver Tank vent after srtainer | CRT | TCA | no data | BFW HP | no data | CLOSED | no data
01-VBFW323 | From TCA to Cond. Receiver Tank vent after srtainer | CRT | TCA | no data | BFW HP | no data | CLOSED | no data
02-VBFW323 | From TCA to Cond. Receiver Tank vent after srtainer | CRT | TCA | no data | BFW HP | no data | CLOSED | no data
01-VBFW305 | From TCA to Cond. Receiver Tank drain after strainer | CRT | TCA | no data | BFW HP | no data | OPEN | no data
02-VBFW305 | From TCA to Cond. Receiver Tank drain after strainer | CRT | TCA | no data | BFW HP | no data | OPEN | no data
01-VBFW306 | From TCA to Cond. Receiver Tank drain after strainer | CRT | TCA | no data | BFW HP | no data | OPEN | no data
02-VBFW306 | From TCA to Cond. Receiver Tank drain after strainer | CRT | TCA | no data | BFW HP | no data | OPEN | no data
01-VBFW | From TCA to Cond. Receiver Tank before CV iso | CRT | TCA | no data | BFW HP | no data | OPEN | no data
02-VBFW | From TCA to Cond. Receiver Tank before CV iso | CRT | TCA | no data | BFW HP | no data | OPEN | no data
01-VBFW339 | From TCA to Cond. Receiver Tank after CV iso | CRT | TCA | no data | BFW HP | no data | OPEN | no data
02-VBFW339 | From TCA to Cond. Receiver Tank after CV iso | CRT | TCA | no data | BFW HP | no data | OPEN | no data
01-VBFW | To Gas performance heater MOV bypass | one level under LP Drum | FGPH | no data | BFW IP | no data | CLOSED | no data
02-VBFW | To Gas performance heater MOV bypass | one level under LP Drum | FGPH | no data | BFW IP | no data | CLOSED | no data
01-VBFW461 | Drain berore startap heater | Pipe Rack 1st | FGPH | no data | BFW IP | no data | CLOSED | no data
02-VBFW461 | Drain berore startap heater | Pipe Rack 1st | FGPH | no data | BFW IP | no data | CLOSED | no data
01-VBFW462 | Drain berore startap heater | Pipe Rack 1st | FGPH | no data | BFW IP | no data | CLOSED | no data
02-VBFW462 | Drain berore startap heater | Pipe Rack 1st | FGPH | no data | BFW IP | no data | CLOSED | no data
01-VBFW120 | Startup heater drain | Pipe Rack 1st | FGPH | no data | BFW IP | no data | CLOSED | no data
02-VBFW120 | Startup heater drain | Pipe Rack 1st | FGPH | no data | BFW IP | no data | CLOSED | no data
01-VBFW121 | Startup heater drain | Pipe Rack 1st | FGPH | no data | BFW IP | no data | CLOSED | no data
02-VBFW121 | Startup heater drain | Pipe Rack 1st | FGPH | no data | BFW IP | no data | CLOSED | no data
01-VBFW117 | Startup heater vent | Pipe Rack 1st | FGPH | no data | BFW IP | no data | CLOSED | no data
02-VBFW117 | Startup heater vent | Pipe Rack 1st | FGPH | no data | BFW IP | no data | CLOSED | no data
01-VBFW110 | Startup heater vent | Pipe Rack 1st | FGPH | no data | BFW IP | no data | CLOSED | no data
02-VBFW110 | Startup heater vent | Pipe Rack 1st | FGPH | no data | BFW IP | no data | CLOSED | no data
01-VBFW578 | Vent after startap heater | FGPH | FGPH | no data | BFW IP | no data | CLOSED | no data
02-VBFW578 | Vent after startap heater | FGPH | FGPH | no data | BFW IP | no data | CLOSED | no data
01-VBFW579 | Vent after startap heater | FGPH | FGPH | no data | BFW IP | no data | CLOSED | no data
02-VBFW579 | Vent after startap heater | FGPH | FGPH | no data | BFW IP | no data | CLOSED | no data
01-VBFW340 | Gas performance heater flow | FGPH | FGPH | no data | BFW IP | no data | OPEN | no data
02-VBFW340 | Gas performance heater flow | FGPH | FGPH | no data | BFW IP | no data | OPEN | no data
01-VBFW341 | Gas performance heater flow | FGPH | FGPH | no data | BFW IP | no data | OPEN | no data
02-VBFW341 | Gas performance heater flow | FGPH | FGPH | no data | BFW IP | no data | OPEN | no data
01-VBFW342 | Gas performance heater flow | FGPH | FGPH | no data | BFW IP | no data | OPEN | no data
02-VBFW342 | Gas performance heater flow | FGPH | FGPH | no data | BFW IP | no data | OPEN | no data
01-VBFW343 | Gas performance heater flow | FGPH | FGPH | no data | BFW IP | no data | OPEN | no data
02-VBFW343 | Gas performance heater flow | FGPH | FGPH | no data | BFW IP | no data | OPEN | no data
01-VBFW344 | Gas performance heater High flow CV iso (before) | FGPH | FGPH | no data | BFW IP | no data | OPEN | no data
02-VBFW344 | Gas performance heater High flow CV iso (before) | FGPH | FGPH | no data | BFW IP | no data | OPEN | no data
01-VBFW345 | Gas performance heater High flow CV iso (after) | FGPH | FGPH | no data | BFW IP | no data | OPEN | no data
02-VBFW345 | Gas performance heater High flow CV iso (after) | FGPH | FGPH | no data | BFW IP | no data | OPEN | no data
01-VBFW3346 | Gas performance heater Low flow CV iso (before) | FGPH | FGPH | no data | BFW IP | no data | OPEN | no data
02-VBFW3346 | Gas performance heater Low flow CV iso (before) | FGPH | FGPH | no data | BFW IP | no data | OPEN | no data
01-VBFW347 | Gas performance heater Low flow CV iso (after) | FGPH | FGPH | no data | BFW IP | no data | OPEN | no data
02-VBFW347 | Gas performance heater Low flow CV iso (after) | FGPH | FGPH | no data | BFW IP | no data | OPEN | no data
01-VBFW285 | Gas performance heater nitrogen connection (after CV) | FGPH | FGPH | no data | BFW IP | no data | CLOSED | no data
02-VBFW285 | Gas performance heater nitrogen connection (after CV) | FGPH | FGPH | no data | BFW IP | no data | CLOSED | no data
01-VBFW348 | Gas performance heater nitrogen connection (after CV) | FGPH | FGPH | no data | BFW IP | no data | CLOSED | no data
02-VBFW348 | Gas performance heater nitrogen connection (after CV) | FGPH | FGPH | no data | BFW IP | no data | CLOSED | no data
01-VBFW350 | Gas performance heater iso | FGPH | FGPH | no data | BFW IP | no data | OPEN | no data
02-VBFW350 | Gas performance heater iso | FGPH | FGPH | no data | BFW IP | no data | OPEN | no data
01-VBFW352 | Gas performance heater iso | FGPH | FGPH | no data | BFW IP | no data | OPEN | no data
02-VBFW352 | Gas performance heater iso | FGPH | FGPH | no data | BFW IP | no data | OPEN | no data
01-VBFW351 | Gas performance heater drain | FGPH | FGPH | no data | BFW IP | no data | CLOSED | no data
02-VBFW351 | Gas performance heater drain | FGPH | FGPH | no data | BFW IP | no data | CLOSED | no data
01-VBFW286 | Gas performance heater drain | FGPH | FGPH | no data | BFW IP | no data | CLOSED | no data
02-VBFW286 | Gas performance heater drain | FGPH | FGPH | no data | BFW IP | no data | CLOSED | no data
01-VBFW284 | Gas performance heater FW in PIT | FGPH | FGPH | no data | BFW IP | no data | OPEN | no data
02-VBFW284 | Gas performance heater FW in PIT | FGPH | FGPH | no data | BFW IP | no data | OPEN | no data
01-VBFW262 | Gas performance heater FW in PIT | FGPH | FGPH | no data | BFW IP | no data | OPEN | no data
02-VBFW262 | Gas performance heater FW in PIT | FGPH | FGPH | no data | BFW IP | no data | OPEN | no data
01-VBFW357 | Gas performance heater Level switch vessel 1 | FGPH | FGPH | no data | BFW IP | no data | OPEN | no data
02-VBFW357 | Gas performance heater Level switch vessel 1 | FGPH | FGPH | no data | BFW IP | no data | OPEN | no data
01-VBFW274 | Gas performance heater Level switch vessel 1 | FGPH | FGPH | no data | BFW IP | no data | OPEN | no data
02-VBFW274 | Gas performance heater Level switch vessel 1 | FGPH | FGPH | no data | BFW IP | no data | OPEN | no data
01-VBFW356 | Gas performance heater Level switch vessel 1 | FGPH | FGPH | no data | BFW IP | no data | OPEN | no data
02-VBFW356 | Gas performance heater Level switch vessel 1 | FGPH | FGPH | no data | BFW IP | no data | OPEN | no data
01-VBFW273 | Gas performance heater Level switch vessel 1 | FGPH | FGPH | no data | BFW IP | no data | OPEN | no data
02-VBFW273 | Gas performance heater Level switch vessel 1 | FGPH | FGPH | no data | BFW IP | no data | OPEN | no data
01-VBFW354 | Gas performance heater Level switch vessel 1 | FGPH | FGPH | no data | BFW IP | no data | OPEN | no data
02-VBFW354 | Gas performance heater Level switch vessel 1 | FGPH | FGPH | no data | BFW IP | no data | OPEN | no data
01-VBFW355 | Gas performance heater Level switch vessel 1 | FGPH | FGPH | no data | BFW IP | no data | OPEN | no data
02-VBFW355 | Gas performance heater Level switch vessel 1 | FGPH | FGPH | no data | BFW IP | no data | OPEN | no data
01-VBFW275 | Gas performance heater Level switch vessel 1 | FGPH | FGPH | no data | BFW IP | no data | OPEN | no data
02-VBFW275 | Gas performance heater Level switch vessel 1 | FGPH | FGPH | no data | BFW IP | no data | OPEN | no data
01-VBFW276 | Gas performance heater Level switch vessel 1 | FGPH | FGPH | no data | BFW IP | no data | OPEN | no data
02-VBFW276 | Gas performance heater Level switch vessel 1 | FGPH | FGPH | no data | BFW IP | no data | OPEN | no data
01-VBFW153 | Gas performance heater Level switch vessel 1 vent | FGPH | FGPH | no data | BFW IP | no data | CLOSED | no data
02-VBFW153 | Gas performance heater Level switch vessel 1 vent | FGPH | FGPH | no data | BFW IP | no data | CLOSED | no data
01-VBFW353 | Gas performance heater Level switch vessel 1 vent | FGPH | FGPH | no data | BFW IP | no data | CLOSED | no data
02-VBFW353 | Gas performance heater Level switch vessel 1 vent | FGPH | FGPH | no data | BFW IP | no data | CLOSED | no data
01-VBFW372 | Gas performance heater Level switch vessel 2 | FGPH | FGPH | no data | BFW IP | no data | OPEN | no data
02-VBFW372 | Gas performance heater Level switch vessel 2 | FGPH | FGPH | no data | BFW IP | no data | OPEN | no data
01-VBFW373 | Gas performance heater Level switch vessel 2 | FGPH | FGPH | no data | BFW IP | no data | OPEN | no data
02-VBFW373 | Gas performance heater Level switch vessel 2 | FGPH | FGPH | no data | BFW IP | no data | OPEN | no data
01-VBFW2278 | Gas performance heater Level switch vessel 2 | FGPH | FGPH | no data | BFW IP | no data | OPEN | no data
02-VBFW2278 | Gas performance heater Level switch vessel 2 | FGPH | FGPH | no data | BFW IP | no data | OPEN | no data
01-VBFW279 | Gas performance heater Level switch vessel 2 | FGPH | FGPH | no data | BFW IP | no data | OPEN | no data
02-VBFW279 | Gas performance heater Level switch vessel 2 | FGPH | FGPH | no data | BFW IP | no data | OPEN | no data
01-VBFW370 | Gas performance heater Level switch vessel 2 | FGPH | FGPH | no data | BFW IP | no data | OPEN | no data
02-VBFW370 | Gas performance heater Level switch vessel 2 | FGPH | FGPH | no data | BFW IP | no data | OPEN | no data
01-VBFW371 | Gas performance heater Level switch vessel 2 | FGPH | FGPH | no data | BFW IP | no data | OPEN | no data
02-VBFW371 | Gas performance heater Level switch vessel 2 | FGPH | FGPH | no data | BFW IP | no data | OPEN | no data
01-VBFW280 | Gas performance heater Level switch vessel 2 | FGPH | FGPH | no data | BFW IP | no data | OPEN | no data
02-VBFW280 | Gas performance heater Level switch vessel 2 | FGPH | FGPH | no data | BFW IP | no data | OPEN | no data
01-VBFW281 | Gas performance heater Level switch vessel 2 | FGPH | FGPH | no data | BFW IP | no data | OPEN | no data
02-VBFW281 | Gas performance heater Level switch vessel 2 | FGPH | FGPH | no data | BFW IP | no data | OPEN | no data
01-VBFW369 | Gas performance heater Level switch vessel 2 vent | FGPH | FGPH | no data | BFW IP | no data | CLOSED | no data
02-VBFW369 | Gas performance heater Level switch vessel 2 vent | FGPH | FGPH | no data | BFW IP | no data | CLOSED | no data
01-VBFW277 | Gas performance heater Level switch vessel 2 vent | FGPH | FGPH | no data | BFW IP | no data | CLOSED | no data
02-VBFW277 | Gas performance heater Level switch vessel 2 vent | FGPH | FGPH | no data | BFW IP | no data | CLOSED | no data
01-VBFW359 | Gas performance heater FW out PIT | FGPH | FGPH | no data | BFW IP | no data | OPEN | no data
02-VBFW359 | Gas performance heater FW out PIT | FGPH | FGPH | no data | BFW IP | no data | OPEN | no data
01-VBFW282 | Gas performance heater FW out PIT | FGPH | FGPH | no data | BFW IP | no data | OPEN | no data
02-VBFW282 | Gas performance heater FW out PIT | FGPH | FGPH | no data | BFW IP | no data | OPEN | no data
01-VBFW602 | Drain after Gas performance heater | FGPH | FGPH | no data | BFW IP | no data | CLOSED | no data
02-VBFW602 | Drain after Gas performance heater | FGPH | FGPH | no data | BFW IP | no data | CLOSED | no data
01-VBFW603 | Drain after Gas performance heater | FGPH | FGPH | no data | BFW IP | no data | CLOSED | no data
02-VBFW603 | Drain after Gas performance heater | FGPH | FGPH | no data | BFW IP | no data | CLOSED | no data
01-VBFW616 | Gas performance heater drain | FGPH | FGPH | no data | BFW IP | no data | CLOSED | no data
02-VBFW616 | Gas performance heater drain | FGPH | FGPH | no data | BFW IP | no data | CLOSED | no data
01-VBFW617 | Gas performance heater drain | FGPH | FGPH | no data | BFW IP | no data | CLOSED | no data
02-VBFW617 | Gas performance heater drain | FGPH | FGPH | no data | BFW IP | no data | CLOSED | no data
01-VBFW349 | Gas performance heater vent | FGPH | FGPH | no data | BFW IP | no data | CLOSED | no data
02-VBFW349 | Gas performance heater vent | FGPH | FGPH | no data | BFW IP | no data | CLOSED | no data
01-VBFW283 | Gas performance heater vent | FGPH | FGPH | no data | BFW IP | no data | CLOSED | no data
02-VBFW283 | Gas performance heater vent | FGPH | FGPH | no data | BFW IP | no data | CLOSED | no data
01-VBFW289 | Gas performance heater drain before block valve | FGPH | FGPH | no data | BFW IP | no data | CLOSED | no data
02-VBFW289 | Gas performance heater drain before block valve | FGPH | FGPH | no data | BFW IP | no data | CLOSED | no data
01-VBFW360 | Gas performance heater drain before block valve | FGPH | FGPH | no data | BFW IP | no data | CLOSED | no data
02-VBFW360 | Gas performance heater drain before block valve | FGPH | FGPH | no data | BFW IP | no data | CLOSED | no data
01-VBFW291 | Gas performance heater drain before CV | FGPH | FGPH | no data | BFW IP | no data | CLOSED | no data
02-VBFW291 | Gas performance heater drain before CV | FGPH | FGPH | no data | BFW IP | no data | CLOSED | no data
01-VBFW364 | Gas performance heater drain before CV | FGPH | FGPH | no data | BFW IP | no data | CLOSED | no data
02-VBFW364 | Gas performance heater drain before CV | FGPH | FGPH | no data | BFW IP | no data | CLOSED | no data
01-VBFW367 | Gas performance heater outlet iso | FGPH | FGPH | no data | BFW IP | no data | OPEN | no data
02-VBFW367 | Gas performance heater outlet iso | FGPH | FGPH | no data | BFW IP | no data | OPEN | no data
01-VBFW600 | Gas performance heater to receiver tank vent | CRT | FGPH | no data | BFW IP | no data | CLOSED | no data
02-VBFW600 | Gas performance heater to receiver tank vent | CRT | FGPH | no data | BFW IP | no data | CLOSED | no data
01-VBFW601 | Gas performance heater to receiver tank vent | CRT | FGPH | no data | BFW IP | no data | CLOSED | no data
02-VBFW601 | Gas performance heater to receiver tank vent | CRT | FGPH | no data | BFW IP | no data | CLOSED | no data
01-VBFW290 | Gas performance heater to receiver tank iso (2) valves | CRT | FGPH | no data | BFW IP | no data | OPEN | no data
02-VBFW290 | Gas performance heater to receiver tank iso (2) valves | CRT | FGPH | no data | BFW IP | no data | OPEN | no data
01-VBFW361 | Gas performance heater to receiver tank iso (2) valves | CRT | FGPH | no data | BFW IP | no data | OPEN | no data
02-VBFW361 | Gas performance heater to receiver tank iso (2) valves | CRT | FGPH | no data | BFW IP | no data | OPEN | no data
01-VBFW402 | Gas performance heater to receiver tank drain | CRT | FGPH | no data | BFW IP | no data | CLOSED | no data
02-VBFW402 | Gas performance heater to receiver tank drain | CRT | FGPH | no data | BFW IP | no data | CLOSED | no data
01-VBFW403 | Gas performance heater to receiver tank drain | CRT | FGPH | no data | BFW IP | no data | CLOSED | no data
02-VBFW403 | Gas performance heater to receiver tank drain | CRT | FGPH | no data | BFW IP | no data | CLOSED | no data
01-VBFW440 | Gas performance heater to receiver tank strainer vent | CRT | FGPH | no data | BFW IP | no data | CLOSED | no data
02-VBFW440 | Gas performance heater to receiver tank strainer vent | CRT | FGPH | no data | BFW IP | no data | CLOSED | no data
01-VBFW441 | Gas performance heater to receiver tank strainer vent | CRT | FGPH | no data | BFW IP | no data | CLOSED | no data
02-VBFW441 | Gas performance heater to receiver tank strainer vent | CRT | FGPH | no data | BFW IP | no data | CLOSED | no data
01-VBFW292 | Gas performance heater to receiver tank strainer drain | CRT | FGPH | no data | BFW IP | no data | CLOSED | no data
02-VBFW292 | Gas performance heater to receiver tank strainer drain | CRT | FGPH | no data | BFW IP | no data | CLOSED | no data
01-VBFW366 | Gas performance heater to receiver tank strainer drain | CRT | FGPH | no data | BFW IP | no data | CLOSED | no data
02-VBFW366 | Gas performance heater to receiver tank strainer drain | CRT | FGPH | no data | BFW IP | no data | CLOSED | no data
01-VBFW449 | Gas performance heater to receiver tank after strainer drain | CRT | FGPH | no data | BFW IP | no data | CLOSED | no data
02-VBFW449 | Gas performance heater to receiver tank after strainer drain | CRT | FGPH | no data | BFW IP | no data | CLOSED | no data
01-VBFW450 | Gas performance heater to receiver tank after strainer drain | CRT | FGPH | no data | BFW IP | no data | CLOSED | no data
02-VBFW450 | Gas performance heater to receiver tank after strainer drain | CRT | FGPH | no data | BFW IP | no data | CLOSED | no data
01-VBFW459 | Gas performance heater to receiver tank after strainer vent | CRT | FGPH | no data | BFW IP | no data | CLOSED | no data
02-VBFW459 | Gas performance heater to receiver tank after strainer vent | CRT | FGPH | no data | BFW IP | no data | CLOSED | no data
01-VBFW460 | Gas performance heater to receiver tank after strainer vent | CRT | FGPH | no data | BFW IP | no data | CLOSED | no data
02-VBFW460 | Gas performance heater to receiver tank after strainer vent | CRT | FGPH | no data | BFW IP | no data | CLOSED | no data
01-VBFW379 | Gas performance heater to receiver tank iso after CV | CRT | FGPH | no data | BFW IP | no data | OPEN | no data
02-VBFW379 | Gas performance heater to receiver tank iso after CV | CRT | FGPH | no data | BFW IP | no data | OPEN | no data
01-VHLS819 | LP steam flow transmitters | Pipe Rack 2nd | HRSG | no data | HLS | no data | no data | no data
02-VHLS819 | LP steam flow transmitters | Pipe Rack 2nd | HRSG | no data | HLS | no data | no data | no data
01-VHLS820 | LP steam flow transmitters | Pipe Rack 2nd | HRSG | no data | HLS | no data | no data | no data
02-VHLS820 | LP steam flow transmitters | Pipe Rack 2nd | HRSG | no data | HLS | no data | no data | no data
01-VHLS821 | LP steam flow transmitters | Pipe Rack 2nd | HRSG | no data | HLS | no data | no data | no data
02-VHLS821 | LP steam flow transmitters | Pipe Rack 2nd | HRSG | no data | HLS | no data | no data | no data
01-VHLS822 | LP steam flow transmitters | Pipe Rack 2nd | HRSG | no data | HLS | no data | no data | no data
02-VHLS822 | LP steam flow transmitters | Pipe Rack 2nd | HRSG | no data | HLS | no data | no data | no data
01-VHLS825 | LP steam flow transmitters | Pipe Rack 2nd | HRSG | no data | HLS | no data | no data | no data
02-VHLS825 | LP steam flow transmitters | Pipe Rack 2nd | HRSG | no data | HLS | no data | no data | no data
01-VHLS826 | LP steam flow transmitters | Pipe Rack 2nd | HRSG | no data | HLS | no data | no data | no data
02-VHLS826 | LP steam flow transmitters | Pipe Rack 2nd | HRSG | no data | HLS | no data | no data | no data
01-VHLS827 | LP steam flow transmitters | Pipe Rack 2nd | HRSG | no data | HLS | no data | no data | no data
02-VHLS827 | LP steam flow transmitters | Pipe Rack 2nd | HRSG | no data | HLS | no data | no data | no data
01-VHLS828 | LP steam flow transmitters | Pipe Rack 2nd | HRSG | no data | HLS | no data | no data | no data
02-VHLS828 | LP steam flow transmitters | Pipe Rack 2nd | HRSG | no data | HLS | no data | no data | no data
01-VLPS112 | LP steam header vents | Pipe Rack 2nd | HRSG | no data | HLS | no data | no data | no data
02-VLPS112 | LP steam header vents | Pipe Rack 2nd | HRSG | no data | HLS | no data | no data | no data
01-VLPS123 | LP steam header vents | Pipe Rack 2nd | HRSG | no data | HLS | no data | no data | no data
02-VLPS123 | LP steam header vents | Pipe Rack 2nd | HRSG | no data | HLS | no data | no data | no data
01-VHHS818 | HP superheater outlet vent to atmoshpere (before MOV) | HRSG upper | HRSG | no data | HHS | no data | no data | no data
02-VHHS818 | HP superheater outlet vent to atmoshpere (before MOV) | HRSG upper | HRSG | no data | HHS | no data | no data | no data
01-VHHS819 | HP superheater outlet vent to atmoshpere (before MOV) | HRSG upper | HRSG | no data | HHS | no data | no data | no data
02-VHHS819 | HP superheater outlet vent to atmoshpere (before MOV) | HRSG upper | HRSG | no data | HHS | no data | no data | no data
01-VHHS998 | HP saturated steam sample (under HP drum) | HRSG upper | HRSG | no data | HHS | no data | no data | no data
02-VHHS998 | HP saturated steam sample (under HP drum) | HRSG upper | HRSG | no data | HHS | no data | no data | no data
01-VHHS999 | HP saturated steam sample (under HP drum) | HRSG upper | HRSG | no data | HHS | no data | no data | no data
02-VHHS999 | HP saturated steam sample (under HP drum) | HRSG upper | HRSG | no data | HHS | no data | no data | no data
01-VHHS813 | HP superheater outlet PITs (before MOV) | HRSG upper | HRSG | no data | HHS | no data | no data | no data
02-VHHS813 | HP superheater outlet PITs (before MOV) | HRSG upper | HRSG | no data | HHS | no data | no data | no data
01-VHHS814 | HP superheater outlet PITs (before MOV) | HRSG upper | HRSG | no data | HHS | no data | no data | no data
02-VHHS814 | HP superheater outlet PITs (before MOV) | HRSG upper | HRSG | no data | HHS | no data | no data | no data
01-VHHS871 | HP superheater outlet PITs (before MOV) | HRSG upper | HRSG | no data | HHS | no data | no data | no data
02-VHHS871 | HP superheater outlet PITs (before MOV) | HRSG upper | HRSG | no data | HHS | no data | no data | no data
01-VHHS872 | HP superheater outlet PITs (before MOV) | HRSG upper | HRSG | no data | HHS | no data | no data | no data
02-VHHS872 | HP superheater outlet PITs (before MOV) | HRSG upper | HRSG | no data | HHS | no data | no data | no data
01-VHHS873 | HP superheater outlet PITs (before MOV) | HRSG upper | HRSG | no data | HHS | no data | no data | no data
02-VHHS873 | HP superheater outlet PITs (before MOV) | HRSG upper | HRSG | no data | HHS | no data | no data | no data
01-VHHS874 | HP superheater outlet PITs (before MOV) | HRSG upper | HRSG | no data | HHS | no data | no data | no data
02-VHHS874 | HP superheater outlet PITs (before MOV) | HRSG upper | HRSG | no data | HHS | no data | no data | no data
01-VHHS906 | 906 MOV bypass (HP steam isolation) | HRSG upper | HRSG/ST | no data | HHS | no data | no data | no data
02-VHHS906 | 906 MOV bypass (HP steam isolation) | HRSG upper | HRSG/ST | no data | HHS | no data | no data | no data
01-VHHS907 | 907 MOV bypass (HP steam isolation) | HRSG upper | HRSG/ST | no data | HHS | no data | no data | no data
02-VHHS907 | 907 MOV bypass (HP steam isolation) | HRSG upper | HRSG/ST | no data | HHS | no data | no data | no data
01-VHPS111 | HPS header vent | Pipe Rack 3rd | HRSG/ST | no data | HHS | no data | no data | no data
02-VHPS111 | HPS header vent | Pipe Rack 3rd | HRSG/ST | no data | HHS | no data | no data | no data
01-VHPS112 | HPS header vent | Pipe Rack 3rd | HRSG/ST | no data | HHS | no data | no data | no data
02-VHPS112 | HPS header vent | Pipe Rack 3rd | HRSG/ST | no data | HHS | no data | no data | no data
01-VHPS113 | HPS header PITs | Pipe Rack 3rd | HRSG/ST | no data | HHS | no data | no data | no data
02-VHPS113 | HPS header PITs | Pipe Rack 3rd | HRSG/ST | no data | HHS | no data | no data | no data
01-VHPS114 | HPS header PITs | Pipe Rack 3rd | HRSG/ST | no data | HHS | no data | no data | no data
02-VHPS114 | HPS header PITs | Pipe Rack 3rd | HRSG/ST | no data | HHS | no data | no data | no data
01-VHPS115 | HPS header PITs | Pipe Rack 3rd | HRSG/ST | no data | HHS | no data | no data | no data
02-VHPS115 | HPS header PITs | Pipe Rack 3rd | HRSG/ST | no data | HHS | no data | no data | no data
01-VHPS116 | HPS header PITs | Pipe Rack 3rd | HRSG/ST | no data | HHS | no data | no data | no data
02-VHPS116 | HPS header PITs | Pipe Rack 3rd | HRSG/ST | no data | HHS | no data | no data | no data
01-VHHS820 | HP steam FT before terminal attemperator | Pipe Rack 3rd | HRSG/ST | no data | HHS | no data | no data | no data
02-VHHS820 | HP steam FT before terminal attemperator | Pipe Rack 3rd | HRSG/ST | no data | HHS | no data | no data | no data
01-VHHS821 | HP steam FT before terminal attemperator | Pipe Rack 3rd | HRSG/ST | no data | HHS | no data | no data | no data
02-VHHS821 | HP steam FT before terminal attemperator | Pipe Rack 3rd | HRSG/ST | no data | HHS | no data | no data | no data
01-VHHS822 | HP steam FT before terminal attemperator | Pipe Rack 3rd | HRSG/ST | no data | HHS | no data | no data | no data
02-VHHS822 | HP steam FT before terminal attemperator | Pipe Rack 3rd | HRSG/ST | no data | HHS | no data | no data | no data
01-VHHS823 | HP steam FT before terminal attemperator | Pipe Rack 3rd | HRSG/ST | no data | HHS | no data | no data | no data
02-VHHS823 | HP steam FT before terminal attemperator | Pipe Rack 3rd | HRSG/ST | no data | HHS | no data | no data | no data
01-VHHS824 | HP steam FT before terminal attemperator | Pipe Rack 3rd | HRSG/ST | no data | HHS | no data | no data | no data
02-VHHS824 | HP steam FT before terminal attemperator | Pipe Rack 3rd | HRSG/ST | no data | HHS | no data | no data | no data
01-VHHS825 | HP steam FT before terminal attemperator | Pipe Rack 3rd | HRSG/ST | no data | HHS | no data | no data | no data
02-VHHS825 | HP steam FT before terminal attemperator | Pipe Rack 3rd | HRSG/ST | no data | HHS | no data | no data | no data
01-VHHS826 | HP steam FT before terminal attemperator | Pipe Rack 3rd | HRSG/ST | no data | HHS | no data | no data | no data
02-VHHS826 | HP steam FT before terminal attemperator | Pipe Rack 3rd | HRSG/ST | no data | HHS | no data | no data | no data
01-VHHS827 | HP steam FT before terminal attemperator | Pipe Rack 3rd | HRSG/ST | no data | HHS | no data | no data | no data
02-VHHS827 | HP steam FT before terminal attemperator | Pipe Rack 3rd | HRSG/ST | no data | HHS | no data | no data | no data
01-VHPS123 | HP steam FT after terminal attemperator | Pipe Rack 3rd | HRSG/ST | no data | HHS | no data | no data | no data
02-VHPS123 | HP steam FT after terminal attemperator | Pipe Rack 3rd | HRSG/ST | no data | HHS | no data | no data | no data
01-VHPS124 | HP steam FT after terminal attemperator | Pipe Rack 3rd | HRSG/ST | no data | HHS | no data | no data | no data
02-VHPS124 | HP steam FT after terminal attemperator | Pipe Rack 3rd | HRSG/ST | no data | HHS | no data | no data | no data
01-VHPS125 | HP steam FT after terminal attemperator | Pipe Rack 3rd | HRSG/ST | no data | HHS | no data | no data | no data
02-VHPS125 | HP steam FT after terminal attemperator | Pipe Rack 3rd | HRSG/ST | no data | HHS | no data | no data | no data
01-VHPS126 | HP steam FT after terminal attemperator | Pipe Rack 3rd | HRSG/ST | no data | HHS | no data | no data | no data
02-VHPS126 | HP steam FT after terminal attemperator | Pipe Rack 3rd | HRSG/ST | no data | HHS | no data | no data | no data
01-VHPS127 | HP steam FT after terminal attemperator | Pipe Rack 3rd | HRSG/ST | no data | HHS | no data | no data | no data
02-VHPS127 | HP steam FT after terminal attemperator | Pipe Rack 3rd | HRSG/ST | no data | HHS | no data | no data | no data
01-VHPS130 | HP steam FT after terminal attemperator | Pipe Rack 3rd | HRSG/ST | no data | HHS | no data | no data | no data
02-VHPS130 | HP steam FT after terminal attemperator | Pipe Rack 3rd | HRSG/ST | no data | HHS | no data | no data | no data
01-VHPS137 | HPS Bypass warmup line vent | Pipe Rack 3rd | HRSG/ST | no data | HHS | no data | no data | no data
02-VHPS137 | HPS Bypass warmup line vent | Pipe Rack 3rd | HRSG/ST | no data | HHS | no data | no data | no data
01-VHPS138 | HPS Bypass warmup line vent | Pipe Rack 3rd | HRSG/ST | no data | HHS | no data | no data | no data
02-VHPS138 | HPS Bypass warmup line vent | Pipe Rack 3rd | HRSG/ST | no data | HHS | no data | no data | no data
01-VHPS828F | HPS superheated steam sample isolation | Pipe Rack 3rd | HRSG/ST | no data | HHS | no data | no data | no data
02-VHPS828F | HPS superheated steam sample isolation | Pipe Rack 3rd | HRSG/ST | no data | HHS | no data | no data | no data
01-VHPSF829F | HPS superheated steam sample isolation | Pipe Rack 3rd | HRSG/ST | no data | HHS | no data | no data | no data
02-VHPSF829F | HPS superheated steam sample isolation | Pipe Rack 3rd | HRSG/ST | no data | HHS | no data | no data | no data
01-VHPS128 | HPS Bypass vent | Pipe Rack 3rd | HRSG/ST | no data | HHS | no data | no data | no data
02-VHPS128 | HPS Bypass vent | Pipe Rack 3rd | HRSG/ST | no data | HHS | no data | no data | no data
01-VHPS129 | HPS Bypass vent | Pipe Rack 3rd | HRSG/ST | no data | HHS | no data | no data | no data
02-VHPS129 | HPS Bypass vent | Pipe Rack 3rd | HRSG/ST | no data | HHS | no data | no data | no data
01-VHPS119 | HPS Bypass PITs | Pipe Rack 3rd | HRSG/ST | no data | HHS | no data | no data | no data
02-VHPS119 | HPS Bypass PITs | Pipe Rack 3rd | HRSG/ST | no data | HHS | no data | no data | no data
01-VHPS120 | HPS Bypass PITs | Pipe Rack 3rd | HRSG/ST | no data | HHS | no data | no data | no data
02-VHPS120 | HPS Bypass PITs | Pipe Rack 3rd | HRSG/ST | no data | HHS | no data | no data | no data
01-VHPS121 | HPS Bypass PITs | Pipe Rack 3rd | HRSG/ST | no data | HHS | no data | no data | no data
02-VHPS121 | HPS Bypass PITs | Pipe Rack 3rd | HRSG/ST | no data | HHS | no data | no data | no data
01-VHPS122 | HPS Bypass PITs | Pipe Rack 3rd | HRSG/ST | no data | HHS | no data | no data | no data
02-VHPS122 | HPS Bypass PITs | Pipe Rack 3rd | HRSG/ST | no data | HHS | no data | no data | no data
01-VCRH186 | CRH header vent | Pipe Rack 2nd | HRSG/ST | no data | CRH | no data | no data | no data
02-VCRH186 | CRH header vent | Pipe Rack 2nd | HRSG/ST | no data | CRH | no data | no data | no data
01-VCRH115 | CRH header vent | Pipe Rack 2nd | HRSG/ST | no data | CRH | no data | no data | no data
02-VCRH115 | CRH header vent | Pipe Rack 2nd | HRSG/ST | no data | CRH | no data | no data | no data
01-VCRH159 | CRH header vent | Pipe Rack 2nd | HRSG/ST | no data | CRH | no data | no data | no data
02-VCRH159 | CRH header vent | Pipe Rack 2nd | HRSG/ST | no data | CRH | no data | no data | no data
01-VCRH165 | CRH header vent | Pipe Rack 2nd | HRSG/ST | no data | CRH | no data | no data | no data
02-VCRH165 | CRH header vent | Pipe Rack 2nd | HRSG/ST | no data | CRH | no data | no data | no data
01-VCRH148 | CRH header PT | Pipe Rack 2nd | HRSG/ST | no data | CRH | no data | no data | no data
02-VCRH148 | CRH header PT | Pipe Rack 2nd | HRSG/ST | no data | CRH | no data | no data | no data
01-VCRH166 | CRH header PT | Pipe Rack 2nd | HRSG/ST | no data | CRH | no data | no data | no data
02-VCRH166 | CRH header PT | Pipe Rack 2nd | HRSG/ST | no data | CRH | no data | no data | no data
01-VCRH169 | CRH header Drip Leg Level Switches | Pipe Rack 2nd | HRSG/ST | no data | CRH | no data | no data | no data
02-VCRH169 | CRH header Drip Leg Level Switches | Pipe Rack 2nd | HRSG/ST | no data | CRH | no data | no data | no data
01-VCRH170 | CRH header Drip Leg Level Switches | Pipe Rack 2nd | HRSG/ST | no data | CRH | no data | no data | no data
02-VCRH170 | CRH header Drip Leg Level Switches | Pipe Rack 2nd | HRSG/ST | no data | CRH | no data | no data | no data
01-VCRH171 | CRH header Drip Leg Level Switches | Pipe Rack 2nd | HRSG/ST | no data | CRH | no data | no data | no data
02-VCRH171 | CRH header Drip Leg Level Switches | Pipe Rack 2nd | HRSG/ST | no data | CRH | no data | no data | no data
01-VCRH172 | CRH header Drip Leg Level Switches | Pipe Rack 2nd | HRSG/ST | no data | CRH | no data | no data | no data
02-VCRH172 | CRH header Drip Leg Level Switches | Pipe Rack 2nd | HRSG/ST | no data | CRH | no data | no data | no data
01-VCRH117 | CRH header Drip Leg Level Switches | Pipe Rack 2nd | HRSG/ST | no data | CRH | no data | no data | no data
02-VCRH117 | CRH header Drip Leg Level Switches | Pipe Rack 2nd | HRSG/ST | no data | CRH | no data | no data | no data
01-VCRH122 | CRH header Drip Leg Level Switches | Pipe Rack 2nd | HRSG/ST | no data | CRH | no data | no data | no data
02-VCRH122 | CRH header Drip Leg Level Switches | Pipe Rack 2nd | HRSG/ST | no data | CRH | no data | no data | no data
01-VCRH137 | CRH header Drip Leg Level Switches | Pipe Rack 2nd | HRSG/ST | no data | CRH | no data | no data | no data
02-VCRH137 | CRH header Drip Leg Level Switches | Pipe Rack 2nd | HRSG/ST | no data | CRH | no data | no data | no data
01-VCRH146 | CRH header Drip Leg Level Switches | Pipe Rack 2nd | HRSG/ST | no data | CRH | no data | no data | no data
02-VCRH146 | CRH header Drip Leg Level Switches | Pipe Rack 2nd | HRSG/ST | no data | CRH | no data | no data | no data
01-VCRH174 | CRH header Drip Leg Level Switche drains | Pipe Rack 2nd | HRSG/ST | no data | CRH | no data | no data | no data
02-VCRH174 | CRH header Drip Leg Level Switche drains | Pipe Rack 2nd | HRSG/ST | no data | CRH | no data | no data | no data
01-VCRH124 | CRH header Drip Leg Level Switche drains | Pipe Rack 2nd | HRSG/ST | no data | CRH | no data | no data | no data
02-VCRH124 | CRH header Drip Leg Level Switche drains | Pipe Rack 2nd | HRSG/ST | no data | CRH | no data | no data | no data
01-VCRH147 | CRH header Drip Leg Level Switche drains | Pipe Rack 2nd | HRSG/ST | no data | CRH | no data | no data | no data
02-VCRH147 | CRH header Drip Leg Level Switche drains | Pipe Rack 2nd | HRSG/ST | no data | CRH | no data | no data | no data
01-VCRH173 | CRH header Drip Leg Level Switche drains | Pipe Rack 2nd | HRSG/ST | no data | CRH | no data | no data | no data
02-VCRH173 | CRH header Drip Leg Level Switche drains | Pipe Rack 2nd | HRSG/ST | no data | CRH | no data | no data | no data
01-VCRH119 | CRH header Drip Leg Level Switche vents | Pipe Rack 2nd | HRSG/ST | no data | CRH | no data | no data | no data
02-VCRH119 | CRH header Drip Leg Level Switche vents | Pipe Rack 2nd | HRSG/ST | no data | CRH | no data | no data | no data
01-VCRH167 | CRH header Drip Leg Level Switche vents | Pipe Rack 2nd | HRSG/ST | no data | CRH | no data | no data | no data
02-VCRH167 | CRH header Drip Leg Level Switche vents | Pipe Rack 2nd | HRSG/ST | no data | CRH | no data | no data | no data
01-VCRH118 | CRH header Drip Leg Level Switche vents | Pipe Rack 2nd | HRSG/ST | no data | CRH | no data | no data | no data
02-VCRH118 | CRH header Drip Leg Level Switche vents | Pipe Rack 2nd | HRSG/ST | no data | CRH | no data | no data | no data
01-VCRH168 | CRH header Drip Leg Level Switche vents | Pipe Rack 2nd | HRSG/ST | no data | CRH | no data | no data | no data
02-VCRH168 | CRH header Drip Leg Level Switche vents | Pipe Rack 2nd | HRSG/ST | no data | CRH | no data | no data | no data
01-VCRH111 | CRH header Drip Leg AOV iso | Pipe Rack 2nd | HRSG/ST | no data | CRH | no data | no data | no data
02-VCRH111 | CRH header Drip Leg AOV iso | Pipe Rack 2nd | HRSG/ST | no data | CRH | no data | no data | no data
01-VCRH136 | CRH header Drip Leg drain | Pipe Rack 2nd | HRSG/ST | no data | CRH | no data | no data | no data
02-VCRH136 | CRH header Drip Leg drain | Pipe Rack 2nd | HRSG/ST | no data | CRH | no data | no data | no data
01-VCRH185 | CRH header Drip Leg drain | Pipe Rack 2nd | HRSG/ST | no data | CRH | no data | no data | no data
02-VCRH185 | CRH header Drip Leg drain | Pipe Rack 2nd | HRSG/ST | no data | CRH | no data | no data | no data
01-VHRS803 | CRH header PIT (HRSG) | HRSG upper | HRSG/ST | no data | HRH | no data | no data | no data
02-VHRS803 | CRH header PIT (HRSG) | HRSG upper | HRSG/ST | no data | HRH | no data | no data | no data
01-VHRS804 | CRH header PIT (HRSG) | HRSG upper | HRSG/ST | no data | HRH | no data | no data | no data
02-VHRS804 | CRH header PIT (HRSG) | HRSG upper | HRSG/ST | no data | HRH | no data | no data | no data
01-VHRS909 | Nitrogen to CRH | HRSG upper | HRSG/ST | no data | HRH | no data | no data | no data
02-VHRS909 | Nitrogen to CRH | HRSG upper | HRSG/ST | no data | HRH | no data | no data | no data
01-VHRS807 | Nitrogen to CRH vent | HRSG upper | HRSG/ST | no data | HRH | no data | no data | no data
02-VHRS807 | Nitrogen to CRH vent | HRSG upper | HRSG/ST | no data | HRH | no data | no data | no data
01-VHRS808 | Nitrogen to CRH vent | HRSG upper | HRSG/ST | no data | HRH | no data | no data | no data
02-VHRS808 | Nitrogen to CRH vent | HRSG upper | HRSG/ST | no data | HRH | no data | no data | no data
01-VHRS969 | Reheater interstage Dripleg drain | HRSG upper | HRSG/ST | no data | HRH | no data | no data | no data
02-VHRS969 | Reheater interstage Dripleg drain | HRSG upper | HRSG/ST | no data | HRH | no data | no data | no data
01-VHRS970 | Reheater interstage Dripleg drain | HRSG upper | HRSG/ST | no data | HRH | no data | no data | no data
02-VHRS970 | Reheater interstage Dripleg drain | HRSG upper | HRSG/ST | no data | HRH | no data | no data | no data
01-VHRS903 | Reheater outet PITs | HRSG upper | HRSG/ST | no data | HRH | no data | no data | no data
02-VHRS903 | Reheater outet PITs | HRSG upper | HRSG/ST | no data | HRH | no data | no data | no data
01-VHRS904 | Reheater outet PITs | HRSG upper | HRSG/ST | no data | HRH | no data | no data | no data
02-VHRS904 | Reheater outet PITs | HRSG upper | HRSG/ST | no data | HRH | no data | no data | no data
01-VHRS911 | Reheater outet PITs | HRSG upper | HRSG/ST | no data | HRH | no data | no data | no data
02-VHRS911 | Reheater outet PITs | HRSG upper | HRSG/ST | no data | HRH | no data | no data | no data
01-VHRS912 | Reheater outet PITs | HRSG upper | HRSG/ST | no data | HRH | no data | no data | no data
02-VHRS912 | Reheater outet PITs | HRSG upper | HRSG/ST | no data | HRH | no data | no data | no data
01-VHRS813 | Reheater outet PITs | HRSG upper | HRSG/ST | no data | HRH | no data | no data | no data
02-VHRS813 | Reheater outet PITs | HRSG upper | HRSG/ST | no data | HRH | no data | no data | no data
01-VHRS814 | Reheater outet PITs | HRSG upper | HRSG/ST | no data | HRH | no data | no data | no data
02-VHRS814 | Reheater outet PITs | HRSG upper | HRSG/ST | no data | HRH | no data | no data | no data
01-VHRH101 | HRH header vent | Pipe Rack 3rd | HRSG/ST | no data | HRH | no data | no data | no data
02-VHRH101 | HRH header vent | Pipe Rack 3rd | HRSG/ST | no data | HRH | no data | no data | no data
01-VHRH107 | HRH header vent | Pipe Rack 3rd | HRSG/ST | no data | HRH | no data | no data | no data
02-VHRH107 | HRH header vent | Pipe Rack 3rd | HRSG/ST | no data | HRH | no data | no data | no data
01-VHRH135 | HRH header PIT (before attemperator) | Pipe Rack 3rd | HRSG/ST | no data | HRH | no data | no data | no data
02-VHRH135 | HRH header PIT (before attemperator) | Pipe Rack 3rd | HRSG/ST | no data | HRH | no data | no data | no data
01-VHRH136 | HRH header PIT (before attemperator) | Pipe Rack 3rd | HRSG/ST | no data | HRH | no data | no data | no data
02-VHRH136 | HRH header PIT (before attemperator) | Pipe Rack 3rd | HRSG/ST | no data | HRH | no data | no data | no data
01-VHRH187 | HRH header PIT (before attemperator) | Pipe Rack 3rd | HRSG/ST | no data | HRH | no data | no data | no data
02-VHRH187 | HRH header PIT (before attemperator) | Pipe Rack 3rd | HRSG/ST | no data | HRH | no data | no data | no data
01-VHRH188 | HRH header PIT (before attemperator) | Pipe Rack 3rd | HRSG/ST | no data | HRH | no data | no data | no data
02-VHRH188 | HRH header PIT (before attemperator) | Pipe Rack 3rd | HRSG/ST | no data | HRH | no data | no data | no data
01-VHRS901 | HRH sample | Pipe Rack 3rd | HRSG/ST | no data | HRH | no data | no data | no data
02-VHRS901 | HRH sample | Pipe Rack 3rd | HRSG/ST | no data | HRH | no data | no data | no data
01-VHRS902 | HRH sample | Pipe Rack 3rd | HRSG/ST | no data | HRH | no data | no data | no data
02-VHRS902 | HRH sample | Pipe Rack 3rd | HRSG/ST | no data | HRH | no data | no data | no data
01-VHRH100 | HRH header PIT (after attemperator) | Pipe Rack 3rd | HRSG/ST | no data | HRH | no data | no data | no data
02-VHRH100 | HRH header PIT (after attemperator) | Pipe Rack 3rd | HRSG/ST | no data | HRH | no data | no data | no data
01-VHRH102 | HRH header PIT (after attemperator) | Pipe Rack 3rd | HRSG/ST | no data | HRH | no data | no data | no data
02-VHRH102 | HRH header PIT (after attemperator) | Pipe Rack 3rd | HRSG/ST | no data | HRH | no data | no data | no data
01-VHRH103 | HRH header PIT (after attemperator) | Pipe Rack 3rd | HRSG/ST | no data | HRH | no data | no data | no data
02-VHRH103 | HRH header PIT (after attemperator) | Pipe Rack 3rd | HRSG/ST | no data | HRH | no data | no data | no data
01-VHRH104 | HRH header PIT (after attemperator) | Pipe Rack 3rd | HRSG/ST | no data | HRH | no data | no data | no data
02-VHRH104 | HRH header PIT (after attemperator) | Pipe Rack 3rd | HRSG/ST | no data | HRH | no data | no data | no data
01-VHRH121 | HRH header PIT (after attemperator) | Pipe Rack 3rd | HRSG/ST | no data | HRH | no data | no data | no data
02-VHRH121 | HRH header PIT (after attemperator) | Pipe Rack 3rd | HRSG/ST | no data | HRH | no data | no data | no data
01-VHRH106 | HRH header PIT (after attemperator) | Pipe Rack 3rd | HRSG/ST | no data | HRH | no data | no data | no data
02-VHRH106 | HRH header PIT (after attemperator) | Pipe Rack 3rd | HRSG/ST | no data | HRH | no data | no data | no data
01-VHRH108 | HRH header vent | Pipe Rack 3rd | HRSG/ST | no data | HRH | no data | no data | no data
02-VHRH108 | HRH header vent | Pipe Rack 3rd | HRSG/ST | no data | HRH | no data | no data | no data
01-VHRH109 | HRH header vent | Pipe Rack 3rd | HRSG/ST | no data | HRH | no data | no data | no data
02-VHRH109 | HRH header vent | Pipe Rack 3rd | HRSG/ST | no data | HRH | no data | no data | no data
01-VSTP123 | GSC drain trap bypass | ST lower | ST seals | no data | STP | no data | no data | no data
02-VSTP123 | GSC drain trap bypass | ST lower | ST seals | no data | STP | no data | no data | no data
01-VSTP137 | GSC drain trap vent | ST lower | ST seals | no data | STP | no data | OPEN | no data
02-VSTP137 | GSC drain trap vent | ST lower | ST seals | no data | STP | no data | OPEN | no data
01-VSTP122 | GSC drain trap strainer drain | ST lower | ST seals | no data | STP | no data | no data | no data
02-VSTP122 | GSC drain trap strainer drain | ST lower | ST seals | no data | STP | no data | no data | no data
01-VSTP146 | GS Exhauster drains | ST lower | ST seals | no data | STP | no data | no data | no data
02-VSTP146 | GS Exhauster drains | ST lower | ST seals | no data | STP | no data | no data | no data
01-VSTP147 | GS Exhauster drains | ST lower | ST seals | no data | STP | no data | no data | no data
02-VSTP147 | GS Exhauster drains | ST lower | ST seals | no data | STP | no data | no data | no data
01-VSTP153 | GS Exhauster drains | ST lower | ST seals | no data | STP | no data | no data | no data
02-VSTP153 | GS Exhauster drains | ST lower | ST seals | no data | STP | no data | no data | no data
01-VSTP154 | GS Exhauster drains | ST lower | ST seals | no data | STP | no data | no data | no data
02-VSTP154 | GS Exhauster drains | ST lower | ST seals | no data | STP | no data | no data | no data
01-MAW01AA001 | GS Exhauster A inlet | ST upper West | ST seals | no data | STP | no data | no data | no data
02-MAW01AA001 | GS Exhauster A inlet | ST upper West | ST seals | no data | STP | no data | no data | no data
01-MAW01AA002 | GS Exhauster B inlet | ST upper West | ST seals | no data | STP | no data | no data | no data
02-MAW01AA002 | GS Exhauster B inlet | ST upper West | ST seals | no data | STP | no data | no data | no data
01-VSTP125 | GS Exhauster A outlet | ST upper West | ST seals | no data | STP | no data | no data | no data
02-VSTP125 | GS Exhauster A outlet | ST upper West | ST seals | no data | STP | no data | no data | no data
01-VSTP179 | GS Exhauster B outlet | ST upper West | ST seals | no data | STP | no data | no data | no data
02-VSTP179 | GS Exhauster B outlet | ST upper West | ST seals | no data | STP | no data | no data | no data
01-VAX159 | GS supply iso before superheater | ST lower | ST seals | no data | STP | no data | no data | no data
02-VAX159 | GS supply iso before superheater | ST lower | ST seals | no data | STP | no data | no data | no data
01-VAXS101 | GS supply vent before superheater | ST lower | ST seals | no data | STP | no data | no data | no data
02-VAXS101 | GS supply vent before superheater | ST lower | ST seals | no data | STP | no data | no data | no data
01-VAXS104 | GS superheater drain trap | ST lower | ST seals | no data | STP | no data | no data | no data
02-VAXS104 | GS superheater drain trap | ST lower | ST seals | no data | STP | no data | no data | no data
01-VAXS105 | GS superheater drain trap | ST lower | ST seals | no data | STP | no data | no data | no data
02-VAXS105 | GS superheater drain trap | ST lower | ST seals | no data | STP | no data | no data | no data
01-VAXS107 | GS superheater drain trap bypass | ST lower | ST seals | no data | STP | no data | no data | no data
02-VAXS107 | GS superheater drain trap bypass | ST lower | ST seals | no data | STP | no data | no data | no data
01-VAXS106 | GS superheater drain trap strainer drain | ST lower | ST seals | no data | STP | no data | no data | no data
02-VAXS106 | GS superheater drain trap strainer drain | ST lower | ST seals | no data | STP | no data | no data | no data
01-VAXS196 | GS supply drain valves | ST lower | ST seals | no data | STP | no data | no data | no data
02-VAXS196 | GS supply drain valves | ST lower | ST seals | no data | STP | no data | no data | no data
01-VAXS197 | GS supply drain valves | ST lower | ST seals | no data | STP | no data | no data | no data
02-VAXS197 | GS supply drain valves | ST lower | ST seals | no data | STP | no data | no data | no data
01-VAXS198 | GS supply drain valves | ST lower | ST seals | no data | STP | no data | no data | no data
02-VAXS198 | GS supply drain valves | ST lower | ST seals | no data | STP | no data | no data | no data
01-VSTP148 | GS supply CV isolations | ST upper West | ST seals | no data | STP | no data | no data | no data
02-VSTP148 | GS supply CV isolations | ST upper West | ST seals | no data | STP | no data | no data | no data
01-VSTP149 | GS supply CV isolations | ST upper West | ST seals | no data | STP | no data | no data | no data
02-VSTP149 | GS supply CV isolations | ST upper West | ST seals | no data | STP | no data | no data | no data
01-VSTP204 | GS supply CV bypass | ST upper West | ST seals | no data | STP | no data | no data | no data
02-VSTP204 | GS supply CV bypass | ST upper West | ST seals | no data | STP | no data | no data | no data
01-VSTP159 | GS mist separator orphis drain | ST lower | ST seals | no data | STP | no data | no data | no data
02-VSTP159 | GS mist separator orphis drain | ST lower | ST seals | no data | STP | no data | no data | no data
01-VSTP181 | GS mist separator orphis drain | ST lower | ST seals | no data | STP | no data | no data | no data
02-VSTP181 | GS mist separator orphis drain | ST lower | ST seals | no data | STP | no data | no data | no data
01-VSTP167 | GS mist separator orphis bypass | ST lower | ST seals | no data | STP | no data | no data | no data
02-VSTP167 | GS mist separator orphis bypass | ST lower | ST seals | no data | STP | no data | no data | no data
01-VSTP182 | GS mist separator common drain | ST lower | ST seals | no data | STP | no data | no data | no data
02-VSTP182 | GS mist separator common drain | ST lower | ST seals | no data | STP | no data | no data | no data
01-VSTP131 | GS header PT | ST lower | ST seals | no data | STP | no data | no data | no data
02-VSTP131 | GS header PT | ST lower | ST seals | no data | STP | no data | no data | no data
01-VSTP133 | GS header PT | ST lower | ST seals | no data | STP | no data | no data | no data
02-VSTP133 | GS header PT | ST lower | ST seals | no data | STP | no data | no data | no data
01-VSTP183 | GS header drain | ST lower | ST seals | no data | STP | no data | no data | no data
02-VSTP183 | GS header drain | ST lower | ST seals | no data | STP | no data | no data | no data
01-VSTP184 | GS header drain | ST lower | ST seals | no data | STP | no data | no data | no data
02-VSTP184 | GS header drain | ST lower | ST seals | no data | STP | no data | no data | no data
01-VSTP185 | GS header drain | ST lower | ST seals | no data | STP | no data | no data | no data
02-VSTP185 | GS header drain | ST lower | ST seals | no data | STP | no data | no data | no data
01-VSTP127 | GS spill over CV iso | ST lower | ST seals | no data | STP | no data | no data | no data
02-VSTP127 | GS spill over CV iso | ST lower | ST seals | no data | STP | no data | no data | no data
01-VSTP129 | GS spill over CV iso | ST lower | ST seals | no data | STP | no data | no data | no data
02-VSTP129 | GS spill over CV iso | ST lower | ST seals | no data | STP | no data | no data | no data
01-VSTP132 | GS spill over CV bypass | ST lower | ST seals | no data | STP | no data | no data | no data
02-VSTP132 | GS spill over CV bypass | ST lower | ST seals | no data | STP | no data | no data | no data
01-VAXS171 | Steam to startup heater iso | Pipe Rack 1st | Aux Steam Header | no data | AXS | no data | no data | no data
01-VAXS109 | Startup Heater LIT isolation valves | Pipe Rack 1st | Aux Steam Header | no data | AXS | no data | no data | no data
01-VAXS110 | Startup Heater LIT isolation valves | Pipe Rack 1st | Aux Steam Header | no data | AXS | no data | no data | no data
02-VAXS110 | Startup Heater LIT isolation valves | Pipe Rack 1st | Aux Steam Header | no data | AXS | no data | no data | no data
01-VAXS121 | Steam to Startup Heater vent | Pipe Rack 1st | Aux Steam Header | no data | AXS | no data | no data | no data
01-VAXS124 | Drain from Startup Heater FC isolation valves | Pipe Rack 1st | Aux Steam Header | no data | AXS | no data | no data | no data
01-VAXS125 | Drain from Startup Heater FC isolation valves | Pipe Rack 1st | Aux Steam Header | no data | AXS | no data | no data | no data
02-VAXS125 | Drain from Startup Heater FC isolation valves | Pipe Rack 1st | Aux Steam Header | no data | AXS | no data | no data | no data
01-VAXS126 | Drain from Startup Heater line drain | Pipe Rack 1st | Aux Steam Header | no data | AXS | no data | no data | no data
01-VAXS127 | Drain from Startup Heater FC bypass | Pipe Rack 1st | Aux Steam Header | no data | AXS | no data | no data | no data
01-VAXS156 | Drain from Startup Heater FC bypass | Pipe Rack 1st | Aux Steam Header | no data | AXS | no data | no data | no data
02-VAXS156 | Drain from Startup Heater FC bypass | Pipe Rack 1st | Aux Steam Header | no data | AXS | no data | no data | no data
01-VSMP130F | Aux steam sample iso | Pipe Rack 1st | Aux Steam Header | no data | AXS | no data | no data | no data
01-VAXS187 | Aux steam header PITs | Pipe Rack 1st | Aux Steam Header | no data | AXS | no data | no data | no data
01-VAXS188 | Aux steam header PITs | Pipe Rack 1st | Aux Steam Header | no data | AXS | no data | no data | no data
02-VAXS188 | Aux steam header PITs | Pipe Rack 1st | Aux Steam Header | no data | AXS | no data | no data | no data
01-VAXS132 | Aux steam header vent (stmr bldg) | Pipe Rack 1st | Aux Steam Header | no data | AXS | no data | no data | no data
01-VAXS |  | Pipe Rack 1st | Aux Steam Header | no data | AXS | no data | no data | no data
01-VAXS200 | Drain before steam trap | Pipe Rack 1st | Aux Steam Header | no data | AXS | no data | no data | no data
01-VAXS117 | Steam trap iso | Pipe Rack 1st | Aux Steam Header | no data | AXS | no data | no data | no data
01-VAXS201 | Steam trap iso | Pipe Rack 1st | Aux Steam Header | no data | AXS | no data | no data | no data
02-VAXS201 | Steam trap iso | Pipe Rack 1st | Aux Steam Header | no data | AXS | no data | no data | no data
01-VAXS120 | Steam Trap bypass | Pipe Rack 1st | Aux Steam Header | no data | AXS | no data | no data | no data
01-VAXS119 | Steam Trap strainer drain | Pipe Rack 1st | Aux Steam Header | no data | AXS | no data | no data | no data
01-VAXS190 | Drain before steam trap | Pipe Rack 1st | Aux Steam Header | no data | AXS | no data | no data | no data
01-VAXS191 | Steam trap iso | Pipe Rack 1st | Aux Steam Header | no data | AXS | no data | no data | no data
01-VAXS194 | Steam trap iso | Pipe Rack 1st | Aux Steam Header | no data | AXS | no data | no data | no data
02-VAXS194 | Steam trap iso | Pipe Rack 1st | Aux Steam Header | no data | AXS | no data | no data | no data
01-VAXS202 | Steam Trap bypass | Pipe Rack 1st | Aux Steam Header | no data | AXS | no data | no data | no data
01-VAXS195 | Steam Trap strainer drain | Pipe Rack 1st | Aux Steam Header | no data | AXS | no data | no data | no data
01-VCRH180 | CRH to Aux steam FC iso (Low flow) | Pipe Rack 3rd | Aux Steam Header | no data | CRH | no data | no data | no data
01-VCRH183 | CRH to Aux steam FC iso (Low flow) | Pipe Rack 3rd | Aux Steam Header | no data | CRH | no data | no data | no data
02-VCRH183 | CRH to Aux steam FC iso (Low flow) | Pipe Rack 3rd | Aux Steam Header | no data | CRH | no data | no data | no data
01-VCRH181 | CRH to Aux steam FC iso (High flow) | Pipe Rack 3rd | Aux Steam Header | no data | CRH | no data | no data | no data
01-VCRH184 | CRH to Aux steam FC iso (High flow) | Pipe Rack 3rd | Aux Steam Header | no data | CRH | no data | no data | no data
02-VCRH184 | CRH to Aux steam FC iso (High flow) | Pipe Rack 3rd | Aux Steam Header | no data | CRH | no data | no data | no data
01-VCRH120 | CRH to Aux steam vent | Pipe Rack 3rd | Aux Steam Header | no data | CRH | no data | no data | no data
01-VCRH162 | CRH to Aux steam vent | Pipe Rack 3rd | Aux Steam Header | no data | CRH | no data | no data | no data
02-VCRH162 | CRH to Aux steam vent | Pipe Rack 3rd | Aux Steam Header | no data | CRH | no data | no data | no data
01-VCRH121 | CRH to Aux steam vent | Pipe Rack 3rd | Aux Steam Header | no data | CRH | no data | no data | no data
01-VCRH182 | CRH to Aux steam vent | Pipe Rack 3rd | Aux Steam Header | no data | CRH | no data | no data | no data
02-VCRH182 | CRH to Aux steam vent | Pipe Rack 3rd | Aux Steam Header | no data | CRH | no data | no data | no data
02-VAXS189 | Steam to HP Evap Steam trap ISOs | no data | Sparging | no data | no data | no data | no data | no data
01-VAXS290 | Steam to HP Evap Steam trap ISOs | no data | Sparging | no data | no data | no data | no data | no data
02-VAXS290 | Steam to HP Evap Steam trap ISOs | no data | Sparging | no data | no data | no data | no data | no data
02-VAXS289 | Steam to HP Evap Steam trap bypass | no data | Sparging | no data | no data | no data | no data | no data
02-VAXS144 | Steam to HP Evap Steam trap strainer drain | no data | Sparging | no data | no data | no data | no data | no data
02-VAXS291 | Steam to HP Evap drain before steam trap | no data | Sparging | no data | no data | no data | no data | no data
01-VHHS904 | Steam to HP Evap MOV bypass | no data | Sparging | no data | no data | no data | no data | no data
02-VHHS904 | Steam to HP Evap MOV bypass | no data | Sparging | no data | no data | no data | no data | no data
01-VHHS994 | Steam to HP Evap drain after MOV | no data | Sparging | no data | no data | no data | no data | no data
02-VHHS994 | Steam to HP Evap drain after MOV | no data | Sparging | no data | no data | no data | no data | no data
01-VHHS995 | Steam to HP Evap drain after MOV | no data | Sparging | no data | no data | no data | no data | no data
02-VHHS995 | Steam to HP Evap drain after MOV | no data | Sparging | no data | no data | no data | no data | no data
01-VHHS996 | Steam to HP Evap strainer drain | no data | Sparging | no data | no data | no data | no data | no data
02-VHHS996 | Steam to HP Evap strainer drain | no data | Sparging | no data | no data | no data | no data | no data
01-VHHS997 | Steam to HP Evap strainer drain | no data | Sparging | no data | no data | no data | no data | no data
02-VHHS997 | Steam to HP Evap strainer drain | no data | Sparging | no data | no data | no data | no data | no data
02-VAXS133 | Steam to IP Evap vent | HRSG lower | Sparging | no data | AXS | no data | no data | no data
02-VHIS909 | Steam to IP Evap MOV bypass | HRSG lower | Sparging | no data | AXS | no data | no data | no data
02-VHIS860 | Steam to IP Evap drain after MOV | HRSG lower | Sparging | no data | AXS | no data | no data | no data
01-VHIS861 | Steam to IP Evap drain after MOV | HRSG lower | Sparging | no data | AXS | no data | no data | no data
02-VHIS861 | Steam to IP Evap drain after MOV | HRSG lower | Sparging | no data | AXS | no data | no data | no data
02-VHIS852 | Steam to IP Evap strainer drain | HRSG lower | Sparging | no data | AXS | no data | no data | no data
01-VHIS853 | Steam to IP Evap strainer drain | HRSG lower | Sparging | no data | AXS | no data | no data | no data
02-VHIS853 | Steam to IP Evap strainer drain | HRSG lower | Sparging | no data | AXS | no data | no data | no data
02-VHLS904 | Steam to LP Evap MOV bypass | HRSG lower | Sparging | no data | AXS | no data | no data | no data
02-VHLS985 | Steam to LP Evap drain after MOV | HRSG lower | Sparging | no data | AXS | no data | no data | no data
01-VHLS999 | Steam to LP Evap drain after MOV | HRSG lower | Sparging | no data | AXS | no data | no data | no data
02-VHLS999 | Steam to LP Evap drain after MOV | HRSG lower | Sparging | no data | AXS | no data | no data | no data
02-VHLS992 | Steam to LP Evap strainer drain | HRSG lower | Sparging | no data | AXS | no data | no data | no data
01-VHLS993 | Steam to LP Evap strainer drain | HRSG lower | Sparging | no data | AXS | no data | no data | no data
02-VHLS993 | Steam to LP Evap strainer drain | HRSG lower | Sparging | no data | AXS | no data | no data | no data
02-VAXS135 | Steam to LP Evap Steam trap iso | HRSG lower | Sparging | no data | AXS | no data | no data | no data
01-VAXS136 | Steam to LP Evap Steam trap iso | HRSG lower | Sparging | no data | AXS | no data | no data | no data
02-VAXS136 | Steam to LP Evap Steam trap iso | HRSG lower | Sparging | no data | AXS | no data | no data | no data
02-VAXS138 | Steam to LP Evap Steam trap bypass | HRSG lower | Sparging | no data | AXS | no data | no data | no data
02-VAXS137 | Steam to LP Evap Steam trap strainer drain | HRSG lower | Sparging | no data | AXS | no data | no data | no data
02-VAXS113 | Steam to LP Evap Drain before Steam trap | HRSG lower | Sparging | no data | AXS | no data | no data | no data
02-VAXS155 | Drain before steam trap | HRSG lower West | no data | no data | AXS | no data | no data | no data
02-VAXS112 | Steam trap iso | HRSG lower West | no data | no data | AXS | no data | no data | no data
01-VAXS115 | Steam trap iso | HRSG lower West | no data | no data | AXS | no data | no data | no data
02-VAXS115 | Steam trap iso | HRSG lower West | no data | no data | AXS | no data | no data | no data
02-VAXS129 | Steam Trap bypass | HRSG lower West | no data | no data | AXS | no data | no data | no data
02-VAXS116 | Steam Trap strainer drain | HRSG lower West | no data | no data | AXS | no data | no data | no data
02-VAXS130 | Drain before steam trap | HRSG lower West | no data | no data | AXS | no data | no data | no data
02-VAXS103 | Steam trap iso | HRSG lower West | no data | no data | AXS | no data | no data | no data
01-VAXS161 | Steam trap iso | HRSG lower West | no data | no data | AXS | no data | no data | no data
02-VAXS161 | Steam trap iso | HRSG lower West | no data | no data | AXS | no data | no data | no data
02-VAXS164 | Steam Trap bypass | HRSG lower West | no data | no data | AXS | no data | no data | no data
02-VAXS160 | Steam Trap strainer drain | HRSG lower West | no data | no data | AXS | no data | no data | no data
02-VAXS292 | Aux steam header vent | HRSG lower West | no data | no data | AXS | no data | no data | no data
00-VFGS220 | Emergency Shut Off Valve inlet isolation | GAS YARD | GAS YARD | no data | FGS | no data | Open | no data
00-VFGS230 | Emergency Shut Off Valve inlet isolation | GAS YARD | GAS YARD | no data | FGS | no data | Open | no data
00-VFGS221 | N2 Purge Isolation (fenced gas yard) | GAS YARD | GAS YARD | no data | FGS | no data | Closed | no data
00-VFGS222 | N2 Purge Isolation (fenced gas yard) | GAS YARD | GAS YARD | no data | FGS | no data | Closed | no data
00-VFGS803 | FILTER/SEPERATOR NITROGEN PURGE/VENT | no data | FUEL GAS FILTER/SEPERATOR | no data | FGS | no data | CLOSED | no data
00-VFGS703 | FILTER/SEPERATOR NITROGEN PURGE/VENT | no data | FUEL GAS FILTER/SEPERATOR | no data | FGS | no data | CLOSED | no data
00-VFGS719 | FILTER/SEPERATOR LEVEL CONTROL VALVE INLET | no data | FUEL GAS FILTER/SEPERATOR | no data | FGS | no data | OPEN | no data
00-VFGS720 | FILTER/SEPERATOR LEVEL CONTROL VALVE OUTLET | no data | FUEL GAS FILTER/SEPERATOR | no data | FGS | no data | OPEN | no data
00-VFGS722 | FILTER/SEPERATOR LEVEL CONTROL BYPASS | no data | FUEL GAS FILTER/SEPERATOR | no data | FGS | no data | CLOSED | no data
00-VFGS723 | FILTER/SEPERATOR LEVEL CONTROL VALVE INLET | no data | FUEL GAS FILTER/SEPERATOR | no data | FGS | no data | OPEN | no data
00-VFGS724 | FILTER/SEPERATOR LEVEL CONTROL VALVE OUTLET | no data | FUEL GAS FILTER/SEPERATOR | no data | FGS | no data | OPEN | no data
00-VFGS726 | FILTER/SEPERATOR LEVEL CONTROL BYPASS | no data | FUEL GAS FILTER/SEPERATOR | no data | FGS | no data | CLOSED | no data
00-VFGS819 | FILTER/SEPERATOR LEVEL CONTROL VALVE INLET | no data | FUEL GAS FILTER/SEPERATOR | no data | FGS | no data | OPEN | no data
00-VFGS820 | FILTER/SEPERATOR LEVEL CONTROL VALVE OUTLET | no data | FUEL GAS FILTER/SEPERATOR | no data | FGS | no data | OPEN | no data
00-VFGS822 | FILTER/SEPERATOR LEVEL CONTROL BYPASS | no data | FUEL GAS FILTER/SEPERATOR | no data | FGS | no data | CLOSED | no data
00-VFGS823 | FILTER/SEPERATOR LEVEL CONTROL VALVE INLET | no data | FUEL GAS FILTER/SEPERATOR | no data | FGS | no data | OPEN | no data
00-VFGS824 | FILTER/SEPERATOR LEVEL CONTROL VALVE OUTLET | no data | FUEL GAS FILTER/SEPERATOR | no data | FGS | no data | OPEN | no data
00-VFGS826 | FILTER/SEPERATOR LEVEL CONTROL BYPASS | no data | FUEL GAS FILTER/SEPERATOR | no data | FGS | no data | CLOSED | no data
00-VFGS705 | FILTER/SEPERATOR NITROGEN PURGE/VENT | no data | FUEL GAS FILTER/SEPERATOR | no data | FGS | no data | CLOSED | no data
00-VFGS805 | FILTER/SEPERATOR NITROGEN PURGE/VENT | no data | FUEL GAS FILTER/SEPERATOR | no data | FGS | no data | CLOSED | no data
00-VFGS708 | FILTER/SEPERATOR LEVEL COLUM SUPPLY UPPER | no data | FUEL GAS FILTER/SEPERATOR | no data | FGS | no data | OPEN | no data
00-VFGS707 | FILTER/SEPERATOR LEVEL COLUM SUPPLY LOWER | no data | FUEL GAS FILTER/SEPERATOR | no data | FGS | no data | OPEN | no data
00-VFGS711 | FILTER/SEPERATOR LEVEL GAGE SUPPLY LOWER | no data | FUEL GAS FILTER/SEPERATOR | no data | FGS | no data | OPEN | no data
00-VFGS712 | FILTER/SEPERATOR LEVEL GAGE SUPPLY UPPER | no data | FUEL GAS FILTER/SEPERATOR | no data | FGS | no data | OPEN | no data
00-VFGS708V | FILTER/SEPERATOR LEVEL GAGE VENT | no data | FUEL GAS FILTER/SEPERATOR | no data | FGS | no data | CLOSED | no data
00-VFGS708D | FILTER/SEPERATOR LEVEL GAGE DRAIN | no data | FUEL GAS FILTER/SEPERATOR | no data | FGS | no data | CLOSED | no data
00-VFGS704D | FILTER SEPERATOR COLUM DRAIN | no data | FUEL GAS FILTER/SEPERATOR | no data | FGS | no data | CLOSED | no data
00-VFGS718 | FILTER/SEPERATOR LEVEL COLUM SUPPLY UPPER | no data | FUEL GAS FILTER/SEPERATOR | no data | FGS | no data | OPEN | no data
00-VFGS717 | FILTER/SEPERATOR LEVEL COLUM SUPPLY LOWER | no data | FUEL GAS FILTER/SEPERATOR | no data | FGS | no data | OPEN | no data
00-VFGS713 | FILTER/SEPERATOR LEVEL GAGE SUPPLY LOWER | no data | FUEL GAS FILTER/SEPERATOR | no data | FGS | no data | OPEN | no data
00-VFGS714 | FILTER/SEPERATOR LEVEL GAGE SUPPLY UPPER | no data | FUEL GAS FILTER/SEPERATOR | no data | FGS | no data | OPEN | no data
00-VFGS718V | FILTER/SEPERATOR LEVEL GAGE VENT | no data | FUEL GAS FILTER/SEPERATOR | no data | FGS | no data | CLOSED | no data
00-VFGS718D | FILTER/SEPERATOR LEVEL GAGE DRAIN | no data | FUEL GAS FILTER/SEPERATOR | no data | FGS | no data | CLOSED | no data
00-VFGS714D | FILTER SEPERATOR COLUM DRAIN | no data | FUEL GAS FILTER/SEPERATOR | no data | FGS | no data | CLOSED | no data
00-VFGS709 | FILTER SEPERATOR LEVEL SWITCH ISOLATION LOWER | no data | FUEL GAS FILTER/SEPERATOR | no data | FGS | no data | OPEN | no data
00-VFGS710 | FILTER SEPERATOR LEVEL SWITCH ISOLATION UPPER | no data | FUEL GAS FILTER/SEPERATOR | no data | FGS | no data | OPEN | no data
00-VFGS715 | FILTER SEPERATOR LEVEL SWITCH ISOLATION LOWER | no data | FUEL GAS FILTER/SEPERATOR | no data | FGS | no data | OPEN | no data
00-VFGS716 | FILTER SEPERATOR LEVEL SWITCH ISOLATION UPPER | no data | FUEL GAS FILTER/SEPERATOR | no data | FGS | no data | OPEN | no data
00-VFGS704 | FILTER SEPERATOR DP TRANSMITTER HIGH SIDE | no data | FUEL GAS FILTER/SEPERATOR | no data | FGS | no data | OPEN | no data
00-VFGS706 | FILTER SEPERATOR DP TRANSMITTER LOW SIDE | no data | FUEL GAS FILTER/SEPERATOR | no data | FGS | no data | OPEN | no data
00-VFGS808 | FILTER/SEPERATOR LEVEL COLUM SUPPLY UPPER | no data | FUEL GAS FILTER/SEPERATOR | no data | FGS | no data | OPEN | no data
00-VFGS807 | FILTER/SEPERATOR LEVEL COLUM SUPPLY LOWER | no data | FUEL GAS FILTER/SEPERATOR | no data | FGS | no data | OPEN | no data
00-VFGS811 | FILTER/SEPERATOR LEVEL GAGE SUPPLY LOWER | no data | FUEL GAS FILTER/SEPERATOR | no data | FGS | no data | OPEN | no data
00-VFGS812 | FILTER/SEPERATOR LEVEL GAGE SUPPLY UPPER | no data | FUEL GAS FILTER/SEPERATOR | no data | FGS | no data | OPEN | no data
00-VFGS808V | FILTER/SEPERATOR LEVEL GAGE VENT | no data | FUEL GAS FILTER/SEPERATOR | no data | FGS | no data | CLOSED | no data
00-VFGS808D | FILTER/SEPERATOR LEVEL GAGE DRAIN | no data | FUEL GAS FILTER/SEPERATOR | no data | FGS | no data | CLOSED | no data
00-VFGS804D | FILTER SEPERATOR COLUM DRAIN | no data | FUEL GAS FILTER/SEPERATOR | no data | FGS | no data | CLOSED | no data
00-VFGS818 | FILTER/SEPERATOR LEVEL COLUM SUPPLY UPPER | no data | FUEL GAS FILTER/SEPERATOR | no data | FGS | no data | OPEN | no data
00-VFGS817 | FILTER/SEPERATOR LEVEL COLUM SUPPLY LOWER | no data | FUEL GAS FILTER/SEPERATOR | no data | FGS | no data | OPEN | no data
00-VFGS813 | FILTER/SEPERATOR LEVEL GAGE SUPPLY LOWER | no data | FUEL GAS FILTER/SEPERATOR | no data | FGS | no data | OPEN | no data
00-VFGS814 | FILTER/SEPERATOR LEVEL GAGE SUPPLY UPPER | no data | FUEL GAS FILTER/SEPERATOR | no data | FGS | no data | OPEN | no data
00-VFGS818V | FILTER/SEPERATOR LEVEL GAGE VENT | no data | FUEL GAS FILTER/SEPERATOR | no data | FGS | no data | CLOSED | no data
00-VFGS818D | FILTER/SEPERATOR LEVEL GAGE DRAIN | no data | FUEL GAS FILTER/SEPERATOR | no data | FGS | no data | CLOSED | no data
00-VFGS814D | FILTER SEPERATOR COLUM DRAIN | no data | FUEL GAS FILTER/SEPERATOR | no data | FGS | no data | CLOSED | no data
00-VFGS809 | FILTER SEPERATOR LEVEL SWITCH ISOLATION LOWER | no data | FUEL GAS FILTER/SEPERATOR | no data | FGS | no data | OPEN | no data
00-VFGS810 | FILTER SEPERATOR LEVEL SWITCH ISOLATION UPPER | no data | FUEL GAS FILTER/SEPERATOR | no data | FGS | no data | OPEN | no data
00-VFGS815 | FILTER SEPERATOR LEVEL SWITCH ISOLATION LOWER | no data | FUEL GAS FILTER/SEPERATOR | no data | FGS | no data | OPEN | no data
00-VFGS816 | FILTER SEPERATOR LEVEL SWITCH ISOLATION UPPER | no data | FUEL GAS FILTER/SEPERATOR | no data | FGS | no data | OPEN | no data
00-VFGS804 | FILTER SEPERATOR DP TRANSMITTER HIGH SIDE | no data | FUEL GAS FILTER/SEPERATOR | no data | FGS | no data | OPEN | no data
00-VFGS806 | FILTER SEPERATOR DP TRANSMITTER LOW SIDE | no data | FUEL GAS FILTER/SEPERATOR | no data | FGS | no data | OPEN | no data
00-VFGS731 | FILTER SEPERATOR DRAIN TANK DRAIN VALVE | no data | FUEL GAS FILTER/SEPERATOR | no data | FGS | no data | CLOSED | no data
00-VFGS727 | FILTER SEPERATOR DRAIN TANK LEVEL IND. TRANSMITTER LOWER | no data | FUEL GAS FILTER/SEPERATOR | no data | FGS | no data | OPEN | no data
00-VFGS728 | FILTER SEPERATOR DRAIN TANK LEVEL IND. TRANSMITTER UPPER | no data | FUEL GAS FILTER/SEPERATOR | no data | FGS | no data | OPEN | no data
00-VFGS736 | FILTER SEPERATOR DRAIN TANK LEVEL TRASMITTER DRAIN | no data | FUEL GAS FILTER/SEPERATOR | no data | FGS | no data | CLOSED | no data
00-VFGS729 | FILTER SEPERATOR DRAIN TANK LEVEL GAUGE DRAIN | no data | FUEL GAS FILTER/SEPERATOR | no data | FGS | no data | CLOSED | no data
00-VFGS730 | FILTER SEPERATOR DRAIN TANK LEVEL GAUGE VENT | no data | FUEL GAS FILTER/SEPERATOR | no data | FGS | no data | CLOSED | no data
00-VFGS732 | FILTER SEPERATOR DRAIN TANK LEVEL SWITH LOWER ISO. | no data | FUEL GAS FILTER/SEPERATOR | no data | FGS | no data | OPEN | no data
00-VFGS735 | FILTER SEPERATOR DRAIN TANK LEVEL SWITH UPPER ISO. | no data | FUEL GAS FILTER/SEPERATOR | no data | FGS | no data | OPEN | no data
00-VFGS736 | FILTER SEPERATOR DRAIN TANK LEVEL SWITH DRAIN ISO. | no data | FUEL GAS FILTER/SEPERATOR | no data | FGS | no data | CLOSED | no data
00-VFGS733 | 12" FLOW METER STATION INLET | no data | FLOW METERING STATION (03) | no data | FGS | no data | OPEN | no data
00-VFGS733D | 12" FLOW METER STATION INLET VALVE DRAIN | no data | FLOW METERING STATION (03) | no data | FGS | no data | CLOSED | no data
00-VFGS734 | 6" FLOW METER INLET | no data | FLOW METERING STATION (03) | no data | FGS | no data | OPEN | no data
00-VFGS734D | 6" FLOW METER INLET VALVE DRAIN | no data | FLOW METERING STATION (03) | no data | FGS | no data | CLOSED | no data
00-VFGS744 | 6" FLOW METER NITROGEN PURGE/VENT | no data | FLOW METERING STATION (03) | no data | FGS | no data | CLOSED | no data
00-VFGS748 | 6" FLOW METER NITROGEN PURGE/VENT | no data | FLOW METERING STATION (03) | no data | FGS | no data | CLOSED | no data
00-VFGS747 | 12" FLOW METER NITROGEN PURGE/VENT | no data | FLOW METERING STATION (03) | no data | FGS | no data | CLOSED | no data
00-VFGS743 | 12" FLOW METER NITROGEN PURGE/VENT | no data | FLOW METERING STATION (03) | no data | FGS | no data | CLOSED | no data
00-VFGS737 | 12" FLOW METER NITROGEN PURGE/VENT | no data | FLOW METERING STATION (03) | no data | FGS | no data | CLOSED | no data
00-VFGS739 | 12" PRESSURE TRANSMITTER ISOLATION | no data | FLOW METERING STATION (03) | no data | FGS | no data | OPEN | no data
00-VFGS741 | 12" PRESSURE TRANSMITTER ISOLATION | no data | FLOW METERING STATION (03) | no data | FGS | no data | OPEN | no data
00-VFGS745 | 12" YV-745 DRAIN VALVE | no data | FLOW METERING STATION (03) | no data | FGS | no data | CLOSED | no data
00-VFGS740 | 6" PRESSURE TRANSMITTER ISOLATION | no data | FLOW METERING STATION (03) | no data | FGS | no data | OPEN | no data
00-VFGS742 | 6" PRESSURE TRANSMITTER ISOLATION | no data | FLOW METERING STATION (03) | no data | FGS | no data | OPEN | no data
00-VFGS746 | 6" YV-746 DRAIN VALVE | no data | FLOW METERING STATION (03) | no data | FGS | no data | CLOSED | no data
00-VFGS833 | 12" FLOW METER STATION INLET | no data | FLOW METERING STATION (04) | no data | FGS | no data | OPEN | no data
00-VFGS833D | 12" FLOW METER STATION INLET VALVE DRAIN | no data | FLOW METERING STATION (04) | no data | FGS | no data | CLOSED | no data
00-VFGS834 | 6" FLOW METER INLET | no data | FLOW METERING STATION (04) | no data | FGS | no data | OPEN | no data
00-VFGS834D | 6" FLOW METER INLET VALVE DRAIN | no data | FLOW METERING STATION (04) | no data | FGS | no data | CLOSED | no data
00-VFGS844 | 6" FLOW METER NITROGEN PURGE/VENT | no data | FLOW METERING STATION (04) | no data | FGS | no data | CLOSED | no data
00-VFGS848 | 6" FLOW METER NITROGEN PURGE/VENT | no data | FLOW METERING STATION (04) | no data | FGS | no data | CLOSED | no data
00-VFGS847 | 12" FLOW METER NITROGEN PURGE/VENT | no data | FLOW METERING STATION (04) | no data | FGS | no data | CLOSED | no data
00-VFGS843 | 12" FLOW METER NITROGEN PURGE/VENT | no data | FLOW METERING STATION (04) | no data | FGS | no data | CLOSED | no data
00-VFGS837 | 12" FLOW METER NITROGEN PURGE/VENT | no data | FLOW METERING STATION (04) | no data | FGS | no data | CLOSED | no data
00-VFGS839 | 12" PRESSURE TRANSMITTER ISOLATION | no data | FLOW METERING STATION (04) | no data | FGS | no data | OPEN | no data
00-VFGS841 | 12" PRESSURE TRANSMITTER ISOLATION | no data | FLOW METERING STATION (04) | no data | FGS | no data | P[EN | no data
00-VFGS845 | 12" YV-845 DRAIN VALVE | no data | FLOW METERING STATION (04) | no data | FGS | no data | CLOSED | no data
00-VFGS840 | 6" PRESSURE TRANSMITTER ISOLATION | no data | FLOW METERING STATION (04) | no data | FGS | no data | OPEN | no data
00-VFGS842 | 6" PRESSURE TRANSMITTER ISOLATION | no data | FLOW METERING STATION (04) | no data | FGS | no data | OPEN | no data
00-VFGS846 | 6" YV-846 DRAIN VALVE | no data | FLOW METERING STATION (04) | no data | FGS | no data | CLOSED | no data
00-VFGS229 | GAS SUPPLY ISOLATION TO HEATER | no data | FUEL GAS DEW POINT HEATER/GLYCOL PUMP SKID | no data | FGS | no data |  | no data
00-VFGS245 | glycol supply to glycol heater | no data | FUEL GAS DEW POINT HEATER/GLYCOL PUMP SKID | no data | FGS | no data | Open | no data
00-VFGS246 | Glycol recirc pump skid isolation from fuel gas heat exchanger | no data | FUEL GAS DEW POINT HEATER/GLYCOL PUMP SKID | no data | FGS | no data | Open | no data
00-VFGS981 | GLYCOL FILL ISOLATION | no data | FUEL GAS DEW POINT HEATER/GLYCOL PUMP SKID | no data | FGS | no data | CLOSED | no data
00-VFGS984 | GLYCOL TANK SEPERATOR DRAIN VALV | no data | FUEL GAS DEW POINT HEATER/GLYCOL PUMP SKID | no data | FGS | no data | CLOSED | no data
00-VFGS976 | GLYCOL EXPANSION TANK ISOLATION | no data | FUEL GAS DEW POINT HEATER/GLYCOL PUMP SKID | no data | FGS | no data | OPEN | no data
00-VFGS977 | GLYCOL EXPANSION TANK VENT | no data | FUEL GAS DEW POINT HEATER/GLYCOL PUMP SKID | no data | FGS | no data | CLOSED | no data
00-VFGS987 | GLYCOL EXPANSION TANK DRAIN | no data | FUEL GAS DEW POINT HEATER/GLYCOL PUMP SKID | no data | FGS | no data | CLOSED | no data
00-VFGS968 | GLYCOL PUMP SUCTION TRANSMITTER ISOLATION | no data | FUEL GAS DEW POINT HEATER/GLYCOL PUMP SKID | no data | FGS | no data | OPEN | no data
00-VFGS969 | GLYCOL PUMP SUCTION TRANSMITTER ISOLATION | no data | FUEL GAS DEW POINT HEATER/GLYCOL PUMP SKID | no data | FGS | no data | OPEN | no data
00-VFGS968A | GLYCOL PUMP "A" SUCTION | no data | FUEL GAS DEW POINT HEATER/GLYCOL PUMP SKID | no data | FGS | no data | OPEN | no data
00-VFGS969A | GLYCOL PUMP "A" SUCTION STRAINER DP ISOLATION | no data | FUEL GAS DEW POINT HEATER/GLYCOL PUMP SKID | no data | FGS | no data | OPEN | no data
00-VFGS970A | GLYCOL PUMP "A" SUCTION STRAINER DP ISOLATION | no data | FUEL GAS DEW POINT HEATER/GLYCOL PUMP SKID | no data | FGS | no data | OPEN | no data
00-VFGS971A | GLYCOL PUMP "A" SUCTION STRAINER DRAIN | no data | FUEL GAS DEW POINT HEATER/GLYCOL PUMP SKID | no data | FGS | no data | CLOSED | no data
00-VFGS974A | GLYCOL PUMP "A" DISCHARGE | no data | FUEL GAS DEW POINT HEATER/GLYCOL PUMP SKID | no data | FGS | no data | OPEN | no data
00-VFGS973A | GLYCOL PUMP "A" DISCHARGE DRAIN | no data | FUEL GAS DEW POINT HEATER/GLYCOL PUMP SKID | no data | FGS | no data | CLOSED | no data
00-VFGS972A | RECIRC ISOLATION PUMP "A" | no data | FUEL GAS DEW POINT HEATER/GLYCOL PUMP SKID | no data | FGS | no data | OPEN | no data
00-VFGS968B | GLYCOL PUMP "B" SUCTION | no data | FUEL GAS DEW POINT HEATER/GLYCOL PUMP SKID | no data | FGS | no data | OPEN | no data
00-VFGS969B | GLYCOL PUMP "B" SUCTION STRAINER DP ISOLATION | no data | FUEL GAS DEW POINT HEATER/GLYCOL PUMP SKID | no data | FGS | no data | OPEN | no data
00-VFGS970B | GLYCOL PUMP "B" SUCTION STRAINER DP ISOLATION | no data | FUEL GAS DEW POINT HEATER/GLYCOL PUMP SKID | no data | FGS | no data | OPEN | no data
00-VFGS971B | GLYCOL PUMP "B" SUCTION STRAINER DRAIN | no data | FUEL GAS DEW POINT HEATER/GLYCOL PUMP SKID | no data | FGS | no data | CLOSED | no data
00-VFGS974B | GLYCOL PUMP "B" DISCHARGE | no data | FUEL GAS DEW POINT HEATER/GLYCOL PUMP SKID | no data | FGS | no data | OPEN | no data
00-VFGS973B | GLYCOL PUMP "B" DISCHARGE DRAIN | no data | FUEL GAS DEW POINT HEATER/GLYCOL PUMP SKID | no data | FGS | no data | CLOSED | no data
00-VFGS972B | RECIRC ISOLATION PUMP "B" | no data | FUEL GAS DEW POINT HEATER/GLYCOL PUMP SKID | no data | FGS | no data | OPEN | no data
00-VFGS974 | GLYCOL PUMPS DISCHARGE PRESSURE TRANSMITTER | no data | FUEL GAS DEW POINT HEATER/GLYCOL PUMP SKID | no data | FGS | no data | OPEN | no data
00-VFGS975 | GLYCOL PUMPS DISCHARGE PRESSURE TRANSMITTER | no data | FUEL GAS DEW POINT HEATER/GLYCOL PUMP SKID | no data | FGS | no data | OPEN | no data
00-VFGS983 | GLYCOL HEATER DP GUAGE HIGH SIDE ISOLATION | no data | FUEL GAS DEW POINT HEATER/GLYCOL PUMP SKID | no data | FGS | no data | OPEN | no data
00-VFGS951 | GLYCOL HEATER DP GUAGE LOW SIDE ISOLATION | no data | FUEL GAS DEW POINT HEATER/GLYCOL PUMP SKID | no data | FGS | no data | OPEN | no data
00-VFGS953 | GLYCOL HEATER DP DRAIN | no data | FUEL GAS DEW POINT HEATER/GLYCOL PUMP SKID | no data | FGS | no data | CLOSED | no data
00-VFGS984 | GLYCOL HEATER DP DRAIN | no data | FUEL GAS DEW POINT HEATER/GLYCOL PUMP SKID | no data | FGS | no data | CLOSED | no data
00-VFGS985 | GLYCOL HEATER GAS ISOLATION | no data | FUEL GAS DEW POINT HEATER/GLYCOL PUMP SKID | no data | FGS | no data | OPEN | no data
00-VFGS986 | GLYCOL HEATER GAS STRAINER DRAIN | no data | FUEL GAS DEW POINT HEATER/GLYCOL PUMP SKID | no data | FGS | no data | CLOSED | no data
00-VFGS001 | GLYCOL HEATER GAS FLOW METER INLET VALVE | no data | FUEL GAS DEW POINT HEATER/GLYCOL PUMP SKID | no data | FGS | no data | OPEN | no data
00-VFGS002 | GLYCOL HEATER GAS FLOW METER INLET DRAIN | no data | FUEL GAS DEW POINT HEATER/GLYCOL PUMP SKID | no data | FGS | no data | CLOSED | no data
00-VFGS021 | GLYCOL HEATER GAS PILOT ISOLATION | no data | FUEL GAS DEW POINT HEATER/GLYCOL PUMP SKID | no data | FGS | no data | OPEN | no data
00-VFGS025 | GLYCOL HEATER PILOT HEADER DRAIN VALVE | no data | FUEL GAS DEW POINT HEATER/GLYCOL PUMP SKID | no data | FGS | no data | CLOSED | no data
00-VFGS027 | GLYCOL HEATER PILOT HEADER DRAIN VALVE | no data | FUEL GAS DEW POINT HEATER/GLYCOL PUMP SKID | no data | FGS | no data | CLOSED | no data
00-VFGS028 | GLYCOL HEATER PILOT GAS TO BURNER ISOLATION | no data | FUEL GAS DEW POINT HEATER/GLYCOL PUMP SKID | no data | FGS | no data | OPEN | no data
00-VFGS007 | GLYCOL HEATER MAIN GAS HEADER DRAIN | no data | FUEL GAS DEW POINT HEATER/GLYCOL PUMP SKID | no data | FGS | no data | CLOSED | no data
00-VFGS009 | GLYCOL HEATER MAIN GAS HEADER DRAIN | no data | FUEL GAS DEW POINT HEATER/GLYCOL PUMP SKID | no data | FGS | no data | CLOSED | no data
00-VFGS016 | GLYCOL HEATER MAIN GAS HEADER DRAIN | no data | FUEL GAS DEW POINT HEATER/GLYCOL PUMP SKID | no data | FGS | no data | CLOSED | no data
00-VFGS018 | GLYCOH HEATER MAIN GAS ISOLATION BEFORE BURNER | no data | FUEL GAS DEW POINT HEATER/GLYCOL PUMP SKID | no data | FGS | no data | OPEN | no data
00-VFGS755 | GLYCOL HEAT EXCHANGER NITROGEN PURGE/VENT (GAS SIDE) | no data | GLYCOL HEAT EXCHANGER SKID | no data | FGS | no data | CLOSED | no data
00-VFGS758 | GLYCOL HEAT EXCHANGER NITROGEN PURGE/VENT (GAS SIDE) | no data | GLYCOL HEAT EXCHANGER SKID | no data | FGS | no data | CLOSED | no data
00-VFGS855 | GLYCOL HEAT EXCHANGER NITROGEN PURGE/VENT (GAS SIDE) | no data | GLYCOL HEAT EXCHANGER SKID | no data | FGS | no data | CLOSED | no data
00-VFGS858 | GLYCOL HEAT EXCHANGER NITROGEN PURGE/VENT (GAS SIDE) | no data | GLYCOL HEAT EXCHANGER SKID | no data | FGS | no data | CLOSED | no data
00-VFGS959 | GLYCOL HEATER VENT (GLYCOL SIDE) | no data | GLYCOL HEAT EXCHANGER SKID | no data | FGS | no data | CLOSED | no data
00-VFGS958 | GLYCOL HEATER DRAIN (GLYCOL SIDE) | no data | GLYCOL HEAT EXCHANGER SKID | no data | FGS | no data | CLOSED | no data
00-VFGS965 | GLYCOL HEATER VENT (GLYCOL SIDE) | no data | GLYCOL HEAT EXCHANGER SKID | no data | FGS | no data | CLOSED | no data
00-VFGS964 | GLYCOL HEATER DRAIN (GLYCOL SIDE) | no data | GLYCOL HEAT EXCHANGER SKID | no data | FGS | no data | CLOSED | no data
00-VFGS224 | glycol heat exchanger bypass/temperature control valve #1 | no data | GLYCOL HEAT EXCHANGER SKID | no data | FGS | no data | THROTTLED | no data
00-VFGS225 | glycol to fuel gas heat exchanger inlet #1 | no data | GLYCOL HEAT EXCHANGER SKID | no data | FGS | no data | Open | no data
00-VFGS226 | glycol from fuel gas heat exchanger outlet #1 | no data | GLYCOL HEAT EXCHANGER SKID | no data | FGS | no data | Open | no data
00-VFGS238 | glycol to fuel gas heat exchanger inlet #2 | no data | GLYCOL HEAT EXCHANGER SKID | no data | FGS | no data | OPEN | no data
00-VFGS239 | glycol from fuel gas heat exchanger outlet #2 | no data | GLYCOL HEAT EXCHANGER SKID | no data | FGS | no data | OPEN | no data
00-VFGS240 | glycol heat exchanger bypass/temperature control valve #2 | no data | GLYCOL HEAT EXCHANGER SKID | no data | FGS | no data | CLOSED | no data
00-VFGS152 | GLYCOL HEAT EXCHANGER VENT | no data | GLYCOL HEAT EXCHANGER SKID | no data | FGS | no data | CLOSED | no data
00-VFGS151 | GLYCOL HEAT EXCHANGER VENT | no data | GLYCOL HEAT EXCHANGER SKID | no data | FGS | no data | CLOSED | no data
00-VFGS246 | GLYCOL RECIRC PUMP INLET | no data | GLYCOL HEAT EXCHANGER SKID | no data | FGS | no data | OPEN | no data
00-VFGS245 | GLYCOL RECIRC PUMP OUTLET | no data | GLYCOL HEAT EXCHANGER SKID | no data | FGS | no data | OPEN | no data
00-VFGS150 | GLYCOL SUPPLY VENT/DRAIN | no data | GLYCOL HEAT EXCHANGER SKID | no data | FGS | no data | CLOSED | no data
00-VFGS853 | PRESS TRANSMITTER ISOLATION #2 HEAT EXCHANGER INLET | no data | GLYCOL HEAT EXCHANGER SKID | no data | FGS | no data | OPEN | no data
00-VFGS859 | PRESS TRANSMITTER ISOLATION #2 HEAT EXCHANGER INLET | no data | GLYCOL HEAT EXCHANGER SKID | no data | FGS | no data | OPEN | no data
00-VFGS753 | PRESS TRANSMITTER ISOLATION #1 HEAT EXCHANGER INLET | no data | GLYCOL HEAT EXCHANGER SKID | no data | FGS | no data | OPEN | no data
00-VFGS759 | PRESS TRANSMITTER ISOLATION #1 HEAT EXCHANGER INLET | no data | GLYCOL HEAT EXCHANGER SKID | no data | FGS | no data | OPEN | no data
00-VFGS200 | SKID08 HP reg station outlet to CT FUEAL GAS HEADER | no data | HP REGULATING STATION (08) | no data | FGS | no data | Open | no data
00-VFGS782 | 6" OUTLET TO ELECTRIC HEATER NITROGEN PURGE/VENT | no data | HP REGULATING STATION (08) | no data | FGS | no data | CLOSED | no data
00-VFGS783 | 6" OUTLET TO ELECTRIC HEATER | no data | HP REGULATING STATION (08) | no data | FGS | no data | OPEN | no data
00-VFGS776 | 8" LOW FLOW REGULATING STATION INLET | no data | HP REGULATING STATION (08) | no data | FGS | no data | Open | no data
00-VFGS776D | 8" LOW FLOW REGULATING STATION INLET DRAIN | no data | HP REGULATING STATION (08) | no data | FGS | no data | CLOSED | no data
00-VFGS782 | LOW FLOW NITROGEN PURGE/DRAIN | no data | HP REGULATING STATION (08) | no data | FGS | no data | CLOSED | no data
00-VFGS790 | LOW FLOW REG. STATION INNERSTAGE NITROGEN PURGE/VENT | no data | HP REGULATING STATION (08) | no data | FGS | no data | CLOSED | no data
00-VFGS793 | LOW FLOW REG. STATION OUTLET NITROGEN PURGE/VENT | no data | HP REGULATING STATION (08) | no data | FGS | no data | CLOSED | no data
00-VFGS777 | 8" LOW FLOW REGULATING STATION INLET | no data | HP REGULATING STATION (08) | no data | FGS | no data | Open | no data
00-VFGS777D | 8" LOW FLOW REGULATING STATION INLET DRAIN | no data | HP REGULATING STATION (08) | no data | FGS | no data | CLOSED | no data
00-VFGS794 | REDUCED GAS HEADER NITROGEN PURGE/DRAIN | no data | HP REGULATING STATION (08) | no data | FGS | no data | Closed | no data
00-VFGS774 | 16" SEC. REGULATING STATION INLET | no data | HP REGULATING STATION (08) | no data | FGS | no data | Open | no data
00-VFGS774D | 16" SEC. REGULATING STATION INLET DRAIN | no data | HP REGULATING STATION (08) | no data | FGS | no data | CLOSED | no data
00-VFGS781 | SEC. REG. STATION NITROGEN PURGE/DRAIN | no data | HP REGULATING STATION (08) | no data | FGS | no data | CLOSED | no data
00-VFGS789 | SEC. REG. STATION INNERSTAGE NITROGEN PURGE/VENT | no data | HP REGULATING STATION (08) | no data | FGS | no data | CLOSED | no data
00-VFGS792 | SEC. REG. STATION OUTLET NITROGEN PURGE/VENT | no data | HP REGULATING STATION (08) | no data | FGS | no data | CLOSED | no data
00-VFGS775 | 16" SEC. REGULATING STATION OUTLET | no data | HP REGULATING STATION (08) | no data | FGS | no data | Open | no data
00-VFGS775D | 16" SEC. REGULATING STATION OUTLET DRAIN | no data | HP REGULATING STATION (08) | no data | FGS | no data | CLOSED | no data
00-VFGS772 | 16" PRI. REGULATING STATION INLET | no data | HP REGULATING STATION (08) | no data | FGS | no data | Open | no data
00-VFGS772D | 16" PRI. REGULATING STATION INLET DRAIN | no data | HP REGULATING STATION (08) | no data | FGS | no data | CLOSED | no data
00-VFGS780 | PRI. REG. STATION NITROGEN PURGE/DRAIN | no data | HP REGULATING STATION (08) | no data | FGS | no data | Closed | no data
00-VFGS788 | PRI. REG. STATION INNERSTAGE NITROGEN PURGE/VENT | no data | HP REGULATING STATION (08) | no data | FGS | no data | CLOSED | no data
00-VFGS791 | PRI. REG. STATION OUTLET NITROGEN PURGE/VENT | no data | HP REGULATING STATION (08) | no data | FGS | no data | CLOSED | no data
00-VFGS773 | 16" PRI. REGULATING STATION OULET | no data | HP REGULATING STATION (08) | no data | FGS | no data | OPEN | no data
00-VFGS773D | 16" PRI. REGULATING STATION OULET DRAIN | no data | HP REGULATING STATION (08) | no data | FGS | no data | CLOSED | no data
00-VFGS783 | 6" OUTLET TO ELECTRIC HEATER | no data | HP REGULATING STATION (08) | no data | FGS | no data | OPEN | no data
00-VFGS253 | SKID08 HP reg. station outlet to fuel gas compressors | no data | HP REGULATING STATION (08) | no data | FGS | no data | OPEN | no data
00-VFGS258 | N2 Purge Isolation | no data | HP REGULATING STATION (08) | no data | FGS | no data | Closed | no data
00-VFGS261 | GAS TO LP HEATER VENT | no data | HP REGULATING STATION (08) | no data | FGS | no data | CLOSED | no data
00-VFGS262 | GAS TO LP HEATER VENT | no data | HP REGULATING STATION (08) | no data | FGS | no data | CLOSED | no data
00-VFGS263 | COMMON ISOLTION AFTER ELECTRIC HEATER | no data | HP REGULATING STATION (08) | no data | FGS | no data | OPEN | no data
00-VFGS260 | COMMON ISOLTION BEFORE ELECTRIC HEATER | no data | HP REGULATING STATION (08) | no data | FGS | no data | OPEN | no data
00-VFGS259 | LP GAS SUPPLY TO ELECTRIC HEATER | no data | HP REGULATING STATION (08) | no data | FGS | no data | OPEN | no data
01-VFGS783 | LP GAS SUPPLY TO ELECTRIC HEATER | no data | HP REGULATING STATION (08) | no data | FGS | no data | OPEN | no data
02-VFGS783 | LP GAS SUPPLY TO ELECTRIC HEATER | no data | HP REGULATING STATION (08) | no data | FGS | no data | OPEN | no data
00-VFGS778 | COMMON REG STATION OULET PRESS TRANSMITTER ISO. VALVE | no data | HP REGULATING STATION (08) | no data | FGS | no data | OPEN | no data
00-VFGS779 | COMMON REG STATION OULET PRESS TRANSMITTER ISO. VALVE | no data | HP REGULATING STATION (08) | no data | FGS | no data | OPEN | no data
00-VFGS788D | YV-788 DRAIN VALVE | no data | HP REGULATING STATION (08) | no data | FGS | no data | CLOSED | no data
00-VFGS785D | YV-785 DRAIN VALVE | no data | HP REGULATING STATION (08) | no data | FGS | no data | CLOSED | no data
00-VFGS787 | YV-787 DRAIN VALVE | no data | HP REGULATING STATION (08) | no data | FGS | no data | CLOSED | no data
00-VFGS210 | SKID09 hp reg station outlet bypass FG compressor | no data | HP REGULATING STATION (09) | no data | FGS | no data | OPEN | no data
00-VFGS201 | SKID09 HP REG STATION low pressure gas heater isolation | no data | HP REGULATING STATION (09) | no data | FGS | no data | OPEN | no data
01-VFGS883 | SKID09 HP REG STATION low pressure gas heater isolation | no data | HP REGULATING STATION (09) | no data | FGS | no data | OPEN | no data
02-VFGS883 | SKID09 HP REG STATION low pressure gas heater isolation | no data | HP REGULATING STATION (09) | no data | FGS | no data | OPEN | no data
00-VFGS876 | 8" LOW FLOW REGULATING STATION INLET | no data | HP REGULATING STATION (09) | no data | FGS | no data | Open | no data
00-VFGS876D | 8" LOW FLOW REGULATING STATION INLET DRAIN | no data | HP REGULATING STATION (09) | no data | FGS | no data | CLOSED | no data
00-VFGS882 | LOW FLOW NITROGEN PURGE/DRAIN | no data | HP REGULATING STATION (09) | no data | FGS | no data | CLOSED | no data
00-VFGS890 | LOW FLOW REG. STATION INNERSTAGE NITROGEN PURGE/VENT | no data | HP REGULATING STATION (09) | no data | FGS | no data | CLOSED | no data
00-VFGS893 | LOW FLOW REG. STATION OUTLET NITROGEN PURGE/VENT | no data | HP REGULATING STATION (09) | no data | FGS | no data | CLOSED | no data
00-VFGS877 | 8" LOW FLOW REGULATING STATION OUTLET | no data | HP REGULATING STATION (09) | no data | FGS | no data | OPEN | no data
00-VFGS877D | 8" LOW FLOW REGULATING STATION OUTLET DRAIN | no data | HP REGULATING STATION (09) | no data | FGS | no data | CLOSED | no data
00-VFGS894 | REDUCED GAS HEADER NITROGEN PURGE/DRAIN | no data | HP REGULATING STATION (09) | no data | FGS | no data | CLOSED | no data
00-VFGS874 | 16" SEC. REGULATING STATION INLET | no data | HP REGULATING STATION (09) | no data | FGS | no data | OPEN | no data
00-VFGS874D | 16" SEC. REGULATING STATION INLET DRAIN | no data | HP REGULATING STATION (09) | no data | FGS | no data | CLOSED | no data
00-VFGS881 | SEC. REG. STATION NITROGEN PURGE/DRAIN | no data | HP REGULATING STATION (09) | no data | FGS | no data | CLOSED | no data
00-VFGS889 | SEC. REG. STATION INNERSTAGE NITROGEN PURGE/VENT | no data | HP REGULATING STATION (09) | no data | FGS | no data | CLOSED | no data
00-VFGS892 | SEC. REG. STATION OUTLET NITROGEN PURGE/VENT | no data | HP REGULATING STATION (09) | no data | FGS | no data | CLOSED | no data
00-VFGS875 | 16" SEC. REGULATING STATION OUTLET | no data | HP REGULATING STATION (09) | no data | FGS | no data | OPEN | no data
00-VFGS875D | 16" SEC. REGULATING STATION OUTLET DRAIN | no data | HP REGULATING STATION (09) | no data | FGS | no data | CLOSED | no data
00-VFGS883 | 6" OUTLET TO ELECTRIC HEATER | no data | HP REGULATING STATION (09) | no data | FGS | no data | Open | no data
00-VFGS872 | 16" PRI. REGULATING STATION INLET | no data | HP REGULATING STATION (09) | no data | FGS | no data | Open | no data
00-VFGS872D | 16" PRI. REGULATING STATION INLET DRAIN | no data | HP REGULATING STATION (09) | no data | FGS | no data | CLOSED | no data
00-VFGS880 | PRI. REG. STATION NITROGEN PURGE/DRAIN | no data | HP REGULATING STATION (09) | no data | FGS | no data | Closed | no data
00-VFGS888 | PRI. REG. STATION INNERSTAGE NITROGEN PURGE/VENT | no data | HP REGULATING STATION (09) | no data | FGS | no data | CLOSED | no data
00-VFGS891 | PRI. REG. STATION OUTLET NITROGEN PURGE/VENT | no data | HP REGULATING STATION (09) | no data | FGS | no data | CLOSED | no data
00-VFGS873 | 16" PRI. REGULATING STATION OULET | no data | HP REGULATING STATION (09) | no data | FGS | no data | OPEN | no data
00-VFGS873D | 16" PRI. REGULATING STATION OULET DRAIN | no data | HP REGULATING STATION (09) | no data | FGS | no data | no data | no data
00-VFGS257 | SKID09 HP reg. station outlet to fueal gas compressors | no data | HP REGULATING STATION (09) | no data | FGS | no data | Open | no data
00-VFGS254 | N2 Purge Isolation | no data | HP REGULATING STATION (09) | no data | FGS | no data | Closed | no data
00-VFGS257 | SKID 9 OUTLET TO GAS COMPRESSORS | no data | HP REGULATING STATION (09) | no data | FGS | no data | OPEN | no data
00-VFGS884 | 6" TO ELECTIC HEATER NITROGEN PURGE/VENT | no data | HP REGULATING STATION (09) | no data | FGS | no data | CLOSED | no data
00-VFGS887D | YV-887 DRAIN | no data | HP REGULATING STATION (09) | no data | FGS | no data | CLOSED | no data
00-VFGS878 | REGSTAION SKID 9 OUTLET PRESSURE TRANSMITTER | no data | HP REGULATING STATION (09) | no data | FGS | no data | OPEN | no data
00-VFGS879 | REGSTAION SKID 9 OUTLET PRESSURE TRANSMITTER | no data | HP REGULATING STATION (09) | no data | FGS | no data | OPEN | no data
00-VFGS888D | YV-888 DRAIN | no data | HP REGULATING STATION (09) | no data | FGS | no data | CLOSED | no data
00-VFGS885D | YV-885 DRAIN | no data | HP REGULATING STATION (09) | no data | FGS | no data | CLOSED | no data
00-VFGS901 | LP HEATER GAS NITROGEN PURGE/DRAIN VALVE | no data | LP ELECTRIC HEATER | no data | FGS | no data | CLOSED | no data
00-VFGS278 | Equipment Isolation (ANR/NB to chromatograph) | no data | BOP GAS CHROMATOGRAPH | no data | FGS | no data | OPEN | no data
00-VFGS279 | Equipment Isolation (Mix to chromatograph) | no data | BOP GAS CHROMATOGRAPH | no data | FGS | no data | OPEN | no data
00-VFGS280 | Equipment Isolation (Alliance to chromatograph) | no data | BOP GAS CHROMATOGRAPH | no data | FGS | no data | OPEN | no data
00-VFGS133 | GT Fuel Gas Calorie Meter Sample Tubing Isolation | no data | GT FUEL GAS CALORIE METER | no data | FGS | no data | OPEN | no data
00-VFGS136 | GT Fuel Gas Calorie Meter Sample Vent | no data | GT FUEL GAS CALORIE METER | no data | FGS | no data | CLOSED | no data
00-VFGS137 | GT Fuel Gas Calorie Meter Sample Tubing Isolation | no data | GT FUEL GAS CALORIE METER | no data | FGS | no data | OPEN | no data
00-VFGS202F | FG compressor"A" gas inlet | no data | FUEL GAS COMPRESSOR "A" | no data | FGS | no data | OPEN | no data
00-VFGS205F | FG compressor"A" gas outlet | no data | FUEL GAS COMPRESSOR "A" | no data | FGS | no data | OPEN | no data
00-VFGS281 | N2 Purge/vent Isolation (A compressor outlet) | no data | FUEL GAS COMPRESSOR "A" | no data | FGS | no data | CLOSED | no data
00-VFGS476 | GAS COMPRESSOR"A" INLET BLOCK VALVE | no data | FUEL GAS COMPRESSOR "A" | no data | FGS | no data | OPEN | no data
00-VFGS442A | GAS COMPRESSOR"A" S/U PURGE INLET BLOCK VALVE | no data | FUEL GAS COMPRESSOR "A" | no data | FGS | no data | OPEN | no data
00-VFGS442B | GAS COMPRESSOR"A" S/U PURGE OUTLET BLOCK VALVE | no data | FUEL GAS COMPRESSOR "A" | no data | FGS | no data | OPEN | no data
00-VFGS442C | GAS COMPRESSOR"A" GAS PURGE NITROGEN FILL/DRAIN VALVE | no data | FUEL GAS COMPRESSOR "A" | no data | FGS | no data | CLOSED | no data
00-VFGS446 | GAS COMPRESSOR"A" INLET HEADER DRAIN | no data | FUEL GAS COMPRESSOR "A" | no data | FGS | no data | CLOSED | no data
00-VFGS448 | GAS COMPRESSOR"A" GAS SUPPLY TO SEAL FILTER | no data | FUEL GAS COMPRESSOR "A" | no data | FGS | no data | OPEN | no data
00-VFGS452 | GAS COMPRESSOR"A" DISCHARGE CONTROL VALVE BLEED | no data | FUEL GAS COMPRESSOR "A" | no data | FGS | no data | CLOSED | no data
00-VFGS479 | GAS COMPRESSOR"A" OUTLET BLOCK VALVE | no data | FUEL GAS COMPRESSOR "A" | no data | FGS | no data | OPEN | no data
00-VFGS401A | GAS COMPRESSOR"A" SEAL SUPPLY FLOW VALVE | no data | FUEL GAS COMPRESSOR "A" | no data | FGS | no data | OPEN | no data
00-VFGS401B | GAS COMPRESSOR"A" SEAL SUPPLY BLOCK VALVE | no data | FUEL GAS COMPRESSOR "A" | no data | FGS | no data | OPEN | no data
00-VFGS404 | NITROGEN SUPPLY TO SEAL BLOCK VALVE | no data | FUEL GAS COMPRESSOR "A" | no data | FGS | no data | Open | no data
00-VFGS424E | GAS COMPRESSOR"A" LUBE OIL FILTER PRESSURE EQUALIZATION VALVE | no data | FUEL GAS COMPRESSOR "A" | no data | FGS | no data | CLOSED | no data
00-VFGS424A | GAS COMPRESSOR"A" 227A OIL FILTER VENT VALVE | no data | FUEL GAS COMPRESSOR "A" | no data | FGS | no data | CLOSED | no data
00-VFGS424G | GAS COMPRESSOR"A" 227B OIL FILTER VENT VALVE | no data | FUEL GAS COMPRESSOR "A" | no data | FGS | no data | CLOSED | no data
00-VFGS422 | GAS COMPRESSOR"A" CONTROL OIL TO VALVE 00-PSV-FGS-421 ISOLATION | no data | FUEL GAS COMPRESSOR "A" | no data | FGS | no data | OPEN | no data
00-VFGS423 | GAS COMPRESSOR"A" OIL RESERVOIR DRAIN | no data | FUEL GAS COMPRESSOR "A" | no data | FGS | no data | CLOSED | no data
00-VFGS302 | FG Nitrogen Supply Isolation (A compressor) | no data | FUEL GAS COMPRESSOR "A" | no data | FGS | no data | OPEN | no data
00-VFGS449A | GAS COMPRESSOR "A" COMPRESSOR DISCHARGE PRESSURE TRANSMITER | no data | FUEL GAS COMPRESSOR "A" | no data | FGS | no data | OPEN | no data
00-VFGS445A | GAS COMPRESSOR "A" COMPRESSOR INLET PRESSURE TRANSMITER | no data | FUEL GAS COMPRESSOR "A" | no data | FGS | no data | OPEN | no data
00-VFGS450A | GAS COMPRESSOR "A" FLOW METER HIGH SIDE ISOLATION | no data | FUEL GAS COMPRESSOR "A" | no data | FGS | no data | OPEN | no data
00-VFGS450B | GAS COMPRESSOR "A" FLOW METER LOW SIDE ISOLATION | no data | FUEL GAS COMPRESSOR "A" | no data | FGS | no data | OPEN | no data
00-VFGS400A | GAS COMPRESSOR "A" SEAL GAS SUPPLY FILTER DP TRANSMITTER HIGH SIDE | no data | FUEL GAS COMPRESSOR "A" | no data | FGS | no data | OPEN | no data
00-VFGS400B | GAS COMPRESSOR "A" SEAL GAS SUPPLY FILTER DP TRANSMITTER LOW SIDE | no data | FUEL GAS COMPRESSOR "A" | no data | FGS | no data | OPEN | no data
00-VFGS403A | GAS COMPRESSOR "A" SEAL VENT PRESSURE TRANSMITTER ISOLATION | no data | FUEL GAS COMPRESSOR "A" | no data | FGS | no data | OPEN | no data
00-VFGS149 | GAS COMPRESSOR "A" LUBE OIL SUPPLY DRAIN | no data | FUEL GAS COMPRESSOR "A" | no data | FGS | no data | CLOSED | no data
00-VFGS148 | GAS COMPRESSOR "A" LUBE OIL RETURN DRAIN | no data | FUEL GAS COMPRESSOR "A" | no data | FGS | no data | CLOSED | no data
00-VFGS203F | FG compressor"B" gas inlet | no data | FUEL GAS COMPRESSOR "B" | no data | FGS | no data | OPEN | no data
00-VFGS206F | FG compressor"B" gas outlet | no data | FUEL GAS COMPRESSOR "B" | no data | FGS | no data | OPEN | no data
00-VFGS282 | N2 Purge/vent Isolation (B compressor outlet) | no data | FUEL GAS COMPRESSOR "B" | no data | FGS | no data | CLOSED | no data
01-nodata | GAS COMPRESSOR"B" INLET BLOCK VALVE | no data | FUEL GAS COMPRESSOR "B" | no data | FGS | no data | OPEN | no data
02-nodata | GAS COMPRESSOR"B" INLET BLOCK VALVE | no data | FUEL GAS COMPRESSOR "B" | no data | FGS | no data | OPEN | no data
01-nodata | GAS COMPRESSOR"B" S/U PURGE INLET BLOCK VALVE | no data | FUEL GAS COMPRESSOR "B" | no data | FGS | no data | OPEN | no data
02-nodata | GAS COMPRESSOR"B" S/U PURGE INLET BLOCK VALVE | no data | FUEL GAS COMPRESSOR "B" | no data | FGS | no data | OPEN | no data
01-nodata | GAS COMPRESSOR"B" S/U PURGE OUTLET BLOCK VALVE | no data | FUEL GAS COMPRESSOR "B" | no data | FGS | no data | OPEN | no data
02-nodata | GAS COMPRESSOR"B" S/U PURGE OUTLET BLOCK VALVE | no data | FUEL GAS COMPRESSOR "B" | no data | FGS | no data | OPEN | no data
01-nodata | GAS COMPRESSOR"B" GAS PURGE NITROGEN FILL/DRAIN VALVE | no data | FUEL GAS COMPRESSOR "B" | no data | FGS | no data | CLOSED | no data
02-nodata | GAS COMPRESSOR"B" GAS PURGE NITROGEN FILL/DRAIN VALVE | no data | FUEL GAS COMPRESSOR "B" | no data | FGS | no data | CLOSED | no data
01-nodata | GAS COMPRESSOR"B" INLET HEADER DRAIN | no data | FUEL GAS COMPRESSOR "B" | no data | FGS | no data | CLOSED | no data
02-nodata | GAS COMPRESSOR"B" INLET HEADER DRAIN | no data | FUEL GAS COMPRESSOR "B" | no data | FGS | no data | CLOSED | no data
01-nodata | GAS COMPRESSOR"B" GAS SUPPLY TO SEAL FILTER | no data | FUEL GAS COMPRESSOR "B" | no data | FGS | no data | OPEN | no data
02-nodata | GAS COMPRESSOR"B" GAS SUPPLY TO SEAL FILTER | no data | FUEL GAS COMPRESSOR "B" | no data | FGS | no data | OPEN | no data
01-nodata | GAS COMPRESSOR"B" DISCHARGE CONTROL VALVE BLEED | no data | FUEL GAS COMPRESSOR "B" | no data | FGS | no data | CLOSED | no data
02-nodata | GAS COMPRESSOR"B" DISCHARGE CONTROL VALVE BLEED | no data | FUEL GAS COMPRESSOR "B" | no data | FGS | no data | CLOSED | no data
01-nodata | GAS COMPRESSOR"B" OUTLET BLOCK VALVE | no data | FUEL GAS COMPRESSOR "B" | no data | FGS | no data | OPEN | no data
02-nodata | GAS COMPRESSOR"B" OUTLET BLOCK VALVE | no data | FUEL GAS COMPRESSOR "B" | no data | FGS | no data | OPEN | no data
01-nodata | GAS COMPRESSOR"B" SEAL SUPPLY FLOW VALVE | no data | FUEL GAS COMPRESSOR "B" | no data | FGS | no data | OPEN | no data
02-nodata | GAS COMPRESSOR"B" SEAL SUPPLY FLOW VALVE | no data | FUEL GAS COMPRESSOR "B" | no data | FGS | no data | OPEN | no data
01-nodata | GAS COMPRESSOR"B" SEAL SUPPLY BLOCK VALVE | no data | FUEL GAS COMPRESSOR "B" | no data | FGS | no data | OPEN | no data
02-nodata | GAS COMPRESSOR"B" SEAL SUPPLY BLOCK VALVE | no data | FUEL GAS COMPRESSOR "B" | no data | FGS | no data | OPEN | no data
01-nodata | NITROGEN SUPPLY TO SEAL BLOCK VALVE | no data | FUEL GAS COMPRESSOR "B" | no data | FGS | no data | Open | no data
02-nodata | NITROGEN SUPPLY TO SEAL BLOCK VALVE | no data | FUEL GAS COMPRESSOR "B" | no data | FGS | no data | Open | no data
01-nodata | GAS COMPRESSOR"B" LUBE OIL FILTER PRESSURE EQUALIZATION VALVE | no data | FUEL GAS COMPRESSOR "B" | no data | FGS | no data | CLOSED | no data
02-nodata | GAS COMPRESSOR"B" LUBE OIL FILTER PRESSURE EQUALIZATION VALVE | no data | FUEL GAS COMPRESSOR "B" | no data | FGS | no data | CLOSED | no data
01-nodata | GAS COMPRESSOR"B" 227A OIL FILTER VENT VALVE | no data | FUEL GAS COMPRESSOR "B" | no data | FGS | no data | CLOSED | no data
02-nodata | GAS COMPRESSOR"B" 227A OIL FILTER VENT VALVE | no data | FUEL GAS COMPRESSOR "B" | no data | FGS | no data | CLOSED | no data
01-nodata | GAS COMPRESSOR"B" 227B OIL FILTER VENT VALVE | no data | FUEL GAS COMPRESSOR "B" | no data | FGS | no data | CLOSED | no data
02-nodata | GAS COMPRESSOR"B" 227B OIL FILTER VENT VALVE | no data | FUEL GAS COMPRESSOR "B" | no data | FGS | no data | CLOSED | no data
01-nodata | GAS COMPRESSOR"B" CONTROL OIL TO VALVE 00-PSV-FGS-421 ISOLATION | no data | FUEL GAS COMPRESSOR "B" | no data | FGS | no data | OPEN | no data
02-nodata | GAS COMPRESSOR"B" CONTROL OIL TO VALVE 00-PSV-FGS-421 ISOLATION | no data | FUEL GAS COMPRESSOR "B" | no data | FGS | no data | OPEN | no data
01-nodata | GAS COMPRESSOR"B" OIL RESERVOIR DRAIN | no data | FUEL GAS COMPRESSOR "B" | no data | FGS | no data | CLOSED | no data
02-nodata | GAS COMPRESSOR"B" OIL RESERVOIR DRAIN | no data | FUEL GAS COMPRESSOR "B" | no data | FGS | no data | CLOSED | no data
00-VFGS303 | FG Nitrogen Supply Isolation (A compressor) | no data | FUEL GAS COMPRESSOR "B" | no data | FGS | no data | OPEN | no data
01-nodata | GAS COMPRESSOR "B" COMPRESSOR DISCHARGE PRESSURE TRANSMITER | no data | FUEL GAS COMPRESSOR "B" | no data | FGS | no data | OPEN | no data
02-nodata | GAS COMPRESSOR "B" COMPRESSOR DISCHARGE PRESSURE TRANSMITER | no data | FUEL GAS COMPRESSOR "B" | no data | FGS | no data | OPEN | no data
01-nodata | GAS COMPRESSOR "B" COMPRESSOR INLET PRESSURE TRANSMITER | no data | FUEL GAS COMPRESSOR "B" | no data | FGS | no data | OPEN | no data
02-nodata | GAS COMPRESSOR "B" COMPRESSOR INLET PRESSURE TRANSMITER | no data | FUEL GAS COMPRESSOR "B" | no data | FGS | no data | OPEN | no data
01-nodata | GAS COMPRESSOR "B" FLOW METER HIGH SIDE ISOLATION | no data | FUEL GAS COMPRESSOR "B" | no data | FGS | no data | OPEN | no data
02-nodata | GAS COMPRESSOR "B" FLOW METER HIGH SIDE ISOLATION | no data | FUEL GAS COMPRESSOR "B" | no data | FGS | no data | OPEN | no data
01-nodata | GAS COMPRESSOR "B" FLOW METER LOW SIDE ISOLATION | no data | FUEL GAS COMPRESSOR "B" | no data | FGS | no data | OPEN | no data
02-nodata | GAS COMPRESSOR "B" FLOW METER LOW SIDE ISOLATION | no data | FUEL GAS COMPRESSOR "B" | no data | FGS | no data | OPEN | no data
01-nodata | GAS COMPRESSOR "B" SEAL GAS SUPPLY FILTER DP TRANSMITTER HIGH SIDE | no data | FUEL GAS COMPRESSOR "B" | no data | FGS | no data | OPEN | no data
02-nodata | GAS COMPRESSOR "B" SEAL GAS SUPPLY FILTER DP TRANSMITTER HIGH SIDE | no data | FUEL GAS COMPRESSOR "B" | no data | FGS | no data | OPEN | no data
01-nodata | GAS COMPRESSOR "B" SEAL GAS SUPPLY FILTER DP TRANSMITTER LOW SIDE | no data | FUEL GAS COMPRESSOR "B" | no data | FGS | no data | OPEN | no data
02-nodata | GAS COMPRESSOR "B" SEAL GAS SUPPLY FILTER DP TRANSMITTER LOW SIDE | no data | FUEL GAS COMPRESSOR "B" | no data | FGS | no data | OPEN | no data
01-nodata | GAS COMPRESSOR "B" SEAL VENT PRESSURE TRANSMITTER ISOLATION | no data | FUEL GAS COMPRESSOR "B" | no data | FGS | no data | OPEN | no data
02-nodata | GAS COMPRESSOR "B" SEAL VENT PRESSURE TRANSMITTER ISOLATION | no data | FUEL GAS COMPRESSOR "B" | no data | FGS | no data | OPEN | no data
00-VFGS147 | GAS COMPRESSOR "B" LUBE OIL SUPPLY DRAIN | no data | FUEL GAS COMPRESSOR "B" | no data | FGS | no data | CLOSED | no data
00-VFGS146 | GAS COMPRESSOR "B" LUBE OIL RETURN DRAIN | no data | FUEL GAS COMPRESSOR "B" | no data | FGS | no data | CLOSED | no data
00-VFGS204F | FG compressor"C" gas inlet | no data | FUEL GAS COMPRESSOR "C" | no data | FGS | no data | OPEN | no data
00-VFGS207F | FG compressor"C" gas outlet | no data | FUEL GAS COMPRESSOR "C" | no data | FGS | no data | OPEN | no data
00-VFGS283 | N2 Purge/vent Isolation (C compressor outlet) | no data | FUEL GAS COMPRESSOR "C" | no data | FGS | no data | CLOSED | no data
01-nodata | GAS COMPRESSOR"C" INLET BLOCK VALVE | no data | FUEL GAS COMPRESSOR "C" | no data | FGS | no data | OPEN | no data
02-nodata | GAS COMPRESSOR"C" INLET BLOCK VALVE | no data | FUEL GAS COMPRESSOR "C" | no data | FGS | no data | OPEN | no data
01-nodata | GAS COMPRESSOR"C" S/U PURGE INLET BLOCK VALVE | no data | FUEL GAS COMPRESSOR "C" | no data | FGS | no data | OPEN | no data
02-nodata | GAS COMPRESSOR"C" S/U PURGE INLET BLOCK VALVE | no data | FUEL GAS COMPRESSOR "C" | no data | FGS | no data | OPEN | no data
01-nodata | GAS COMPRESSOR"C" S/U PURGE OUTLET BLOCK VALVE | no data | FUEL GAS COMPRESSOR "C" | no data | FGS | no data | OPEN | no data
02-nodata | GAS COMPRESSOR"C" S/U PURGE OUTLET BLOCK VALVE | no data | FUEL GAS COMPRESSOR "C" | no data | FGS | no data | OPEN | no data
01-nodata | GAS COMPRESSOR"C" GAS PURGE NITROGEN FILL/DRAIN VALVE | no data | FUEL GAS COMPRESSOR "C" | no data | FGS | no data | CLOSED | no data
02-nodata | GAS COMPRESSOR"C" GAS PURGE NITROGEN FILL/DRAIN VALVE | no data | FUEL GAS COMPRESSOR "C" | no data | FGS | no data | CLOSED | no data
01-nodata | GAS COMPRESSOR"C" INLET HEADER DRAIN | no data | FUEL GAS COMPRESSOR "C" | no data | FGS | no data | CLOSED | no data
02-nodata | GAS COMPRESSOR"C" INLET HEADER DRAIN | no data | FUEL GAS COMPRESSOR "C" | no data | FGS | no data | CLOSED | no data
01-nodata | GAS COMPRESSOR"C" GAS SUPPLY TO SEAL FILTER | no data | FUEL GAS COMPRESSOR "C" | no data | FGS | no data | OPEN | no data
02-nodata | GAS COMPRESSOR"C" GAS SUPPLY TO SEAL FILTER | no data | FUEL GAS COMPRESSOR "C" | no data | FGS | no data | OPEN | no data
01-nodata | GAS COMPRESSOR"C" DISCHARGE CONTROL VALVE BLEED | no data | FUEL GAS COMPRESSOR "C" | no data | FGS | no data | CLOSED | no data
02-nodata | GAS COMPRESSOR"C" DISCHARGE CONTROL VALVE BLEED | no data | FUEL GAS COMPRESSOR "C" | no data | FGS | no data | CLOSED | no data
01-nodata | GAS COMPRESSOR"C" OUTLET BLOCK VALVE | no data | FUEL GAS COMPRESSOR "C" | no data | FGS | no data | OPEN | no data
02-nodata | GAS COMPRESSOR"C" OUTLET BLOCK VALVE | no data | FUEL GAS COMPRESSOR "C" | no data | FGS | no data | OPEN | no data
01-nodata | GAS COMPRESSOR"C" SEAL SUPPLY FLOW VALVE | no data | FUEL GAS COMPRESSOR "C" | no data | FGS | no data | OPEN | no data
02-nodata | GAS COMPRESSOR"C" SEAL SUPPLY FLOW VALVE | no data | FUEL GAS COMPRESSOR "C" | no data | FGS | no data | OPEN | no data
01-nodata | GAS COMPRESSOR"C" SEAL SUPPLY BLOCK VALVE | no data | FUEL GAS COMPRESSOR "C" | no data | FGS | no data | OPEN | no data
02-nodata | GAS COMPRESSOR"C" SEAL SUPPLY BLOCK VALVE | no data | FUEL GAS COMPRESSOR "C" | no data | FGS | no data | OPEN | no data
01-nodata | NITROGEN SUPPLY TO SEAL BLOCK VALVE | no data | FUEL GAS COMPRESSOR "C" | no data | FGS | no data | Open | no data
02-nodata | NITROGEN SUPPLY TO SEAL BLOCK VALVE | no data | FUEL GAS COMPRESSOR "C" | no data | FGS | no data | Open | no data
01-nodata | GAS COMPRESSOR"C" LUBE OIL FILTER PRESSURE EQUALIZATION VALVE | no data | FUEL GAS COMPRESSOR "C" | no data | FGS | no data | CLOSED | no data
02-nodata | GAS COMPRESSOR"C" LUBE OIL FILTER PRESSURE EQUALIZATION VALVE | no data | FUEL GAS COMPRESSOR "C" | no data | FGS | no data | CLOSED | no data
01-nodata | GAS COMPRESSOR"C" 227A OIL FILTER VENT VALVE | no data | FUEL GAS COMPRESSOR "C" | no data | FGS | no data | CLOSED | no data
02-nodata | GAS COMPRESSOR"C" 227A OIL FILTER VENT VALVE | no data | FUEL GAS COMPRESSOR "C" | no data | FGS | no data | CLOSED | no data
01-nodata | GAS COMPRESSOR"C" 227B OIL FILTER VENT VALVE | no data | FUEL GAS COMPRESSOR "C" | no data | FGS | no data | CLOSED | no data
02-nodata | GAS COMPRESSOR"C" 227B OIL FILTER VENT VALVE | no data | FUEL GAS COMPRESSOR "C" | no data | FGS | no data | CLOSED | no data
01-nodata | GAS COMPRESSOR"C" CONTROL OIL TO VALVE 00-PSV-FGS-421 ISOLATION | no data | FUEL GAS COMPRESSOR "C" | no data | FGS | no data | OPEN | no data
02-nodata | GAS COMPRESSOR"C" CONTROL OIL TO VALVE 00-PSV-FGS-421 ISOLATION | no data | FUEL GAS COMPRESSOR "C" | no data | FGS | no data | OPEN | no data
01-nodata | GAS COMPRESSOR"C" OIL RESERVOIR DRAIN | no data | FUEL GAS COMPRESSOR "C" | no data | FGS | no data | CLOSED | no data
02-nodata | GAS COMPRESSOR"C" OIL RESERVOIR DRAIN | no data | FUEL GAS COMPRESSOR "C" | no data | FGS | no data | CLOSED | no data
00-VFGS304 | FG Nitrogen Supply Isolation (A compressor) | no data | FUEL GAS COMPRESSOR "C" | no data | FGS | no data | OPEN | no data
01-nodata | GAS COMPRESSOR "C" COMPRESSOR DISCHARGE PRESSURE TRANSMITER | no data | FUEL GAS COMPRESSOR "C" | no data | FGS | no data | OPEN | no data
02-nodata | GAS COMPRESSOR "C" COMPRESSOR DISCHARGE PRESSURE TRANSMITER | no data | FUEL GAS COMPRESSOR "C" | no data | FGS | no data | OPEN | no data
01-nodata | GAS COMPRESSOR "C" COMPRESSOR INLET PRESSURE TRANSMITER | no data | FUEL GAS COMPRESSOR "C" | no data | FGS | no data | OPEN | no data
02-nodata | GAS COMPRESSOR "C" COMPRESSOR INLET PRESSURE TRANSMITER | no data | FUEL GAS COMPRESSOR "C" | no data | FGS | no data | OPEN | no data
01-nodata | GAS COMPRESSOR "C" FLOW METER HIGH SIDE ISOLATION | no data | FUEL GAS COMPRESSOR "C" | no data | FGS | no data | OPEN | no data
02-nodata | GAS COMPRESSOR "C" FLOW METER HIGH SIDE ISOLATION | no data | FUEL GAS COMPRESSOR "C" | no data | FGS | no data | OPEN | no data
01-nodata | GAS COMPRESSOR "C" FLOW METER LOW SIDE ISOLATION | no data | FUEL GAS COMPRESSOR "C" | no data | FGS | no data | OPEN | no data
02-nodata | GAS COMPRESSOR "C" FLOW METER LOW SIDE ISOLATION | no data | FUEL GAS COMPRESSOR "C" | no data | FGS | no data | OPEN | no data
01-nodata | GAS COMPRESSOR "C" SEAL GAS SUPPLY FILTER DP TRANSMITTER HIGH SIDE | no data | FUEL GAS COMPRESSOR "C" | no data | FGS | no data | OPEN | no data
02-nodata | GAS COMPRESSOR "C" SEAL GAS SUPPLY FILTER DP TRANSMITTER HIGH SIDE | no data | FUEL GAS COMPRESSOR "C" | no data | FGS | no data | OPEN | no data
01-nodata | GAS COMPRESSOR "C" SEAL GAS SUPPLY FILTER DP TRANSMITTER LOW SIDE | no data | FUEL GAS COMPRESSOR "C" | no data | FGS | no data | OPEN | no data
02-nodata | GAS COMPRESSOR "C" SEAL GAS SUPPLY FILTER DP TRANSMITTER LOW SIDE | no data | FUEL GAS COMPRESSOR "C" | no data | FGS | no data | OPEN | no data
01-nodata | GAS COMPRESSOR "C" SEAL VENT PRESSURE TRANSMITTER ISOLATION | no data | FUEL GAS COMPRESSOR "C" | no data | FGS | no data | OPEN | no data
02-nodata | GAS COMPRESSOR "C" SEAL VENT PRESSURE TRANSMITTER ISOLATION | no data | FUEL GAS COMPRESSOR "C" | no data | FGS | no data | OPEN | no data
00-VFGS147 | GAS COMPRESSOR "C" LUBE OIL SUPPLY DRAIN | no data | FUEL GAS COMPRESSOR "C" | no data | FGS | no data | CLOSED | no data
00-VFGS146 | GAS COMPRESSOR "C" LUBE OIL RETURN DRAIN | no data | FUEL GAS COMPRESSOR "C" | no data | FGS | no data | CLOSED | no data
00-VFGS800A | NITROGEN GENERATOR"A" INLET | no data | NITROGEN GENERATOR | no data | FGS | no data | OPEN | no data
00-FCV-FGS800A | NITROGEN GENERATOR"A" OUTLET FLOW CONTROL VALVE | no data | NITROGEN GENERATOR | no data | FGS | no data | THROTTLED | no data
00-VFGS801A | NITROGEN GENERATOR"A" OUTLET BLOCK VALVE | no data | NITROGEN GENERATOR | no data | FGS | no data | OPEN | no data
00-VFGS800B | NITROGEN GENERATOR"B" INLET | no data | NITROGEN GENERATOR | no data | FGS | no data | OPEN | no data
00-FCV-FGS-800B | NITROGEN GENERATOR"B" OUTLET FLOW CONTROL VALVE | no data | NITROGEN GENERATOR | no data | FGS | no data | THROTTLED | no data
00-VFGS801B | NITROGEN GENERATOR"B" OUTLET BLOCK VALVE | no data | NITROGEN GENERATOR | no data | FGS | no data | OPEN | no data
00-VFGS301 | COMON GT GAS HEADER NITROGEN PURGE/VENT | no data | COMMON GT HEADER | no data | FGS | no data | CLOSED | no data
00-VFGS101 | COMON GT GAS HEADER PRESSURE TRANSMITTER ISOLATION | no data | COMMON GT HEADER | no data | FGS | no data | OPEN | no data
00-VFGS102 | COMON GT GAS HEADER PRESSURE TRANSMITTER ISOLATION | no data | COMMON GT HEADER | no data | FGS | no data | OPEN | no data
01-VFGS113 | UNIT 1 GAS FLOW METER INLET | no data | UNIT 1 GT HEADER | no data | FGS | no data | OPEN | no data
01-VFGS124 | UNIT 1 GAS FLOW METER OUTLET | no data | UNIT 1 GT HEADER | no data | FGS | no data | OPEN | no data
01-VFGS122 | UNIT 1 GAS FLOW METER BYPASS | no data | UNIT 1 GT HEADER | no data | FGS | no data | CLOSED | no data
01-VFGS116 | UNIT 1 GAS FLOW METER VENT | no data | UNIT 1 GT HEADER | no data | FGS | no data | OPEN | no data
01MBP01AA801 | UNIT 1 GAS FLOW METER PRESSURE TRANSMITTER ISOLATION | no data | UNIT 1 GT HEADER | no data | FGS | no data | OPEN | no data
01MBP01AA802 | UNIT 1 GAS FLOW METER PRESSURE TRANSMITTER ISOLATION | no data | UNIT 1 GT HEADER | no data | FGS | no data | OPEN | no data
01-VFGS128 | UNIT 1 GAS PERFORMASE HEATER LT DRAIN VESSEL 1 | no data | UNIT 1 GT HEADER | no data | FGS | no data | CLOSED | no data
01MBP01AA922 | UPPER ISOLTION FOR VESSEL LEVEL TRANSMITTER | no data | UNIT 1 GT HEADER | no data | FGS | no data | OPEN | no data
01MBP01AA924 | LOWER ISOLTION FOR VESSEL LEVEL TRANSMITTER | no data | UNIT 1 GT HEADER | no data | FGS | no data | OPEN | no data
01MBP01AA820 | UPPER TRANSMITTER ISOLATION 01MBP01CL121 | no data | UNIT 1 GT HEADER | no data | FGS | no data | OPEN | no data
01MBP01AA821 | LOWER TRANSMITTER ISOLATION 01MBP01CL121 | no data | UNIT 1 GT HEADER | no data | FGS | no data | OPEN | no data
01MBP01AA822 | UPPER TRANSMITTER ISOLATION 01MBPCL122 | no data | UNIT 1 GT HEADER | no data | FGS | no data | OPEN | no data
01MBP01AA823 | LOWER TRANSMITTER ISOLATION 01MBPCL122 | no data | UNIT 1 GT HEADER | no data | FGS | no data | OPEN | no data
01-VFGS134 | UNIT 1 GAS PERFORMASE HEATER DRAIN LT VESSEL 2 | no data | UNIT 1 GT HEADER | no data | FGS | no data | CLOSED | no data
01MBP01AA932 | UPPER ISOLTION FOR VESSEL LEVEL TRANSMITTER | no data | UNIT 1 GT HEADER | no data | FGS | no data | OPEN | no data
01MBP01AA934 | LOWER ISOLTION FOR VESSEL LEVEL TRANSMITTER | no data | UNIT 1 GT HEADER | no data | FGS | no data | OPEN | no data
01MBP01AA830 | UPPER TRANSMITTER ISOLATION 01MBP01CL131 | no data | UNIT 1 GT HEADER | no data | FGS | no data | OPEN | no data
01MBP01AA831 | LOWER TRANSMITTER ISOLATION 01MBP01CL131 | no data | UNIT 1 GT HEADER | no data | FGS | no data | OPEN | no data
01MBP01AA832 | UPPER TRANSMITTER ISOLATION 01MBPCL132 | no data | UNIT 1 GT HEADER | no data | FGS | no data | OPEN | no data
01MBP01AA833 | LOWER TRANSMITTER ISOLATION 01MBPCL132 | no data | UNIT 1 GT HEADER | no data | FGS | no data | OPEN | no data
01-VFGS130 | UNIT 1 FUEAL GAS PERFORMANCE HEATER ISOLATION TO AUTOMATIC VENT | no data | UNIT 1 GT HEADER | no data | FGS | no data | OPEN | no data
01-VFGS123 | UNIT 1 BYPASS FUEL GAS PERFORMANCE HEATER VENT VALVE | no data | UNIT 1 GT HEADER | no data | FGS | no data | CLOSED | no data
01-VFGS115 | UNIT 1 FUEAL GAS PERFORMANCE HEATER NITROGEN PURGE/VENT | no data | UNIT 1 GT HEADER | no data | FGS | no data | CLOSED | no data
01-VFGS174 | UNIT 1 GT FUEL GAS FILTER INLET | no data | UNIT 1 GT HEADER | no data | FGS | no data | OPEN | no data
01-VFGS192 | UNIT 1 GT FUEL GAS FILTER OUTLET | no data | UNIT 1 GT HEADER | no data | FGS | no data | OPEN | no data
01-VFGS143 | UNIT 1 GT FUEL GAS FILTER NITROGEN SUPPLY | no data | UNIT 1 GT HEADER | no data | FGS | no data | CLOSED | no data
01-VFGS193 | UNIT 1 GT FUEL GAS FILTER INLET | no data | UNIT 1 GT HEADER | no data | FGS | no data | OPEN | no data
01MBP01AA907 | UNIT 1 FILTER DRAIN | no data | UNIT 1 GT HEADER | no data | FGS | no data | CLOSED | no data
01MBP01AA908 | UNIT 1 FILTER DRAIN | no data | UNIT 1 GT HEADER | no data | FGS | no data | CLOSED | no data
01MBP01AA911 | UNIT 1 FILTER DRAIN | no data | UNIT 1 GT HEADER | no data | FGS | no data | CLOSED | no data
01MBP01AA842 | UNIT 1 FILTER DP HIGH SIDE ISOLATION | no data | UNIT 1 GT HEADER | no data | FGS | no data | OPEN | no data
01MBP01AA843 | UNIT 1 FILTER DP HIGH SIDE ISOLATION | no data | UNIT 1 GT HEADER | no data | FGS | no data | OPEN | no data
01MBP01AA844 | UNIT 1 FILTER DP LOW SIDE ISOLATION | no data | UNIT 1 GT HEADER | no data | FGS | no data | OPEN | no data
01MBP01AA845 | UNIT 1 FILTER DP LOW SIDE ISOLATION | no data | UNIT 1 GT HEADER | no data | FGS | no data | OPEN | no data
01MBP01AA909 | UNIT 1 FILTER NITROGEN PURGE/DRAIN | no data | UNIT 1 GT HEADER | no data | FGS | no data | CLOSED | no data
01MBP01AA910 | UNIT 1 FILTER NITROGEN PURGE/DRAIN | no data | UNIT 1 GT HEADER | no data | FGS | no data | CLOSED | no data
01MBP01AA912 | UNIT 1 FILTER NITROGEN PURGE/DRAIN | no data | UNIT 1 GT HEADER | no data | FGS | no data | CLOSED | no data
01MBP01AA907 | UNIT 1 FILTER NITROGEN PURGE/DRAIN | no data | UNIT 1 GT HEADER | no data | FGS | no data | CLOSED | no data
01MBP01AA908 | UNIT 1 FILTER NITROGEN PURGE/DRAIN | no data | UNIT 1 GT HEADER | no data | FGS | no data | CLOSED | no data
01MBP01AA911 | UNIT 1 FILTER NITROGEN PURGE/DRAIN | no data | UNIT 1 GT HEADER | no data | FGS | no data | CLOSED | no data
01-VFGS147 | PRESSURE TRANSMITTER 01MBP01CP110 ISOLATION | no data | UNIT 1 GT HEADER | no data | FGS | no data | OPEN | no data
01-VFGS148 | PRESSURE TRANSMITTER 01MBP01CP110 ISOLATION | no data | UNIT 1 GT HEADER | no data | FGS | no data | OPEN | no data
01-VFGS157 | PRESSURE TRANSMITTER 01MBP01CP111 ISOLATION | no data | UNIT 1 GT HEADER | no data | FGS | no data | OPEN | no data
01-VFGS158 | PRESSURE TRANSMITTER 01MBP01CP111 ISOLATION | no data | UNIT 1 GT HEADER | no data | FGS | no data | OPEN | no data
01-VFGS177 | UNIT 1 GT DOWNSTREAM PURGE CREDIT VALVE NITROGEN PURGE/VENT | no data | UNIT 1 GT HEADER | no data | FGS | no data | CLOSED | no data
01-VFGS178 | UNIT 1 GT DOWNSTREAM PURGE CREDIT VALVE NITROGEN PURGE/VENT | no data | UNIT 1 GT HEADER | no data | FGS | no data | CLOSED | no data
01-VFGS184 | UNIT 1 GT DOWNSTREAM PURGE CREDIT VALVE NITROGEN PURGE/VENT | no data | UNIT 1 GT HEADER | no data | FGS | no data | CLOSED | no data
01MBP02AA807 | UNIT 1 GAS HEADER INLET PRESSURE TRANSMITTER 01MBP02CP141 ISOLATION | no data | UNIT 1 GT HEADER | no data | FGS | no data | OPEN | no data
01MBP02AA808 | UNIT 1 GAS HEADER INLET PRESSURE TRANSMITTER 01MBP02CP141 ISOLATION | no data | UNIT 1 GT HEADER | no data | FGS | no data | OPEN | no data
01MBP02AA801 | UNIT 1 GAS SUPPLY PRESSURE TRANSMITTER 01MBP02CP101 ISOLATION | no data | UNIT 1 GT HEADER | no data | FGS | no data | OPEN | no data
01MBP02AA802 | UNIT 1 GAS SUPPLY PRESSURE TRANSMITTER 01MBP02CP101 ISOLATION | no data | UNIT 1 GT HEADER | no data | FGS | no data | OPEN | no data
01MBP02AA803 | UNIT 1 GAS SUPPLY PRESSURE TRANSMITTER 01MBP02CP102 ISOLATION | no data | UNIT 1 GT HEADER | no data | FGS | no data | OPEN | no data
01MBP02AA804 | UNIT 1 GAS SUPPLY PRESSURE TRANSMITTER 01MBP02CP102 ISOLATION | no data | UNIT 1 GT HEADER | no data | FGS | no data | OPEN | no data
01MBP02AA805 | UNIT 1 GAS SUPPLY PRESSURE TRANSMITTER 01MBP02CP103 ISOLATION | no data | UNIT 1 GT HEADER | no data | FGS | no data | OPEN | no data
01MBP02AA806 | UNIT 1 GAS SUPPLY PRESSURE TRANSMITTER 01MBP02CP103 ISOLATION | no data | UNIT 1 GT HEADER | no data | FGS | no data | OPEN | no data
01MBP03AA825 | UNIT 1 MAIN "A" DP TRANSMITTER 01MBP03CP521 HIGH SIDE ISOLATION | no data | UNIT 1 GT HEADER | no data | FGS | no data | OPEN | no data
01MBP03AA826 | UNIT 1 MAIN "A" DP TRANSMITTER 01MBP03CP521 HIGH SIDE ISOLATION | no data | UNIT 1 GT HEADER | no data | FGS | no data | OPEN | no data
01MBP03AA827 | UNIT 1 MAIN "A" DP TRANSMITTER 01MBP03CP521 LOW SIDE ISOLATION | no data | UNIT 1 GT HEADER | no data | FGS | no data | OPEN | no data
01MBP03AA828 | UNIT 1 MAIN "A" DP TRANSMITTER 01MBP03CP521 LOW SIDE ISOLATION | no data | UNIT 1 GT HEADER | no data | FGS | no data | OPEN | no data
01MBP03AA821 | UNIT 1 MAIN "A" PRESSURE TRANSMITTER 01MBP03CP136 ISOLATION | no data | UNIT 1 GT HEADER | no data | FGS | no data | OPEN | no data
01MBP03AA822 | UNIT 1 MAIN "A" PRESSURE TRANSMITTER 01MBP03CP136 ISOLATION | no data | UNIT 1 GT HEADER | no data | FGS | no data | OPEN | no data
01MBP03AA910 | UNIT 1 MAIN "A" RING DRAIN | no data | UNIT 1 GT HEADER | no data | FGS | no data | CLOSED | no data
01MBP03AA911 | UNIT 1 MAIN "A" RING DRAIN | no data | UNIT 1 GT HEADER | no data | FGS | no data | CLOSED | no data
01MBP03AA835 | UNIT 1 MAIN "B" DP TRANSMITTER 01MBP03CP531 HIGH SIDE ISOLATION | no data | UNIT 1 GT HEADER | no data | FGS | no data | OPEN | no data
01MBP03AA836 | UNIT 1 MAIN "B" DP TRANSMITTER 01MBP03CP531 HIGH SIDE ISOLATION | no data | UNIT 1 GT HEADER | no data | FGS | no data | OPEN | no data
01MBP03AA837 | UNIT 1 MAIN "B" DP TRANSMITTER 01MBP03CP531 LOW SIDE ISOLATION | no data | UNIT 1 GT HEADER | no data | FGS | no data | OPEN | no data
01MBP03AA838 | UNIT 1 MAIN "B" DP TRANSMITTER 01MBP03CP531 LOW SIDE ISOLATION | no data | UNIT 1 GT HEADER | no data | FGS | no data | OPEN | no data
01MBP03AA831 | UNIT 1 MAIN "B" PRESSURE TRANSMITTER 01MBP03CP146 ISOLATION | no data | UNIT 1 GT HEADER | no data | FGS | no data | OPEN | no data
01MBP03AA832 | UNIT 1 MAIN "B" PRESSURE TRANSMITTER 01MBP03CP146 ISOLATION | no data | UNIT 1 GT HEADER | no data | FGS | no data | OPEN | no data
01MBP03AA920 | UNIT 1 MAIN "B" RING DRAIN | no data | UNIT 1 GT HEADER | no data | FGS | no data | CLOSED | no data
01MBP03AA921 | UNIT 1 MAIN "B" RING DRAIN | no data | UNIT 1 GT HEADER | no data | FGS | no data | CLOSED | no data
01MBP03AA815 | UNIT 1 PILOT "A" DP TRANSMITTER 01MBP03CP501 HIGH SIDE ISOLATION | no data | UNIT 1 GT HEADER | no data | FGS | no data | OPEN | no data
01MBP03AA816 | UNIT 1 PILOT "A" DP TRANSMITTER 01MBP03CP501 HIGH SIDE ISOLATION | no data | UNIT 1 GT HEADER | no data | FGS | no data | OPEN | no data
01MBP03AA817 | UNIT 1 PILOT "A" DP TRANSMITTER 01MBP03CP501 LOW SIDE ISOLATION | no data | UNIT 1 GT HEADER | no data | FGS | no data | OPEN | no data
01MBP03AA818 | UNIT 1 PILOT "A" DP TRANSMITTER 01MBP03CP501 LOW SIDE ISOLATION | no data | UNIT 1 GT HEADER | no data | FGS | no data | OPEN | no data
01MBP03AA811 | UNIT 1 PILOT "A" PRESSURE TRANSMITTER 01MBP03CP126 ISOLATION | no data | UNIT 1 GT HEADER | no data | FGS | no data | OPEN | no data
01MBP03AA812 | UNIT 1 PILOT "A" PRESSURE TRANSMITTER 01MBP03CP126 ISOLATION | no data | UNIT 1 GT HEADER | no data | FGS | no data | OPEN | no data
01MBP03AA900 | UNIT 1 PILOT "A" RING DRAIN | no data | UNIT 1 GT HEADER | no data | FGS | no data | CLOSED | no data
01MBP03AA901 | UNIT 1 PILOT "A" RING DRAIN | no data | UNIT 1 GT HEADER | no data | FGS | no data | CLOSED | no data
01MBP03AA845 | UNIT 1 PILOT "B" DP TRANSMITTER 01MBP03CP511 HIGH SIDE ISOLATION | no data | UNIT 1 GT HEADER | no data | FGS | no data | OPEN | no data
01MBP03AA846 | UNIT 1 PILOT "B" DP TRANSMITTER 01MBP03CP511 HIGH SIDE ISOLATION | no data | UNIT 1 GT HEADER | no data | FGS | no data | OPEN | no data
01MBP03AA847 | UNIT 1 PILOT "B" DP TRANSMITTER 01MBP03CP511 LOW SIDE ISOLATION | no data | UNIT 1 GT HEADER | no data | FGS | no data | OPEN | no data
01MBP03AA848 | UNIT 1 PILOT "B" DP TRANSMITTER 01MBP03CP511 LOW SIDE ISOLATION | no data | UNIT 1 GT HEADER | no data | FGS | no data | OPEN | no data
01MBP03AA841 | UNIT 1 PILOT "B" PRESSURE TRANSMITTER 01MBP03CP156 ISOLATION | no data | UNIT 1 GT HEADER | no data | FGS | no data | OPEN | no data
01MBP03AA842 | UNIT 1 PILOT "B" PRESSURE TRANSMITTER 01MBP03CP156 ISOLATION | no data | UNIT 1 GT HEADER | no data | FGS | no data | OPEN | no data
01MBP03AA930 | UNIT 1 PILOT "B" RING DRAIN | no data | UNIT 1 GT HEADER | no data | FGS | no data | CLOSED | no data
01MBP03AA931 | UNIT 1 PILOT "B" RING DRAIN | no data | UNIT 1 GT HEADER | no data | FGS | no data | CLOSED | no data
01MBP03AA855 | UNIT 1 PILOT TOPHAT DP TRANSMITTER 01MBP03CP541 HIGH SIDE ISOLATION | no data | UNIT 1 GT HEADER | no data | FGS | no data | OPEN | no data
01MBP03AA856 | UNIT 1 PILOT TOPHAT DP TRANSMITTER 01MBP03CP541 HIGH SIDE ISOLATION | no data | UNIT 1 GT HEADER | no data | FGS | no data | OPEN | no data
01MBP03AA857 | UNIT 1 PILOT TOPHAT DP TRANSMITTER 01MBP03CP541 LOW SIDE ISOLATION | no data | UNIT 1 GT HEADER | no data | FGS | no data | OPEN | no data
01MBP03AA858 | UNIT 1 PILOT TOPHAT DP TRANSMITTER 01MBP03CP541 LOW SIDE ISOLATION | no data | UNIT 1 GT HEADER | no data | FGS | no data | OPEN | no data
01MBP03AA851 | UNIT 1 PILOT TOPHAT PRESSURE TRANSMITTER 01MBP03CP166 ISOLATION | no data | UNIT 1 GT HEADER | no data | FGS | no data | OPEN | no data
01MBP03AA852 | UNIT 1 PILOT TOPHAT PRESSURE TRANSMITTER 01MBP03CP166 ISOLATION | no data | UNIT 1 GT HEADER | no data | FGS | no data | OPEN | no data
01MBP03AA940 | UNIT 1 PILOT TOPHAT RING DRAIN | no data | UNIT 1 GT HEADER | no data | FGS | no data | CLOSED | no data
01MBP03AA941 | UNIT 1 PILOT TOPHAT RING DRAIN | no data | UNIT 1 GT HEADER | no data | FGS | no data | CLOSED | no data
02-VFGS113 | UNIT 2 GAS FLOW METER INLET | no data | UNIT 2 GT HEADER | no data | FGS | no data | OPEN | no data
02-VFGS124 | UNIT 2 GAS FLOW METER OUTLET | no data | UNIT 2 GT HEADER | no data | FGS | no data | OPEN | no data
02-VFGS122 | UNIT 2 GAS FLOW METER BYPASS | no data | UNIT 2 GT HEADER | no data | FGS | no data | CLOSED | no data
02-VFGS116 | UNIT 2 GAS FLOW METER VENT | no data | UNIT 2 GT HEADER | no data | FGS | no data | OPEN | no data
02MBP01AA801 | UNIT 2 GAS FLOW METER PRESSURE TRANSMITTER ISOLATION | no data | UNIT 2 GT HEADER | no data | FGS | no data | OPEN | no data
02MBP01AA802 | UNIT 2 GAS FLOW METER PRESSURE TRANSMITTER ISOLATION | no data | UNIT 2 GT HEADER | no data | FGS | no data | OPEN | no data
02-VFGS128 | UNIT 2 GAS PERFORMASE HEATER LT DRAIN VESSEL 1 | no data | UNIT 2 GT HEADER | no data | FGS | no data | CLOSED | no data
02MBP02AA922 | UPPER ISOLTION FOR VESSEL LEVEL TRANSMITTER | no data | UNIT 2 GT HEADER | no data | FGS | no data | OPEN | no data
02MBP02AA924 | LOWER ISOLTION FOR VESSEL LEVEL TRANSMITTER | no data | UNIT 2 GT HEADER | no data | FGS | no data | OPEN | no data
02MBP02AA820 | UPPER TRANSMITTER ISOLATION 02MBP01CL121 | no data | UNIT 2 GT HEADER | no data | FGS | no data | OPEN | no data
02MBP02AA821 | LOWER TRANSMITTER ISOLATION 02MBP01CL121 | no data | UNIT 2 GT HEADER | no data | FGS | no data | OPEN | no data
02MBP02AA822 | UPPER TRANSMITTER ISOLATION 02MBP01CL122 | no data | UNIT 2 GT HEADER | no data | FGS | no data | OPEN | no data
02MBP02AA823 | LOWER TRANSMITTER ISOLATION 02MBP01CL122 | no data | UNIT 2 GT HEADER | no data | FGS | no data | OPEN | no data
02-VFGS134 | UNIT 2 GAS PERFORMASE HEATER DRAIN LT VESSEL 2 | no data | UNIT 2 GT HEADER | no data | FGS | no data | CLOSED | no data
02MBP02AA932 | UPPER ISOLTION FOR VESSEL LEVEL TRANSMITTER | no data | UNIT 2 GT HEADER | no data | FGS | no data | OPEN | no data
02MBP02AA934 | LOWER ISOLTION FOR VESSEL LEVEL TRANSMITTER | no data | UNIT 2 GT HEADER | no data | FGS | no data | OPEN | no data
02MBP02AA830 | UPPER TRANSMITTER ISOLATION 02MBP01CL131 | no data | UNIT 2 GT HEADER | no data | FGS | no data | OPEN | no data
02MBP02AA831 | LOWER TRANSMITTER ISOLATION 02MBP01CL131 | no data | UNIT 2 GT HEADER | no data | FGS | no data | OPEN | no data
02MBP02AA832 | UPPER TRANSMITTER ISOLATION 02MBPCL132 | no data | UNIT 2 GT HEADER | no data | FGS | no data | OPEN | no data
02MBP02AA833 | LOWER TRANSMITTER ISOLATION 02MBPCL132 | no data | UNIT 2 GT HEADER | no data | FGS | no data | OPEN | no data
02-VFGS130 | UNIT 2 FUEAL GAS PERFORMANCE HEATER ISOLATION TO AUTOMATIC VENT | no data | UNIT 2 GT HEADER | no data | FGS | no data | OPEN | no data
02-VFGS123 | UNIT 2 BYPASS FUEL GAS PERFORMANCE HEATER VENT VALVE | no data | UNIT 2 GT HEADER | no data | FGS | no data | CLOSED | no data
02-VFGS115 | UNIT 2 FUEAL GAS PERFORMANCE HEATER NITROGEN PURGE/VENT | no data | UNIT 2 GT HEADER | no data | FGS | no data | CLOSED | no data
02-VFGS174 | UNIT 2 GT FUEL GAS FILTER INLET | no data | UNIT 2 GT HEADER | no data | FGS | no data | OPEN | no data
02-VFGS192 | UNIT 2 GT FUEL GAS FILTER OUTLET | no data | UNIT 2 GT HEADER | no data | FGS | no data | OPEN | no data
02-VFGS143 | UNIT 2 GT FUEL GAS FILTER NITROGEN SUPPLY | no data | UNIT 2 GT HEADER | no data | FGS | no data | CLOSED | no data
02-VFGS193 | UNIT 2 GT FUEL GAS FILTER INLET | no data | UNIT 2 GT HEADER | no data | FGS | no data | OPEN | no data
02MBP01AA907 | UNIT 2 FILTER DRAIN | no data | UNIT 2 GT HEADER | no data | FGS | no data | CLOSED | no data
02MBP01AA908 | UNIT 2 FILTER DRAIN | no data | UNIT 2 GT HEADER | no data | FGS | no data | CLOSED | no data
02MBP01AA911 | UNIT 2 FILTER DRAIN | no data | UNIT 2 GT HEADER | no data | FGS | no data | CLOSED | no data
02MBP01AA842 | UNIT 2 FILTER DP HIGH SIDE ISOLATION | no data | UNIT 2 GT HEADER | no data | FGS | no data | OPEN | no data
02MBP01AA843 | UNIT 2 FILTER DP HIGH SIDE ISOLATION | no data | UNIT 2 GT HEADER | no data | FGS | no data | OPEN | no data
02MBP01AA844 | UNIT 2 FILTER DP LOW SIDE ISOLATION | no data | UNIT 2 GT HEADER | no data | FGS | no data | OPEN | no data
02MBP01AA845 | UNIT 2 FILTER DP LOW SIDE ISOLATION | no data | UNIT 2 GT HEADER | no data | FGS | no data | OPEN | no data
02MBP01AA909 | UNIT 2 FILTER NITROGEN PURGE/DRAIN | no data | UNIT 2 GT HEADER | no data | FGS | no data | CLOSED | no data
02MBP01AA910 | UNIT 2 FILTER NITROGEN PURGE/DRAIN | no data | UNIT 2 GT HEADER | no data | FGS | no data | CLOSED | no data
02MBP01AA912 | UNIT 2 FILTER NITROGEN PURGE/DRAIN | no data | UNIT 2 GT HEADER | no data | FGS | no data | CLOSED | no data
02MBP01AA907 | UNIT 2 FILTER NITROGEN PURGE/DRAIN | no data | UNIT 2 GT HEADER | no data | FGS | no data | CLOSED | no data
02MBP01AA908 | UNIT 2 FILTER NITROGEN PURGE/DRAIN | no data | UNIT 2 GT HEADER | no data | FGS | no data | CLOSED | no data
02MBP01AA911 | UNIT 2 FILTER NITROGEN PURGE/DRAIN | no data | UNIT 2 GT HEADER | no data | FGS | no data | CLOSED | no data
02-VFGS147 | PRESSURE TRANSMITTER 02MBP01CP110 ISOLATION | no data | UNIT 2 GT HEADER | no data | FGS | no data | OPEN | no data
02-VFGS148 | PRESSURE TRANSMITTER 02MBP01CP110 ISOLATION | no data | UNIT 2 GT HEADER | no data | FGS | no data | OPEN | no data
02-VFGS157 | PRESSURE TRANSMITTER 02MBP01CP111 ISOLATION | no data | UNIT 2 GT HEADER | no data | FGS | no data | OPEN | no data
02-VFGS158 | PRESSURE TRANSMITTER 02MBP01CP111 ISOLATION | no data | UNIT 2 GT HEADER | no data | FGS | no data | OPEN | no data
02-VFGS177 | UNIT 2 GT DOWNSTREAM PURGE CREDIT VALVE NITROGEN PURGE/VENT | no data | UNIT 2 GT HEADER | no data | FGS | no data | CLOSED | no data
02-VFGS178 | UNIT 2 GT DOWNSTREAM PURGE CREDIT VALVE NITROGEN PURGE/VENT | no data | UNIT 2 GT HEADER | no data | FGS | no data | CLOSED | no data
02-VFGS184 | UNIT 2 GT DOWNSTREAM PURGE CREDIT VALVE NITROGEN PURGE/VENT | no data | UNIT 2 GT HEADER | no data | FGS | no data | CLOSED | no data
02MBP02AA807 | UNIT 2 GAS HEADER INLET PRESSURE TRANSMITTER 02MBP02CP141 ISOLATION | no data | UNIT 2 GT HEADER | no data | FGS | no data | OPEN | no data
02MBP02AA808 | UNIT 2 GAS HEADER INLET PRESSURE TRANSMITTER 02MBP02CP141 ISOLATION | no data | UNIT 2 GT HEADER | no data | FGS | no data | OPEN | no data
02MBP02AA801 | UNIT 2 GAS SUPPLY PRESSURE TRANSMITTER 01MBP02CP101 ISOLATION | no data | UNIT 2 GT HEADER | no data | FGS | no data | OPEN | no data
02MBP02AA802 | UNIT 2 GAS SUPPLY PRESSURE TRANSMITTER 01MBP02CP101 ISOLATION | no data | UNIT 2 GT HEADER | no data | FGS | no data | OPEN | no data
02MBP02AA803 | UNIT 2 GAS SUPPLY PRESSURE TRANSMITTER 02MBP02CP102 ISOLATION | no data | UNIT 2 GT HEADER | no data | FGS | no data | OPEN | no data
02MBP02AA804 | UNIT 2 GAS SUPPLY PRESSURE TRANSMITTER 02MBP02CP102 ISOLATION | no data | UNIT 2 GT HEADER | no data | FGS | no data | OPEN | no data
02MBP02AA805 | UNIT 2 GAS SUPPLY PRESSURE TRANSMITTER 02MBP02CP103 ISOLATION | no data | UNIT 2 GT HEADER | no data | FGS | no data | OPEN | no data
02MBP02AA806 | UNIT 2 GAS SUPPLY PRESSURE TRANSMITTER 02MBP02CP103 ISOLATION | no data | UNIT 2 GT HEADER | no data | FGS | no data | OPEN | no data
02MBP03AA825 | UNIT 2 MAIN "A" DP TRANSMITTER 02MBP03CP521 HIGH SIDE ISOLATION | no data | UNIT 2 GT HEADER | no data | FGS | no data | OPEN | no data
02MBP03AA826 | UNIT 2 MAIN "A" DP TRANSMITTER 02MBP03CP521 HIGH SIDE ISOLATION | no data | UNIT 2 GT HEADER | no data | FGS | no data | OPEN | no data
02MBP03AA827 | UNIT 2 MAIN "A" DP TRANSMITTER 02MBP03CP521 LOW SIDE ISOLATION | no data | UNIT 2 GT HEADER | no data | FGS | no data | OPEN | no data
02MBP03AA828 | UNIT 2 MAIN "A" DP TRANSMITTER 02MBP03CP521 LOW SIDE ISOLATION | no data | UNIT 2 GT HEADER | no data | FGS | no data | OPEN | no data
02MBP03AA821 | UNIT 2 MAIN "A" PRESSURE TRANSMITTER 02MBP03CP136 ISOLATION | no data | UNIT 2 GT HEADER | no data | FGS | no data | OPEN | no data
02MBP03AA822 | UNIT 2 MAIN "A" PRESSURE TRANSMITTER 02MBP03CP136 ISOLATION | no data | UNIT 2 GT HEADER | no data | FGS | no data | OPEN | no data
02MBP03AA910 | UNIT 2 MAIN "A" RING DRAIN | no data | UNIT 2 GT HEADER | no data | FGS | no data | CLOSED | no data
02MBP03AA911 | UNIT 2 MAIN "A" RING DRAIN | no data | UNIT 2 GT HEADER | no data | FGS | no data | CLOSED | no data
02MBP03AA835 | UNIT 2 MAIN "B" DP TRANSMITTER 02MBP03CP531 HIGH SIDE ISOLATION | no data | UNIT 2 GT HEADER | no data | FGS | no data | OPEN | no data
02MBP03AA836 | UNIT 2 MAIN "B" DP TRANSMITTER 02MBP03CP531 HIGH SIDE ISOLATION | no data | UNIT 2 GT HEADER | no data | FGS | no data | OPEN | no data
02MBP03AA837 | UNIT 2 MAIN "B" DP TRANSMITTER 02MBP03CP531 LOW SIDE ISOLATION | no data | UNIT 2 GT HEADER | no data | FGS | no data | OPEN | no data
02MBP03AA838 | UNIT 2 MAIN "B" DP TRANSMITTER 02MBP03CP531 LOW SIDE ISOLATION | no data | UNIT 2 GT HEADER | no data | FGS | no data | OPEN | no data
02MBP03AA831 | UNIT 2 MAIN "B" PRESSURE TRANSMITTER 02MBP03CP146 ISOLATION | no data | UNIT 2 GT HEADER | no data | FGS | no data | OPEN | no data
02MBP03AA832 | UNIT 2 MAIN "B" PRESSURE TRANSMITTER 02MBP03CP146 ISOLATION | no data | UNIT 2 GT HEADER | no data | FGS | no data | OPEN | no data
02MBP03AA920 | UNIT 2 MAIN "B" RING DRAIN | no data | UNIT 2 GT HEADER | no data | FGS | no data | CLOSED | no data
02MBP03AA921 | UNIT 2 MAIN "B" RING DRAIN | no data | UNIT 2 GT HEADER | no data | FGS | no data | CLOSED | no data
02MBP03AA815 | UNIT 2 PILOT "A" DP TRANSMITTER 02MBP03CP501 HIGH SIDE ISOLATION | no data | UNIT 2 GT HEADER | no data | FGS | no data | OPEN | no data
02MBP03AA816 | UNIT 2 PILOT "A" DP TRANSMITTER 02MBP03CP501 HIGH SIDE ISOLATION | no data | UNIT 2 GT HEADER | no data | FGS | no data | OPEN | no data
02MBP03AA817 | UNIT 2 PILOT "A" DP TRANSMITTER 02MBP03CP501 LOW SIDE ISOLATION | no data | UNIT 2 GT HEADER | no data | FGS | no data | OPEN | no data
02MBP03AA818 | UNIT 2 PILOT "A" DP TRANSMITTER 02MBP03CP501 LOW SIDE ISOLATION | no data | UNIT 2 GT HEADER | no data | FGS | no data | OPEN | no data
02MBP03AA811 | UNIT 2 PILOT "A" PRESSURE TRANSMITTER 02MBP03CP126 ISOLATION | no data | UNIT 2 GT HEADER | no data | FGS | no data | OPEN | no data
02MBP03AA812 | UNIT 2 PILOT "A" PRESSURE TRANSMITTER 02MBP03CP126 ISOLATION | no data | UNIT 2 GT HEADER | no data | FGS | no data | OPEN | no data
02MBP03AA900 | UNIT 2 PILOT "A" RING DRAIN | no data | UNIT 2 GT HEADER | no data | FGS | no data | CLOSED | no data
02MBP03AA902 | UNIT 2 PILOT "A" RING DRAIN | no data | UNIT 2 GT HEADER | no data | FGS | no data | CLOSED | no data
02MBP03AA845 | UNIT 2 PILOT "B" DP TRANSMITTER 02MBP03CP511 HIGH SIDE ISOLATION | no data | UNIT 2 GT HEADER | no data | FGS | no data | OPEN | no data
02MBP03AA846 | UNIT 2 PILOT "B" DP TRANSMITTER 02MBP03CP511 HIGH SIDE ISOLATION | no data | UNIT 2 GT HEADER | no data | FGS | no data | OPEN | no data
02MBP03AA847 | UNIT 2 PILOT "B" DP TRANSMITTER 02MBP03CP511 LOW SIDE ISOLATION | no data | UNIT 2 GT HEADER | no data | FGS | no data | OPEN | no data
02MBP03AA848 | UNIT 2 PILOT "B" DP TRANSMITTER 02MBP03CP511 LOW SIDE ISOLATION | no data | UNIT 2 GT HEADER | no data | FGS | no data | OPEN | no data
02MBP03AA841 | UNIT 2 PILOT "B" PRESSURE TRANSMITTER 02MBP03CP156 ISOLATION | no data | UNIT 2 GT HEADER | no data | FGS | no data | OPEN | no data
02MBP03AA842 | UNIT 2 PILOT "B" PRESSURE TRANSMITTER 02MBP03CP156 ISOLATION | no data | UNIT 2 GT HEADER | no data | FGS | no data | OPEN | no data
02MBP03AA930 | UNIT 2 PILOT "B" RING DRAIN | no data | UNIT 2 GT HEADER | no data | FGS | no data | CLOSED | no data
02MBP03AA931 | UNIT 2 PILOT "B" RING DRAIN | no data | UNIT 2 GT HEADER | no data | FGS | no data | CLOSED | no data
02MBP03AA855 | UNIT 2 PILOT TOPHAT DP TRANSMITTER 01MBP03CP541 HIGH SIDE ISOLATION | no data | UNIT 2 GT HEADER | no data | FGS | no data | OPEN | no data
02MBP03AA856 | UNIT 2 PILOT TOPHAT DP TRANSMITTER 02MBP03CP541 HIGH SIDE ISOLATION | no data | UNIT 2 GT HEADER | no data | FGS | no data | OPEN | no data
02MBP03AA857 | UNIT 2 PILOT TOPHAT DP TRANSMITTER 02MBP03CP541 LOW SIDE ISOLATION | no data | UNIT 2 GT HEADER | no data | FGS | no data | OPEN | no data
02MBP03AA858 | UNIT 2 PILOT TOPHAT DP TRANSMITTER 02MBP03CP541 LOW SIDE ISOLATION | no data | UNIT 2 GT HEADER | no data | FGS | no data | OPEN | no data
02MBP03AA851 | UNIT 2 PILOT TOPHAT PRESSURE TRANSMITTER 02MBP03CP166 ISOLATION | no data | UNIT 2 GT HEADER | no data | FGS | no data | OPEN | no data
02MBP03AA852 | UNIT 2 PILOT TOPHAT PRESSURE TRANSMITTER 02MBP03CP166 ISOLATION | no data | UNIT 2 GT HEADER | no data | FGS | no data | OPEN | no data
02MBP03AA940 | UNIT 2 PILOT TOPHAT RING DRAIN | no data | UNIT 2 GT HEADER | no data | FGS | no data | CLOSED | no data
02MBP03AA941 | UNIT 2 PILOT TOPHAT RING DRAIN | no data | UNIT 2 GT HEADER | no data | FGS | no data | CLOSED | no data
00-VFGS300 | Common header nitrogen purge/vent | no data | FG SUPPLY TO DUCT BURNERS/BUILDING HEATERS | no data | FGS | no data | CLOSED | no data
00-VFGS227 | AUX BOILER REGULATION SKID ISOLATION | no data | FG SUPPLY TO DUCT BURNERS/BUILDING HEATERS | no data | FGS | no data | OPEN | no data
00-VFGS309 | AUX BOILER REG STATION VENT | no data | FG SUPPLY TO DUCT BURNERS/BUILDING HEATERS | no data | FGS | no data | CLOSED | no data
00-VFGS310 | BUILDING HEAT SUPPLY HEADER VENT BEFORE ISOLATOIN | no data | FG SUPPLY TO DUCT BURNERS/BUILDING HEATERS | no data | FGS | no data | CLOSED | no data
00-VFGS264 | BUILDING HEAT GAS SUPPLY ISOLATION | no data | FG SUPPLY TO DUCT BURNERS/BUILDING HEATERS | no data | FGS | no data | OPEN | no data
00-VFGS311 | AUX BUILDING HEAT SUPPLY HEADER VENT BEFORE ISOLATOIN | no data | FG SUPPLY TO DUCT BURNERS/BUILDING HEATERS | no data | FGS | no data | CLOSED | no data
00-VFGS265 | AUX BUILDING HEAT GAS SUPPLY ISOLATION | no data | FG SUPPLY TO DUCT BURNERS/BUILDING HEATERS | no data | FGS | no data | OPEN | no data
00-VFGS-YV-905 | DRAIN VALVE FOR YV-905 | no data | FG SUPPLY TO DUCT BURNERS/BUILDING HEATERS | no data | FGS | no data | CLOSED | no data
00-VFGS906 | AUX BOILER HEADER DRAIN BEFORE CONTROL VLV | no data | FG SUPPLY TO DUCT BURNERS/BUILDING HEATERS | no data | FGS | no data | CLOSED | no data
00-VFGS908 | PRESSURE TRANSMITER ISOLATION INNERSTAGE | no data | FG SUPPLY TO DUCT BURNERS/BUILDING HEATERS | no data | FGS | no data | OPEN | no data
00-VFGS909 | PRESSURE TRANSMITER ISOLATION INNERSTAGE | no data | FG SUPPLY TO DUCT BURNERS/BUILDING HEATERS | no data | FGS | no data | OPEN | no data
00-VFGS915 | AUX BOILER INNERSTAGE PRESSURE REGULATION VENT | no data | FG SUPPLY TO DUCT BURNERS/BUILDING HEATERS | no data | FGS | no data | CLOSED | no data
00-VFGS911 | PRESSURE TRANSMITER ISOLATION AFTER REGULATION VALVE | no data | FG SUPPLY TO DUCT BURNERS/BUILDING HEATERS | no data | FGS | no data | OPEN | no data
00-VFGS914 | PRESSURE TRANSMITER ISOLATION AFTER REGULATION VALVE | no data | FG SUPPLY TO DUCT BURNERS/BUILDING HEATERS | no data | FGS | no data | OPEN | no data
00-VFGS312 | AUX BOILER HEADER NITROGEN PURGE/VENT | no data | FG SUPPLY TO DUCT BURNERS/BUILDING HEATERS | no data | FGS | no data | CLOSED | no data
00-VFGS228 | AUX BOILER GAS SUPPLY ISOLATION | no data | FG SUPPLY TO DUCT BURNERS/BUILDING HEATERS | no data | FGS | no data | OPEN | no data
00-VFGS917 | SUPPLY PRESSURE TRANSMITTER BUILDING HEAT | no data | FG SUPPLY TO DUCT BURNERS/BUILDING HEATERS | no data | FGS | no data | OPEN | no data
00-VFGS913 | SUPPLY PRESSURE TRANSMITTER BUILDING HEAT | no data | FG SUPPLY TO DUCT BURNERS/BUILDING HEATERS | no data | FGS | no data | OPEN | no data
00-VFGS904 | ORDERIZER RAW GAS SUPPLY ISOLATION TO ODORIZER PANEL | no data | FG SUPPLY TO DUCT BURNERS/BUILDING HEATERS | no data | FGS | no data | OPEN | no data
00-VFGSXXX | ORDERIZER ORDERANT SUPPLY ISOLATION | no data | FG SUPPLY TO DUCT BURNERS/BUILDING HEATERS | no data | FGS | no data | OPEN | no data
00-VFGSXXX | ORDERISER PANEL ORDERIZED GAS OUTLET | no data | FG SUPPLY TO DUCT BURNERS/BUILDING HEATERS | no data | FGS | no data | OPEN | no data
00-VFGSXXX | ORDERIZER INJECTION POINT ISOLATION | no data | FG SUPPLY TO DUCT BURNERS/BUILDING HEATERS | no data | FGS | no data | OPEN | no data
00-VFGS912 | ORDERIZED GAS TO AUX BOILER BUILDING DRAIN BEFORE REGULATING VALVE | no data | FG SUPPLY TO DUCT BURNERS/BUILDING HEATERS | no data | FGS | no data | CLOSED | no data
00-VFGS920 | ORDERIZED GAS TO AUX BOILER BUILDING DRAIN INNERSTAGE REGULATING VALVE | no data | FG SUPPLY TO DUCT BURNERS/BUILDING HEATERS | no data | FGS | no data | CLOSED | no data
01-VFGS244 | UNIT 1 TURBINE BUILDING GAS ISOLATION | no data | FG SUPPLY TO DUCT BURNERS/BUILDING HEATERS | no data | FGS | no data | OPEN | no data
02-VFGS241 | UNIT 2 TURBINE BUILDING GAS ISOLATION | no data | FG SUPPLY TO DUCT BURNERS/BUILDING HEATERS | no data | FGS | no data | OPEN | no data
01-VFGS941 | UNIT 1 TURBINE BUILING SUPPLY INTERSTAGE REGULATION VALVE VENT | no data | FG SUPPLY TO DUCT BURNERS/BUILDING HEATERS | no data | FGS | no data | CLOSED | no data
01-VFGS946 | UNIT 1 TURBINE BUILING HEAT REGULATION VALVE ISOLATION PCV-946 | no data | FG SUPPLY TO DUCT BURNERS/BUILDING HEATERS | no data | FGS | no data | OPEN | no data
01-VFGS950 | UNIT 1 TURBINE BUILING HEAT REGULATION VALVE ISOLATION PCV-950 | no data | FG SUPPLY TO DUCT BURNERS/BUILDING HEATERS | no data | FGS | no data | OPEN | no data
00-VFGS272 | UNIT 1 TURBINE BUILDING HEAT REGULATION SKID OUTLET | no data | FG SUPPLY TO DUCT BURNERS/BUILDING HEATERS | no data | FGS | no data | OPEN | no data
00-VFGS313 | UNIT 1 TURBINE BUILDING HEAT REGULATION SKID VENT BEFORE REGULATION | no data | FG SUPPLY TO DUCT BURNERS/BUILDING HEATERS | no data | FGS | no data | CLOSED | no data
00-VFGS314 | UNIT 1 TURBINE BUILDING HEAT REGULATION SKID VENT AFTER REGULATION | no data | FG SUPPLY TO DUCT BURNERS/BUILDING HEATERS | no data | FGS | no data | CLOSED | no data
02-VFGS941 | UNIT 2 TURBINE BUILING SUPPLY INTERSTAGE REGULATION VALVE VENT | no data | FG SUPPLY TO DUCT BURNERS/BUILDING HEATERS | no data | FGS | no data | CLOSED | no data
02-VFGS946 | UNIT 2 TURBINE BUILING HEAT REGULATION VALVE ISOLATION PCV-946 | no data | FG SUPPLY TO DUCT BURNERS/BUILDING HEATERS | no data | FGS | no data | OPEN | no data
02-VFGS950 | UNIT 2 TURBINE BUILING HEAT REGULATION VALVE ISOLATION PCV-950 | no data | FG SUPPLY TO DUCT BURNERS/BUILDING HEATERS | no data | FGS | no data | OPEN | no data
00-VFGS273 | UNIT 2 TURBINE BUILDING HEAT REGULATION SKID OUTLET | no data | FG SUPPLY TO DUCT BURNERS/BUILDING HEATERS | no data | FGS | no data | OPEN | no data
00-VFGS315 | UNIT 2 TURBINE BUILDING HEAT REGULATION SKID VENT BEFORE REGULATION | no data | FG SUPPLY TO DUCT BURNERS/BUILDING HEATERS | no data | FGS | no data | CLOSED | no data
00-VFGS316 | UNIT 2 TURBINE BUILDING HEAT REGULATION SKID VENT AFTER REGULATION | no data | FG SUPPLY TO DUCT BURNERS/BUILDING HEATERS | no data | FGS | no data | CLOSED | no data
01-VFGS176 | UNIT 1 DUCT BURNER REGULATION SKID ISOLATION | no data | UNIT 1 DUCT BURNER | no data | FGS | no data | OPEN | no data
01-VFGS217 | UNIT 1 DUCT BURNER SKID VENT AFTER ISOLATION | no data | UNIT 1 DUCT BURNER | no data | FGS | no data | OPEN | no data
01-VFGS-YV-922 | DRAIN ON STOP VALVE YV-922 | no data | UNIT 1 DUCT BURNER | no data | FGS | no data | CLOSED | no data
01-VFGS923 | UNIT 1 DUCT BURNER DRAIN BEFORE PRESSURE CONTROL VALVE | no data | UNIT 1 DUCT BURNER | no data | FGS | no data | CLOSED | no data
01-VFGS932 | UNIT 1 DUCT BURNER INTERSTAGE VENT | no data | UNIT 1 DUCT BURNER | no data | FGS | no data | CLOSED | no data
01-VFGS925 | UNIT 1 DUCT BURNER INNERSTAGE PRESSURE TRANSMITTER ISOLATION | no data | UNIT 1 DUCT BURNER | no data | FGS | no data | OPEN | no data
01-VFGS926 | UNIT 1 DUCT BURNER INNERSTAGE PRESSURE TRANSMITTER ISOLATION | no data | UNIT 1 DUCT BURNER | no data | FGS | no data | OPEN | no data
01-VFGS928 | UNIT 1 DUCT BURNER PRESSURE TRANSMITTER ISOLATION AFTER REGULATION | no data | UNIT 1 DUCT BURNER | no data | FGS | no data | OPEN | no data
01-VFGS929 | UNIT 1 DUCT BURNER PRESSURE TRANSMITTER ISOLATION AFTER REGULATION | no data | UNIT 1 DUCT BURNER | no data | FGS | no data | OPEN | no data
01-VFGS179 | UNIT 1 DUCT BURNER PRESSURE REGULATION OUTLET | no data | UNIT 1 DUCT BURNER | no data | FGS | no data | OPEN | no data
01-VFGS120 | UNIT 1 DUCT BURNER SUPPLY VENT AFTER REGULATION SKID | no data | UNIT 1 DUCT BURNER | no data | FGS | no data | CLOSED | no data
01-V-BUR800 | DUCT BURNER ISOLATION | no data | UNIT 1 DUCT BURNER | no data | FGS | no data | OPEN | no data
01-V-BUR803 | GAS FLOW INDICATING TRANSMITTER ISOLATION | no data | UNIT 1 DUCT BURNER | no data | FGS | no data | OPEN | no data
01-V-BUR804 | GAS FLOW INDICATING TRANSMITTER ISOLATION | no data | UNIT 1 DUCT BURNER | no data | FGS | no data | OPEN | no data
01-V-BUR810 | PURGE ISOLATION | no data | UNIT 1 DUCT BURNER | no data | FGS | no data | CLOSED | no data
01-V-BUR811 | PRESSURE INDCATING TRANSMITTER | no data | UNIT 1 DUCT BURNER | no data | FGS | no data | OPEN | no data
01-V-BUR812 | PRESSURE INDCATING TRANSMITTER | no data | UNIT 1 DUCT BURNER | no data | FGS | no data | OPEN | no data
01-V-BUR820 | PRESSURE INDICATION TRANSMITTER AFTER STOP VALVE | no data | UNIT 1 DUCT BURNER | no data | FGS | no data | OPEN | no data
01-V-BUR845 | DRAIN AFTER STOP VALVE | no data | UNIT 1 DUCT BURNER | no data | FGS | no data | CLOSED | no data
01-V-BUR827 | DP TRANSMITTER HIGH SIDE STOP VALVE | no data | UNIT 1 DUCT BURNER | no data | FGS | no data | OPEN | no data
01-V-BUR828 | DP TRANSMITTER LOW SIDE STOP VALVE | no data | UNIT 1 DUCT BURNER | no data | FGS | no data | OPEN | no data
01-V-BUR846 | DUCT BURNER HEADER DRAIN | no data | UNIT 1 DUCT BURNER | no data | FGS | no data | CLOSED | no data
01-V-BUR835 | PRESSURE AFTER CONTROL VALVE TRANSMITTER | no data | UNIT 1 DUCT BURNER | no data | FGS | no data | OPEN | no data
01-V-BUR836 | PRESSURE AFTER CONTROL VALVE TRANSMITTER | no data | UNIT 1 DUCT BURNER | no data | FGS | no data | OPEN | no data
01-FG-V-0942 | DRAIN AFTER FLOW CONTROL VALVE | no data | UNIT 1 DUCT BURNER | no data | FGS | no data | CLOSED | no data
01-V-BUR860 | PILOT GAS SUPPLY ISOLATION | no data | UNIT 1 DUCT BURNER | no data | FGS | no data | OPEN | no data
01-V-BUR866 | PILOT GAS PRESSURE TRANSMITTER ISOLATION | no data | UNIT 1 DUCT BURNER | no data | FGS | no data | OPEN | no data
01-V-BUR886 | PILIOT HEADER DRAIN BETWEEN PRIMARY STOP VALVES | no data | UNIT 1 DUCT BURNER | no data | FGS | no data | CLOSED | no data
01-V-BUR870 | PILOT HEADER STOP VALVE PRESSURE DP HIGH SIDE | no data | UNIT 1 DUCT BURNER | no data | FGS | no data | OPEN | no data
01-V-BUR871 | PILOT HEADER STOP VALVE PRESSURE DP LOW SIDE | no data | UNIT 1 DUCT BURNER | no data | FGS | no data | OPEN | no data
01-V-BUR887 | PILOT HEADER DRAIN BETWEEN STOP VALVES SECONDARY | no data | UNIT 1 DUCT BURNER | no data | FGS | no data | CLOSED | no data
01-FG-V-0943 | PILOT HEADER DRAIN AFTER LAST STOP VALVE | no data | UNIT 1 DUCT BURNER | no data | FGS | no data | CLOSED | no data
01-V-BUR955 | FLAME SCANNER BLOWER DISCHARGE PRESSURE TRANSMITTER | no data | UNIT 1 DUCT BURNER | no data | FGS | no data | OPEN | no data
01-V-BUR956 | FLAME SCANNER BLOWER DISCHARGE PRESSURE TRANSMITTER | no data | UNIT 1 DUCT BURNER | no data | FGS | no data | OPEN | no data
01-V-BURXXX | FLAME SCANNER BLOWER DISCHARGE DRAIN VALVE | no data | UNIT 1 DUCT BURNER | no data | FGS | no data | CLOSED | no data
02-VFGS176 | UNIT 2 DUCT BURNER REGULATION SKID ISOLATION | no data | UNIT 2 DUCT BURNER | no data | FGS | no data | OPEN | no data
02-VFGS217 | UNIT 2 DUCT BURNER SKID VENT AFTER ISOLATION | no data | UNIT 2 DUCT BURNER | no data | FGS | no data | OPEN | no data
02-VFGS-YV-922 | DRAIN ON STOP VALVE YV-922 | no data | UNIT 2 DUCT BURNER | no data | FGS | no data | CLOSED | no data
02-VFGS923 | UNIT 2 DUCT BURNER DRAIN BEFORE PRESSURE CONTROL VALVE | no data | UNIT 2 DUCT BURNER | no data | FGS | no data | CLOSED | no data
02-VFGS932 | UNIT 2 DUCT BURNER INTERSTAGE VENT | no data | UNIT 2 DUCT BURNER | no data | FGS | no data | CLOSED | no data
02-VFGS925 | UNIT 2 DUCT BURNER INNERSTAGE PRESSURE TRANSMITTER ISOLATION | no data | UNIT 2 DUCT BURNER | no data | FGS | no data | OPEN | no data
02-VFGS926 | UNIT 2 DUCT BURNER INNERSTAGE PRESSURE TRANSMITTER ISOLATION | no data | UNIT 2 DUCT BURNER | no data | FGS | no data | OPEN | no data
02-VFGS928 | UNIT 2 DUCT BURNER PRESSURE TRANSMITTER ISOLATION AFTER REGULATION | no data | UNIT 2 DUCT BURNER | no data | FGS | no data | OPEN | no data
02-VFGS929 | UNIT 2 DUCT BURNER PRESSURE TRANSMITTER ISOLATION AFTER REGULATION | no data | UNIT 2 DUCT BURNER | no data | FGS | no data | OPEN | no data
02-VFGS179 | UNIT 2 DUCT BURNER PRESSURE REGULATION OUTLET | no data | UNIT 2 DUCT BURNER | no data | FGS | no data | OPEN | no data
02-VFGS120 | UNIT 2 DUCT BURNER SUPPLY VENT AFTER REGULATION SKID | no data | UNIT 2 DUCT BURNER | no data | FGS | no data | CLOSED | no data
02-V-BUR800 | DUCT BURNER ISOLATION | no data | UNIT 2 DUCT BURNER | no data | FGS | no data | OPEN | no data
02-V-BUR803 | GAS FLOW INDICATING TRANSMITTER ISOLATION | no data | UNIT 2 DUCT BURNER | no data | FGS | no data | OPEN | no data
02-V-BUR804 | GAS FLOW INDICATING TRANSMITTER ISOLATION | no data | UNIT 2 DUCT BURNER | no data | FGS | no data | OPEN | no data
02-V-BUR810 | PURGE ISOLATION | no data | UNIT 2 DUCT BURNER | no data | FGS | no data | CLOSED | no data
02-V-BUR811 | PRESSURE INDCATING TRANSMITTER | no data | UNIT 2 DUCT BURNER | no data | FGS | no data | OPEN | no data
02-V-BUR812 | PRESSURE INDCATING TRANSMITTER | no data | UNIT 2 DUCT BURNER | no data | FGS | no data | OPEN | no data
02-V-BUR820 | PRESSURE INDICATION TRANSMITTER AFTER STOP VALVE | no data | UNIT 2 DUCT BURNER | no data | FGS | no data | OPEN | no data
02-V-BUR845 | DRAIN AFTER STOP VALVE | no data | UNIT 2 DUCT BURNER | no data | FGS | no data | CLOSED | no data
02-V-BUR827 | DP TRANSMITTER HIGH SIDE STOP VALVE | no data | UNIT 2 DUCT BURNER | no data | FGS | no data | OPEN | no data
02-V-BUR828 | DP TRANSMITTER LOW SIDE STOP VALVE | no data | UNIT 2 DUCT BURNER | no data | FGS | no data | OPEN | no data
02-V-BUR846 | DUCT BURNER HEADER DRAIN | no data | UNIT 2 DUCT BURNER | no data | FGS | no data | CLOSED | no data
02-V-BUR835 | PRESSURE AFTER CONTROL VALVE TRANSMITTER | no data | UNIT 2 DUCT BURNER | no data | FGS | no data | OPEN | no data
02-V-BUR836 | PRESSURE AFTER CONTROL VALVE TRANSMITTER | no data | UNIT 2 DUCT BURNER | no data | FGS | no data | OPEN | no data
02-FG-V-0942 | DRAIN AFTER FLOW CONTROL VALVE | no data | UNIT 2 DUCT BURNER | no data | FGS | no data | CLOSED | no data
02-V-BUR860 | PILOT GAS SUPPLY ISOLATION | no data | UNIT 2 DUCT BURNER | no data | FGS | no data | OPEN | no data
02-V-BUR866 | PILOT GAS PRESSURE TRANSMITTER ISOLATION | no data | UNIT 2 DUCT BURNER | no data | FGS | no data | OPEN | no data
02-V-BUR886 | PILIOT HEADER DRAIN BETWEEN PRIMARY STOP VALVES | no data | UNIT 2 DUCT BURNER | no data | FGS | no data | CLOSED | no data
02-V-BUR870 | PILOT HEADER STOP VALVE PRESSURE DP HIGH SIDE | no data | UNIT 2 DUCT BURNER | no data | FGS | no data | OPEN | no data
02-V-BUR871 | PILOT HEADER STOP VALVE PRESSURE DP LOW SIDE | no data | UNIT 2 DUCT BURNER | no data | FGS | no data | OPEN | no data
02-V-BUR887 | PILOT HEADER DRAIN BETWEEN STOP VALVES SECONDARY | no data | UNIT 2 DUCT BURNER | no data | FGS | no data | CLOSED | no data
02-FG-V-0943 | PILOT HEADER DRAIN AFTER LAST STOP VALVE | no data | UNIT 2 DUCT BURNER | no data | FGS | no data | CLOSED | no data
02-V-BUR955 | FLAME SCANNER BLOWER DISCHARGE PRESSURE TRANSMITTER | no data | UNIT 2 DUCT BURNER | no data | FGS | no data | OPEN | no data
02-V-BUR956 | FLAME SCANNER BLOWER DISCHARGE PRESSURE TRANSMITTER | no data | UNIT 2 DUCT BURNER | no data | FGS | no data | OPEN | no data
02-V-BURXXX | FLAME SCANNER BLOWER DISCHARGE DRAIN VALVE | no data | UNIT 2 DUCT BURNER | no data | FGS | no data | CLOSED | no data