## Sheet1
Equipment | Tag Number | Breaker location | Category | Bus | Breaker type
UNIT 1 ACC FAN 01A | 01-ACC-MFN-01A | 01-ACC-MCC-131, CUBICLE 4FM | Fan/Blower | 01-ACC-MCC-131 | 480 V MOLDED CASE BREAKER
UNIT 1 ACC FAN 01C | 01-ACC-MFN-01C | 01-ACC-MCC-131, CUBICLE 5FM | Fan/Blower | 01-ACC-MCC-131 | 480 V MOLDED CASE BREAKER
UNIT 1 ACC FAN 01E | 01-ACC-MFN-01E | 01-ACC-MCC-131, CUBICLE 6FM | Fan/Blower | 01-ACC-MCC-131 | 480 V MOLDED CASE BREAKER
UNIT 1 ACC FAN 02B | 01-ACC-MFN-02B | 01-ACC-MCC-131, CUBICLE 7FM | Fan/Blower | 01-ACC-MCC-131 | 480 V MOLDED CASE BREAKER
UNIT 1 ACC FAN 02D | 01-ACC-MFN-02D | 01-ACC-MCC-131, CUBICLE 8FM | Fan/Blower | 01-ACC-MCC-131 | 480 V MOLDED CASE BREAKER
UNIT 1 ACC FAN 02F | 01-ACC-MFN-02F | 01-ACC-MCC-131, CUBICLE 9FM | Fan/Blower | 01-ACC-MCC-131 | 480 V MOLDED CASE BREAKER
ACC 1 GLYCOL HX FAN 01 | 01-ARM-MFN-01 | 01-ACC-MCC-131, CUBICLE 13FD | Fan/Blower | 01-ACC-MCC-131 | 480 V MOLDED CASE BREAKER
ACC 1 GLYCOL HX FAN 02 | 01-ARM-MFN-02 | 01-ACC-MCC-131, CUBICLE 13FF | Fan/Blower | 01-ACC-MCC-131 | 480 V MOLDED CASE BREAKER
ACC 1 GLYCOL HX FAN 03 | 01-ARM-MFN-03 | 01-ACC-MCC-131, CUBICLE 13FH | Fan/Blower | 01-ACC-MCC-131 | 480 V MOLDED CASE BREAKER
ACC 1 PDC XFMR | 01-LVB-XFR-1311 | 01-ACC-MCC-131, CUBICLE 2FG(L) | Transformer | 01-ACC-MCC-131 | 480 V MOLDED CASE BREAKER
UNIT 1 ACC FINTUBE CLEANING SYS | 01-CND-RCP-983 | 01-ACC-MCC-131, CUBICLE 2FJ(L) |  | 01-ACC-MCC-131 | 480 V MOLDED CASE BREAKER
MAIN BREAKER 1 CONTROL POWER TRANSFORMER |  | 01-ACC-MCC-131, CUBICLE |  | 01-ACC-MCC-131 | 480 V MOLDED CASE BREAKER
MAIN SUPPLY FEED FROM 01-MVA-XFR-13 |  | 01-ACC-MCC-131, CUBICLE 3FM |  | 01-ACC-MCC-131 | 480 V MOLDED CASE BREAKER
ACC 1 LRVP 01A | 01-ARM-MPM-01A | 01-ACC-MCC-131, CUBICLE 10FM | Pump | 01-ACC-MCC-131 | 480 V MOLDED CASE BREAKER
UNIT 1 LP DRAINS TANK PUMP MTR A | 01-STP-MPM-01A | 01-ACC-MCC-131, CUBICLE 12FB | Pump | 01-ACC-MCC-131 | 480 V MOLDED CASE BREAKER
ACC 1 GLYCOL RECIRC PMP 03A | 01-ARM-MPM-03A | 01-ACC-MCC-131, CUBICLE 12FD | Pump | 01-ACC-MCC-131 | 480 V MOLDED CASE BREAKER
ACC 1 GLYCOL RECIRC PMP 03C | 01-ARM-MPM-03C | 01-ACC-MCC-131, CUBICLE 12FF | Pump | 01-ACC-MCC-131 | 480 V MOLDED CASE BREAKER
ACC 1 PDC PANELBOARD 480VAC | 01-LVB-PPL-1311 | 01-ACC-MCC-131, CUBICLE 16FM | Power Panel | 01-ACC-MCC-131 | 480 V MOLDED CASE BREAKER
ACC 1 SEAL WTR PMP 02A | 01-ARM-MPM-02A | 01-ACC-MCC-131, CUBICLE 13FK | Pump | 01-ACC-MCC-131 | 480 V MOLDED CASE BREAKER
MAIN BREAKER 2 CONTROL POWER TRANSFORMER |  | 01-ACC-MCC-131, CUBICLE |  | 01-ACC-MCC-131 | 480 V MOLDED CASE BREAKER
SECONDARY SUPPLY FEED FROM 01-MVA-XFR-23 |  | 01-ACC-MCC-131, CUBICLE 15FM |  | 01-ACC-MCC-131 | 480 V MOLDED CASE BREAKER
UNIT 1 ACC FAN GEARBOX OIL COOLER 01A | 01-ACC-HEX-01A | 01-ACC-MCC-131, CUBICLE 17FB |  | 01-ACC-MCC-131 | 480 V MOLDED CASE BREAKER
UNIT 1 ACC FAN GEARBOX OIL COOLER 01C | 01-ACC-HEX-01C | 01-ACC-MCC-131, CUBICLE 17FD |  | 01-ACC-MCC-131 | 480 V MOLDED CASE BREAKER
UNIT 1 ACC FAN GEARBOX OIL COOLER 01E | 01-ACC-HEX-01E | 01-ACC-MCC-131, CUBICLE 17FF |  | 01-ACC-MCC-131 | 480 V MOLDED CASE BREAKER
UNIT 1 ACC FAN GEARBOX OIL COOLER 02B | 01-ACC-HEX-02B | 01-ACC-MCC-131, CUBICLE 17FH |  | 01-ACC-MCC-131 | 480 V MOLDED CASE BREAKER
UNIT 1 ACC FAN GEARBOX OIL COOLER 02D | 01-ACC-HEX-02D | 01-ACC-MCC-131, CUBICLE 17FK |  | 01-ACC-MCC-131 | 480 V MOLDED CASE BREAKER
UNIT 1 ACC FAN GEARBOX OIL COOLER 02F | 01-ACC-HEX-02F | 01-ACC-MCC-131, CUBICLE 17FM |  | 01-ACC-MCC-131 | 480 V MOLDED CASE BREAKER
UNIT 1 ACC FAN 03A | 01-ACC-MFN-03A | 01-ACC-MCC-151, CUBICLE5FM | Fan/Blower | 01-ACC-MCC-151 | 480 V MOLDED CASE BREAKER
UNIT 1 ACC FAN 03C | 01-ACC-MFN-03C | 01-ACC-MCC-151, CUBICLE6FM | Fan/Blower | 01-ACC-MCC-151 | 480 V MOLDED CASE BREAKER
UNIT 1 ACC FAN 03E | 01-ACC-MFN-03E | 01-ACC-MCC-151, CUBICLE7FM | Fan/Blower | 01-ACC-MCC-151 | 480 V MOLDED CASE BREAKER
UNIT 1 ACC FAN 04B | 01-ACC-MFN-04B | 01-ACC-MCC-151, CUBICLE8FM | Fan/Blower | 01-ACC-MCC-151 | 480 V MOLDED CASE BREAKER
UNIT 1 ACC FAN 04D | 01-ACC-MFN-04D | 01-ACC-MCC-151, CUBICLE9FM | Fan/Blower | 01-ACC-MCC-151 | 480 V MOLDED CASE BREAKER
UNIT 1 ACC FAN 04F | 01-ACC-MFN-04F | 01-ACC-MCC-151, CUBICLE10FM | Fan/Blower | 01-ACC-MCC-151 | 480 V MOLDED CASE BREAKER
UNIT 1 ACC FAN GEARBOX OIL COOLER 03A | 01-ACC-HEX-03A | 01-ACC-MCC-151, CUBICLE2FB |  | 01-ACC-MCC-151 | 480 V MOLDED CASE BREAKER
UNIT 1 ACC FAN GEARBOX OIL COOLER 03C | 01-ACC-HEX-03C | 01-ACC-MCC-151, CUBICLE2FD |  | 01-ACC-MCC-151 | 480 V MOLDED CASE BREAKER
UNIT 1 ACC FAN GEARBOX OIL COOLER 03E | 01-ACC-HEX-03E | 01-ACC-MCC-151, CUBICLE2FF |  | 01-ACC-MCC-151 | 480 V MOLDED CASE BREAKER
UNIT 1 ACC FAN GEARBOX OIL COOLER 04B | 01-ACC-HEX-04B | 01-ACC-MCC-151, CUBICLE2FH |  | 01-ACC-MCC-151 | 480 V MOLDED CASE BREAKER
UNIT 1 ACC FAN GEARBOX OIL COOLER 04D | 01-ACC-HEX-04D | 01-ACC-MCC-151, CUBICLE2FK |  | 01-ACC-MCC-151 | 480 V MOLDED CASE BREAKER
UNIT 1 ACC FAN GEARBOX OIL COOLER 04F | 01-ACC-HEX-04F | 01-ACC-MCC-151, CUBICLE2FM |  | 01-ACC-MCC-151 | 480 V MOLDED CASE BREAKER
MAIN BREAKER 1 CONTROL POWER TRANSFORMER |  | 01-ACC-MCC-151, CUBICLE4FM |  | 01-ACC-MCC-151 | 480 V MOLDED CASE BREAKER
MAIN SUPPLY FEED FROM 01-MVA-XFR-15 |  | 01-ACC-MCC-151, CUBICLE4FM |  | 01-ACC-MCC-151 | 480 V MOLDED CASE BREAKER
ACC 1 LRVP 01C | 01-ARM-MPM-01C | 01-ACC-MCC-151, CUBICLE11FM | Pump | 01-ACC-MCC-151 | 480 V MOLDED CASE BREAKER
ACC 1 PDC PANELBOARD 480VAC | 01-LVB-PPL-1511 | 01-ACC-MCC-151, CUBICLE12FC | Power Panel | 01-ACC-MCC-151 | 480 V MOLDED CASE BREAKER
ACC 1 SEAL WTR PMP 02C | 01-ARM-MPM-02C | 01-ACC-MCC-151, CUBICLE14FB | Pump | 01-ACC-MCC-151 | 480 V MOLDED CASE BREAKER
MAIN BREAKER 2 CONTROL POWER TRANSFORMER |  | 01-ACC-MCC-151 |  | 01-ACC-MCC-151 | 480 V MOLDED CASE BREAKER
SECONDARY SUPPLY FEED FROM 01-MVA-XFR-25 |  | 01-ACC-MCC-151 |  | 01-ACC-MCC-151 | 480 V MOLDED CASE BREAKER
UNIT 1 ACC FAN 01B | 01-ACC-MFN-01B | 01-ACC-MCC-231, CUBICLE8FM | Fan/Blower | 01-ACC-MCC-231 | 480 V MOLDED CASE BREAKER
UNIT 1 ACC FAN 01D | 01-ACC-MFN-01D | 01-ACC-MCC-231, CUBICLE10FM | Fan/Blower | 01-ACC-MCC-231 | 480 V MOLDED CASE BREAKER
UNIT 1 ACC FAN 01F | 01-ACC-MFN-01F | 01-ACC-MCC-231, CUBICLE11FM | Fan/Blower | 01-ACC-MCC-231 | 480 V MOLDED CASE BREAKER
UNIT 1 ACC FAN 02A | 01-ACC-MFN-02A | 01-ACC-MCC-231, CUBICLE6FM | Fan/Blower | 01-ACC-MCC-231 | 480 V MOLDED CASE BREAKER
UNIT 1 ACC FAN 02C | 01-ACC-MFN-02C | 01-ACC-MCC-231, CUBICLE7FM | Fan/Blower | 01-ACC-MCC-231 | 480 V MOLDED CASE BREAKER
UNIT 1 ACC FAN 02E | 01-ACC-MFN-02E | 01-ACC-MCC-231, CUBICLE8FM | Fan/Blower | 01-ACC-MCC-231 | 480 V MOLDED CASE BREAKER
ACC 1 GLYCOL HX FAN 04 | 01-ARM-MFN-04 | 01-ACC-MCC-231, CUBICLE15FB | Fan/Blower | 01-ACC-MCC-231 | 480 V MOLDED CASE BREAKER
ACC 1 GLYCOL HX FAN 05 | 01-ARM-MFN-05 | 01-ACC-MCC-231, CUBICLE15FD | Fan/Blower | 01-ACC-MCC-231 | 480 V MOLDED CASE BREAKER
UNIT 1 ACC FAN GEARBOX OIL COOLER 02A | 01-ACC-HEX-02A | 01-ACC-MCC-231, CUBICLE2FB |  | 01-ACC-MCC-231 | 480 V MOLDED CASE BREAKER
UNIT 1 ACC FAN GEARBOX OIL COOLER 02C | 01-ACC-HEX-02C | 01-ACC-MCC-231, CUBICLE2FD |  | 01-ACC-MCC-231 | 480 V MOLDED CASE BREAKER
UNIT 1 ACC FAN GEARBOX OIL COOLER 02E | 01-ACC-HEX-02E | 01-ACC-MCC-231, CUBICLE2FF |  | 01-ACC-MCC-231 | 480 V MOLDED CASE BREAKER
UNIT 1 ACC FAN GEARBOX OIL COOLER 01B | 01-ACC-HEX-01B | 01-ACC-MCC-231, CUBICLE2FH |  | 01-ACC-MCC-231 | 480 V MOLDED CASE BREAKER
UNIT 1 ACC FAN GEARBOX OIL COOLER 01D | 01-ACC-HEX-01D | 01-ACC-MCC-231, CUBICLE2FK |  | 01-ACC-MCC-231 | 480 V MOLDED CASE BREAKER
UNIT 1 ACC FAN GEARBOX OIL COOLER 01F | 01-ACC-HEX-01F | 01-ACC-MCC-231, CUBICLE2FM |  | 01-ACC-MCC-231 | 480 V MOLDED CASE BREAKER
MAIN BREAKER 1 CONTROL POWER TRANSFORMER |  | 01-ACC-MCC-231, CUBICLE |  | 01-ACC-MCC-231 | 480 V MOLDED CASE BREAKER
MAIN SUPPLY FEED FROM 01-MVA-XFR-23 |  | 01-ACC-MCC-231, CUBICLE5FM |  | 01-ACC-MCC-231 | 480 V MOLDED CASE BREAKER
ACC 1 LRVP 01B | 01-ARM-MPM-01B | 01-ACC-MCC-231, CUBICLE12FM | Pump | 01-ACC-MCC-231 | 480 V MOLDED CASE BREAKER
UNIT 1 LP DRAINS TANK PUMP MTR B | 01-STP-MPM-01B | 01-ACC-MCC-231, CUBICLE14FB | Pump | 01-ACC-MCC-231 | 480 V MOLDED CASE BREAKER
ACC 1 GLYCOL RECIRC PMP 03B | 01-ARM-MPM-03B | 01-ACC-MCC-231, CUBICLE15FF | Pump | 01-ACC-MCC-231 | 480 V MOLDED CASE BREAKER
ACC 1 SEAL WTR PMP 02B | 01-ARM-MPM-02B | 01-ACC-MCC-231, CUBICLE15FH | Pump | 01-ACC-MCC-231 | 480 V MOLDED CASE BREAKER
MAIN BREAKER 2 CONTROL POWER TRANSFORMER |  | 01-ACC-MCC-231, CUBICLE |  | 01-ACC-MCC-231 | 480 V MOLDED CASE BREAKER
SECONDARY SUPPLY FEED FROM 01-MVA-XFR-13 |  | 01-ACC-MCC-231, CUBICLE17FM |  | 01-ACC-MCC-231 | 480 V MOLDED CASE BREAKER
UNIT 1 ACC FAN 03B | 01-ACC-MFN-03B | 01-ACC-MCC-251, CUBICLE9FM | Fan/Blower | 01-ACC-MCC-251 | 480 V MOLDED CASE BREAKER
UNIT 1 ACC FAN 03D | 01-ACC-MFN-03D | 01-ACC-MCC-251, CUBICLE10FM | Fan/Blower | 01-ACC-MCC-251 | 480 V MOLDED CASE BREAKER
UNIT 1 ACC FAN 03F | 01-ACC-MFN-03F | 01-ACC-MCC-251, CUBICLE11FM | Fan/Blower | 01-ACC-MCC-251 | 480 V MOLDED CASE BREAKER
UNIT 1 ACC FAN 04A | 01-ACC-MFN-04A | 01-ACC-MCC-251, CUBICLE6FM | Fan/Blower | 01-ACC-MCC-251 | 480 V MOLDED CASE BREAKER
UNIT 1 ACC FAN 04C | 01-ACC-MFN-04C | 01-ACC-MCC-251, CUBICLE7FM | Fan/Blower | 01-ACC-MCC-251 | 480 V MOLDED CASE BREAKER
UNIT 1 ACC FAN 04E | 01-ACC-MFN-04E | 01-ACC-MCC-251, CUBICLE8FM | Fan/Blower | 01-ACC-MCC-251 | 480 V MOLDED CASE BREAKER
UNIT 1 ACC FAN GEARBOX OIL COOLER 04A | 01-ACC-HEX-04A | 01-ACC-MCC-251, CUBICLE2FB |  | 01-ACC-MCC-251 | 480 V MOLDED CASE BREAKER
UNIT 1 ACC FAN GEARBOX OIL COOLER 04C | 01-ACC-HEX-04C | 01-ACC-MCC-251, CUBICLE2FD |  | 01-ACC-MCC-251 | 480 V MOLDED CASE BREAKER
UNIT 1 ACC FAN GEARBOX OIL COOLER 04E | 01-ACC-HEX-04E | 01-ACC-MCC-251, CUBICLE2FF |  | 01-ACC-MCC-251 | 480 V MOLDED CASE BREAKER
UNIT 1 ACC FAN GEARBOX OIL COOLER 03B | 01-ACC-HEX-03B | 01-ACC-MCC-251, CUBICLE2FH |  | 01-ACC-MCC-251 | 480 V MOLDED CASE BREAKER
UNIT 1 ACC FAN GEARBOX OIL COOLER 03D | 01-ACC-HEX-03D | 01-ACC-MCC-251, CUBICLE2FK |  | 01-ACC-MCC-251 | 480 V MOLDED CASE BREAKER
UNIT 1 ACC FAN GEARBOX OIL COOLER 03F | 01-ACC-HEX-03F | 01-ACC-MCC-251, CUBICLE2FM |  | 01-ACC-MCC-251 | 480 V MOLDED CASE BREAKER
MAIN BREAKER 1 CONTROL POWER TRANSFORMER |  | 01-ACC-MCC-251, CUBICLE4FM |  | 01-ACC-MCC-251 | 480 V MOLDED CASE BREAKER
MAIN SUPPLY FEED FROM 01-MVA-XFR-25 |  | 01-ACC-MCC-251, CUBICLE4FM |  | 01-ACC-MCC-251 | 480 V MOLDED CASE BREAKER
ACC 1 LRVP 01D | 01-ARM-MPM-01D | 01-ACC-MCC-251, CUBICLE12FM | Pump | 01-ACC-MCC-251 | 480 V MOLDED CASE BREAKER
ACC 1 PDC XFMR 480-120/208VAC | 01-LVB-XFR-2511 | 01-ACC-MCC-251, CUBICLE13FC(L) | Transformer | 01-ACC-MCC-251 | 480 V MOLDED CASE BREAKER
ACC 1 LRVP 01E | 01-ARM-MPM-01E | 01-ACC-MCC-251, CUBICLE13FM | Pump | 01-ACC-MCC-251 | 480 V MOLDED CASE BREAKER
ACC 1 SEAL WTR PMP 02D | 01-ARM-MPM-02D | 01-ACC-MCC-251, CUBICLE15FB | Pump | 01-ACC-MCC-251 | 480 V MOLDED CASE BREAKER
ACC 1 SEAL WTR PMP 02E | 01-ARM-MPM-02E | 01-ACC-MCC-251, CUBICLE15FD | Pump | 01-ACC-MCC-251 | 480 V MOLDED CASE BREAKER
MAIN BREAKER 2 CONTROL POWER TRANSFORMER |  | 01-ACC-MCC-251, CUBICLE16FM |  | 01-ACC-MCC-251 | 480 V MOLDED CASE BREAKER
SECONDARY SUPPLY FEED FROM 01-MVA-XFR-15 |  | 01-ACC-MCC-251, CUBICLE16FM |  | 01-ACC-MCC-251 | 480 V MOLDED CASE BREAKER
UNIT 1 ACC HEAT TRACE XFMR 480-120/208VAC | 01-HTT-XFR-2511 | 01-ACC-MCC-251, CUBICLE17FJ(R) | Transformer | 01-ACC-MCC-251 | 480 V MOLDED CASE BREAKER
BATTERY ROOM EXHAUST FAN | 01UCA51AN301 | TCP | Fan/Blower | 01BMT01
MAIN FEED TO ESSENTIAL DISTRIBUTION PANEL | 01BMT01 | TCP | Power Panel | 01BMT01
TURBINE CONTROL PANEL | 01MBY01GH001\10 | TCP | Control Power Feed | 01BMT01
TURBINE SUPERVISORY INSTRUMENT PANEL | 01MBY01GH016\10 | TCP | Control Power Feed | 01BMT01
LOCAL FIRE ALARM CONTROL PANEL | 01SGY03GH001 | TCP | Control Power Feed | 01BMT01
TURBINE PROTECTION PANEL | 01MBY01GH010\10 | TCP | Control Power Feed | 01BMT01
TURBINE REMOTE I/O PANEL A | 01MBY93GH001\10 | TCP | Control Power Feed | 01BMT01
TURBINE REMOTE I/O PANEL B | 01MBY93GH002\10 | TCP | Control Power Feed | 01BMT01
CONTROL PACKAGE INTERIOR LIGHTING - 1 | 01UCA51GP101 | TCP |  | 01BMT01
CONTROL PACKAGE INTERIOR LIGHTING - 2 | 01UCA51GP201 | TCP |  | 01BMT01
CONTROL PACKAGE EXTERIOR LIGHTING - 1 | 01UCA51GP102 | TCP |  | 01BMT01
CONTROL PACKAGE EXTERIOR LIGHTING - 2 | 01UCA51GP202 | TCP |  | 01BMT01
CONTROL PACKAGE LOCAL FIRE ALARM PANEL | 01SGY01GH001 | TCP | Control Power Feed | 01BMT01
CONTROL PACKAGE HVAC CONTROLLER | 01UCA51AH101-N01 | TCP |  | 01BMT01
Unit 1 Turbine BLDG AHU 13 DSW | 01-HVC-DSW-29 | 01-LVB-PPL-1111 BR 9 NE corner turbine building |  | 01-LVB-PPL-1111 | 480 V CIRCUIT BREACKER
Unit 1 Turbine BLDG AHU 12 DSW | 01-HVC-DSW-28 | 01-LVB-PPL-1111 BR 10 NE corner turbine building |  | 01-LVB-PPL-1111 | 480 V CIRCUIT BREACKER
Unit 1 Turbine BLDG Roll Up Door 2 | 01-HVC-DOR-02 | 01-LVB-PPL-1111 BR 11 NE corner turbine building |  | 01-LVB-PPL-1111 | 480 V CIRCUIT BREACKER
Unit 1 Turbine BLDG Roof EXH Fan DSW 19 | 01-HVC-DSW-19 | 01-LVB-PPL-1111 BR 1 NE corner turbine building | Fan/Blower | 01-LVB-PPL-1111 | 480 V CIRCUIT BREACKER
Unit 1 Turbine BLDG Roof EXH Fan DSW 20 | 01-HVC-DSW-20 | 01-LVB-PPL-1111 BR 2 NE corner turbine building | Fan/Blower | 01-LVB-PPL-1111 | 480 V CIRCUIT BREACKER
Unit 1 Turbine BLDG Roof EXH Fan DSW 21 | 01-HVC-DSW-21 | 01-LVB-PPL-1111 BR 3 NE corner turbine building | Fan/Blower | 01-LVB-PPL-1111 | 480 V CIRCUIT BREACKER
Unit 1 Turbine BLDG Roof EXH Fan DSW 22 | 01-HVC-DSW-22 | 01-LVB-PPL-1111 BR 4 NE corner turbine building | Fan/Blower | 01-LVB-PPL-1111 | 480 V CIRCUIT BREACKER
Unit 1 Turbine BLDG Roof EXH Fan DSW 23 | 01-HVC-DSW-23 | 01-LVB-PPL-1111 BR 5 NE corner turbine building | Fan/Blower | 01-LVB-PPL-1111 | 480 V CIRCUIT BREACKER
Unit 1 Turbine BLDG Roof EXH Fan DSW 24 | 01-HVC-DSW-24 | 01-LVB-PPL-1111 BR 6 NE corner turbine building | Fan/Blower | 01-LVB-PPL-1111 | 480 V CIRCUIT BREACKER
Unit 1 Turbine BLDG Roof EXH Fan DSW 25 | 01-HVC-DSW-25 | 01-LVB-PPL-1111 BR 7 NE corner turbine building | Fan/Blower | 01-LVB-PPL-1111 | 480 V CIRCUIT BREACKER
Unit 1 Turbine BLDG Roof EXH Fan DSW 26 | 01-HVC-DSW-26 | 01-LVB-PPL-1111 BR 8 NE corner turbine building | Fan/Blower | 01-LVB-PPL-1111 | 480 V CIRCUIT BREACKER
HRSG 1 Grade W 480 Panelboard 2 Main PWR FD | 01-LVB-PPL-11121 | 01-LVB-PPL-1112 BR 6 Outside HRSG SWG enclosure | Power Panel | 01-LVB-PPL-1112 | 480 V CIRCUIT BREACKER
Unit 1 BFP A Sound Enclosure Heater PWR Feed | 01-BFW-PNL-01A | 01-LVB-PPL-1112 BR 7 Outside HRSG SWG enclosure | Heater | 01-LVB-PPL-1112 | 480 V CIRCUIT BREACKER
Unit 1 BFP B Sound Enclosure Heater PWR Feed | 01-BFW-PNL-01B | 01-LVB-PPL-1112 BR 8 Outside HRSG SWG enclosure | Heater | 01-LVB-PPL-1112 | 480 V CIRCUIT BREACKER
Unit 1 HRSG Stack Hoist PWR Feed | 01-HRG-HST-01 | 01-LVB-PPL-1112 BR 9 Outside HRSG SWG enclosure |  | 01-LVB-PPL-1112 | 480 V CIRCUIT BREACKER
Piperack 1 Welding Recept 9 480VAC | 01-LVB-RCP-09 | 01-LVB-PPL-1112 BR 10 Outside HRSG SWG enclosure |  | 01-LVB-PPL-1112 | 480 V CIRCUIT BREACKER
Unit 1 CCF HP/IP Phosphate & Ammonia SYS | 01-CCF-DSW-02 | 01-LVB-PPL-1112 BR 11 Outside HRSG SWG enclosure | Control Power Feed | 01-LVB-PPL-1112 | 480 V CIRCUIT BREACKER
Unit 1 HP Steam Bypass Valve Hoist PWR Feed | 01-HPS-HST-01 | 01-LVB-PPL-1112 BR 15 Outside HRSG SWG enclosure |  | 01-LVB-PPL-1112 | 480 V CIRCUIT BREACKER
Unit 1 BFW Pump 01A Hoist 480VAC PWR Feed | 01-BFW-HST-01A | 01-LVB-PPL-1112 BR 17 Outside HRSG SWG enclosure |  | 01-LVB-PPL-1112 | 480 V CIRCUIT BREACKER
Unit 1 BFW Pump 01B Hoist 480VAC PWR Feed | 01-BFW-HST-01B | 01-LVB-PPL-1112 BR 18 Outside HRSG SWG enclosure |  | 01-LVB-PPL-1112 | 480 V CIRCUIT BREACKER
Piperack 1 Welding Recept 10 480VAC | 01-LVB-RCP-10 | 01-LVB-PPL-1112 BR 19 Outside HRSG SWG enclosure |  | 01-LVB-PPL-1112 | 480 V CIRCUIT BREACKER
Piperack 1 Welding Recept 11 480VAC | 01-LVB-RCP-11 | 01-LVB-PPL-1112 BR 20 Outside HRSG SWG enclosure |  | 01-LVB-PPL-1112 | 480 V CIRCUIT BREACKER
Piperack 1 Welding Recept 12 480VAC | 01-LVB-RCP-12 | 01-LVB-PPL-1112 BR 21 Outside HRSG SWG enclosure |  | 01-LVB-PPL-1112 | 480 V CIRCUIT BREACKER
Piperack 1 Welding Recept 13 480VAC | 01-LVB-RCP-13 | 01-LVB-PPL-1112 BR 22 Outside HRSG SWG enclosure |  | 01-LVB-PPL-1112 | 480 V CIRCUIT BREACKER
HRSG 1 HP Attemp Spray Water Stop MOV PWR | 01-MOV-HHS908 | 01-LVB-PPL-1112 BR 14 Outside HRSG SWG enclosure | Motor Operated Valve | 01-LVB-PPL-1112 | 480 V CIRCUIT BREACKER
HRSG 1 IP Steam Outlet MOV Main PWR Feed | 01-MOV-HIS902 | 01-LVB-PPL-1112 BR 3 Outside HRSG SWG enclosure | Motor Operated Valve | 01-LVB-PPL-1112 | 480 V CIRCUIT BREACKER
HRSG 1 IP SH MOV Vent VLV 480VAC | 01-MOV-HIS946 | 01-LVB-PPL-1112 BR 16 Outside HRSG SWG enclosure | Motor Operated Valve | 01-LVB-PPL-1112 | 480 V CIRCUIT BREACKER
HrRSG 1 LP Econ Vent Main PWR Feed | 01-MOV-HLS907 | 01-LVB-PPL-1112 BR 5 Outside HRSG SWG enclosure | Motor Operated Valve | 01-LVB-PPL-1112 | 480 V CIRCUIT BREACKER
HRSG 1 LP Intermittent BD Stop Main PWR Feed | 01-MOV-HLS908 | 01-LVB-PPL-1112 BR 13 Outside HRSG SWG enclosure | Motor Operated Valve | 01-LVB-PPL-1112 | 480 V CIRCUIT BREACKER
HRSG 1 LP Feedwater Inlet Stop Main PWR Feed | 01-MOV-HLS931 | 01-LVB-PPL-1112 BR 4 Outside HRSG SWG enclosure | Motor Operated Valve | 01-LVB-PPL-1112 | 480 V CIRCUIT BREACKER
HRSG 1 LP Sparging Steam Shutoff Valve | 01-MOV-HLS944 | 01-LVB-PPL-1112 BR 12 Outside HRSG SWG enclosure | Motor Operated Valve | 01-LVB-PPL-1112 | 480 V CIRCUIT BREACKER
HRSG 1 HP SPARGING STEAM MOV MAIN FEED | 01-MOV-HHS904 | 01-LVB-PPL-11121 BR 13 Outside HRSG SWG enclosure | Motor Operated Valve | 01-LVB-PPL-11121 | 480 V CIRCUIT BREACKER
HRSG 1 ATTEMP DRAIN POT STOP MOV MAIN FEED | 01-MOV-HHS911 | 01-LVB-PPL-11121 BR 14 Outside HRSG SWG enclosure | Motor Operated Valve | 01-LVB-PPL-11121 | 480 V CIRCUIT BREACKER
HRSG 1 HP ECON VENT MAIN PWR FEED | 01-MOV-HHS942 | 01-LVB-PPL-11121 BR 4 Outside HRSG SWG enclosure | Motor Operated Valve | 01-LVB-PPL-11121 | 480 V CIRCUIT BREACKER
HRSG 1 HP CASCADING BD ISOLATION MAIN FEED | 01-MOV-HHS943 | 01-LVB-PPL-11121 BR 6 Outside HRSG SWG enclosure | Motor Operated Valve | 01-LVB-PPL-11121 | 480 V CIRCUIT BREACKER
HRSG 1 IP FEEDWATER FGH STOP VLV MAIN FEED | 01-MOV-HIS904 | 01-LVB-PPL-11121 BR 5 Outside HRSG SWG enclosure | Motor Operated Valve | 01-LVB-PPL-11121 | 480 V CIRCUIT BREACKER
HRSG 1 IP CONT BLOWDOWN STOP MAIN FEED | 01-MOV-HIS905 | 01-LVB-PPL-11121 BR 7 Outside HRSG SWG enclosure | Motor Operated Valve | 01-LVB-PPL-11121 | 480 V CIRCUIT BREACKER
HRSG 1 IP STEAM STOP MAIN PWR FEED | 01-MOV-HIS908 | 01-LVB-PPL-11121 BR 8 Outside HRSG SWG enclosure | Motor Operated Valve | 01-LVB-PPL-11121 | 480 V CIRCUIT BREACKER
HRSG 1 IP SPARGING STEAM STOP MAIN PWR FEED | 01-MOV-HIS909 | 01-LVB-PPL-11121 BR 10 Outside HRSG SWG enclosure | Motor Operated Valve | 01-LVB-PPL-11121 | 480 V CIRCUIT BREACKER
HRSG 1 IP INTERMITTENT BD STOP MAIN FEED | 01-MOV-HIS916 | 01-LVB-PPL-11121 BR 9 Outside HRSG SWG enclosure | Motor Operated Valve | 01-LVB-PPL-11121 | 480 V CIRCUIT BREACKER
HRSG 1 IP INTERMITTENT BD STOP MAIN FEED | 01-MOV-HIS917 | 01-LVB-PPL-11121 BR 11 Outside HRSG SWG enclosure | Motor Operated Valve | 01-LVB-PPL-11121 | 480 V CIRCUIT BREACKER
HRSG 1 IP ECON VENT STOP MAIN PWR FEED | 01-MOV-HIS943 | 01-LVB-PPL-11121 BR 12 Outside HRSG SWG enclosure | Motor Operated Valve | 01-LVB-PPL-11121 | 480 V CIRCUIT BREACKER
Fuel Gas Area Welding Recept | 00-LVB-RCP-02 | 01-LVB-PPL-1113 BR 11 Pipe rack 1 by startup htr |  | 01-LVB-PPL-1113 | 480 V CIRCUIT BREACKER
UNIT 1 AUXBLR TO STM SEP INLET BLK VLV PWR | 01-MOV-AXS321 | 01-LVB-PPL-1113 BR 10 Pipe rack 1 by startup htr | Motor Operated Valve | 01-LVB-PPL-1113 | 480 V CIRCUIT BREACKER
UNIT 1 AUXBLR TO STM SEP INLET BYP VLV PWR | 01-MOV-AXS322 | 01-LVB-PPL-1113 BR 9 Pipe rack 1 by startup htr | Motor Operated Valve | 01-LVB-PPL-1113 | 480 V CIRCUIT BREACKER
Unit 1 BFW PMP 01A IP DISCH VLV PWR 480VAC | 01-MOV-BFW139 | 01-LVB-PPL-1113 BR 5 Pipe rack 1 by startup htr | Motor Operated Valve | 01-LVB-PPL-1113 | 480 V CIRCUIT BREACKER
UNIT 1 BFW PMP 01A IP DISCH BYP VLV PWR | 01-MOV-BFW140 | 01-LVB-PPL-1113 BR 6 Pipe rack 1 by startup htr | Motor Operated Valve | 01-LVB-PPL-1113 | 480 V CIRCUIT BREACKER
Unit 1 BFW PMP 01A HP DISCH VLV PWR 480VAC | 01-MOV-BFW145 | 01-LVB-PPL-1113 BR 1 Pipe rack 1 by startup htr | Motor Operated Valve | 01-LVB-PPL-1113 | 480 V CIRCUIT BREACKER
Unit 1 BFW PMP 01A HP DISCH BYP VLV PWR | 01-MOV-BFW146 | 01-LVB-PPL-1113 BR 2 Pipe rack 1 by startup htr | Motor Operated Valve | 01-LVB-PPL-1113 | 480 V CIRCUIT BREACKER
UNIT 1 BFW PMP 01B IP DISCH VLV PWR 480VAC | 01-MOV-BFW179 | 01-LVB-PPL-1113 BR 8 Pipe rack 1 by startup htr | Motor Operated Valve | 01-LVB-PPL-1113 | 480 V CIRCUIT BREACKER
UNIT 1 BFW PMP 01B IP DISCH BYP VLV PWR | 01-MOV-BFW180 | 01-LVB-PPL-1113 BR 7 Pipe rack 1 by startup htr | Motor Operated Valve | 01-LVB-PPL-1113 | 480 V CIRCUIT BREACKER
Unit 1 BFW PMP 01B HP DISCH VLV PWR 480VAC | 01-MOV-BFW185 | 01-LVB-PPL-1113 BR 3 Pipe rack 1 by startup htr | Motor Operated Valve | 01-LVB-PPL-1113 | 480 V CIRCUIT BREACKER
Unit 1 BFW PMP 01B HP DISCH BYP VLV PWR | 01-MOV-BFW186 | 01-LVB-PPL-1113 BR 4 Pipe rack 1 by startup htr | Motor Operated Valve | 01-LVB-PPL-1113 | 480 V CIRCUIT BREACKER
Unit 1 ACHE Area Welding Recept 480VAC | 01-LVB-RCP-02 | 01-LVB-PPL-1114 BR 1 Outside HRSG SWG enclosure |  | 01-LVB-PPL-1114 | 480 V CIRCUIT BREACKER
Unit 1 SMPL PNL 8 Ton TCU Main 480VAC | 01-SMP-HEX-01 | 01-LVB-PPL-1114 BR 3 Outside HRSG SWG enclosure |  | 01-LVB-PPL-1114 | 480 V CIRCUIT BREACKER
Unit 1 Oil/Water Seperator PWR 480VAC | 01-WDR-CPL-01 | 01-LVB-PPL-1114 BR 4 Outside HRSG SWG enclosure | Control Power Feed | 01-LVB-PPL-1114 | 480 V CIRCUIT BREACKER
HRSG 1 HP BD Manifold DRN MOV Main PWR Feed | 01-MOV-HBD941 | 01-LVB-PPL-1114 BR 8 Outside HRSG SWG enclosure | Motor Operated Valve | 01-LVB-PPL-1114 | 480 V CIRCUIT BREACKER
HRSG 1 IP BD Manifold Drain Main PWR Feed | 01-MOV-HBD942 | 01-LVB-PPL-1114 BR 9 Outside HRSG SWG enclosure | Motor Operated Valve | 01-LVB-PPL-1114 | 480 V CIRCUIT BREACKER
HRSG 1 LP BD Manifold DRN Main PWR Feed | 01-MOV-HBD943 | 01-LVB-PPL-1114 BR 10 Outside HRSG SWG enclosure | Motor Operated Valve | 01-LVB-PPL-1114 | 480 V CIRCUIT BREACKER
HRSP 1 HP Intermittent BD Dtop Main PWR Feed | 01-MOV-HHS909 | 01-LVB-PPL-1114 BR 11 Outside HRSG SWG enclosure | Motor Operated Valve | 01-LVB-PPL-1114 | 480 V CIRCUIT BREACKER
HRSG 1 HP SH #1 Drain Pot Stop MOV Main PWR | 01-MOV-HHS910 | 01-LVB-PPL-1114 BR 5 Outside HRSG SWG enclosure | Motor Operated Valve | 01-LVB-PPL-1114 | 480 V CIRCUIT BREACKER
HRSP 1 HP Intermittent BD Dtop Main PWR Feed | 01-MOV-HHS912 | 01-LVB-PPL-1114 BR 13 Outside HRSG SWG enclosure | Motor Operated Valve | 01-LVB-PPL-1114 | 480 V CIRCUIT BREACKER
HRSG 1 HP Feedwater Stop MOV Main PWR Feed | 01-MOV-HHS941 | 01-LVB-PPL-1114 BR 6 Outside HRSG SWG enclosure | Motor Operated Valve | 01-LVB-PPL-1114 | 480 V CIRCUIT BREACKER
HRSG 1 IP Feedwater Inlet Stop VLV Main PWR | 01-MOV-HIS941 | 01-LVB-PPL-1114 BR 7 Outside HRSG SWG enclosure | Motor Operated Valve | 01-LVB-PPL-1114 | 480 V CIRCUIT BREACKER
5 Ton HVAC #1 |  | 01-LVB-PPL-1115 BR 1 Inside HRSG SWG enclosure |  | 01-LVB-PPL-1115 | 480 V CIRCUIT BREACKER
5 Ton HVAC #2 |  | 01-LVB-PPL-1115 BR 2 Inside HRSG SWG enclosure |  | 01-LVB-PPL-1115 | 480 V CIRCUIT BREACKER
5 Ton HVAC #3 |  | 01-LVB-PPL-1115 BR 3 Inside HRSG SWG enclosure |  | 01-LVB-PPL-1115 | 480 V CIRCUIT BREACKER
HRSG 1 BFW LOL HTR A 480VAC | 01-BFW-HTR-02A | 01-LVB-PPL-1115 BR 7 Inside HRSG SWG enclosure | Heater | 01-LVB-PPL-1115 | 480 V CIRCUIT BREACKER
HRSG 1 BFW LOL HTR B 480VAC | 01-BFW-HTR-02B | 01-LVB-PPL-1115 BR 8 Inside HRSG SWG enclosure | Heater | 01-LVB-PPL-1115 | 480 V CIRCUIT BREACKER
Welding Receptacle |  | 01-LVB-PPL-1115 BR 9 Inside HRSG SWG enclosure |  | 01-LVB-PPL-1115 | 480 V CIRCUIT BREACKER
FGS CND BMS CPL SKD 7 Main 480VAC | 00-FGS-CPL-12 | 01-LVB-PPL-1115 BR 10 Inside HRSG SWG enclosure | Control Power Feed | 01-LVB-PPL-1115 | 480 V CIRCUIT BREACKER
Unit 1 CEMS DSW 01 480VAC | 01-CEM-DSW-01 | 01-LVB-PPL-1115 BR 12 Inside HRSG SWG enclosure |  | 01-LVB-PPL-1115 | 480 V CIRCUIT BREACKER
UNIT 1 COND TO COND IRON FLTR 01A VLV PWR 480VAC | 01-MOV-CND201 | 01-LVB--PPL-1311, BR5ACC MCC enclosure | Motor Operated Valve | 01-LVB--PPL-1311 | 480 V CIRCUIT BREACKER
UNIT 1 COND TO COND IRON FLTR 01B VLV PWR 480V | 01-MOV-CND211 | 01-LVB--PPL-1311, BR6ACC MCC enclosure | Motor Operated Valve | 01-LVB--PPL-1311 | 480 V CIRCUIT BREACKER
UNIT 1 COND IRON FLTR BYP VLV PWR 480VAC | 01-MOV-CND221 | 01-LVB--PPL-1311, BR7ACC MCC enclosure | Motor Operated Valve | 01-LVB--PPL-1311 | 480 V CIRCUIT BREACKER
UNIT 1 ACC STM VLV ROW 1 PWR 480VAC | 01-MOV-CND814 | 01-LVB--PPL-1311, BR10ACC MCC enclosure | Motor Operated Valve | 01-LVB--PPL-1311 | 480 V CIRCUIT BREACKER
UNIT 1 ACC STM VLV ROW 2 PWR 480VAC | 01-MOV-CND815 | 01-LVB--PPL-1311, BR12ACC MCC enclosure | Motor Operated Valve | 01-LVB--PPL-1311 | 480 V CIRCUIT BREACKER
ACC PDC HVAC#3 |  | 01-LVB--PPL-1311, BR1ACC MCC enclosure |  | 01-LVB--PPL-1311 | 480 V CIRCUIT BREACKER
ACC PDC HVAC#5 |  | 01-LVB--PPL-1311, BR3ACC MCC enclosure |  | 01-LVB--PPL-1311 | 480 V CIRCUIT BREACKER
ACC PDC HVAC#2 |  | 01-LVB--PPL-1311, BR2ACC MCC enclosure |  | 01-LVB--PPL-1311 | 480 V CIRCUIT BREACKER
WELDING RECEPTACLE |  | 01-LVB--PPL-1311, BR4ACC MCC enclosure |  | 01-LVB--PPL-1311 | 480 V CIRCUIT BREACKER
ACC PDC HVAC#1 |  | 01-LVB-PPL-1511, BR1ACC MCC enclosure |  | 01-LVB-PPL-1511 | 480 V CIRCUIT BREACKER
UNIT 1 ACC UPPER DECK WELDING RECEPT 4 | 01-LVB-RCP-04 | 01-LVB-PPL-1511, BR3ACC MCC enclosure |  | 01-LVB-PPL-1511 | 480 V CIRCUIT BREACKER
UNIT 1 ACC UPPER DECK WELDING RECEPT 5 | 01-LVB-RCP-05 | 01-LVB-PPL-1511, BR5ACC MCC enclosure |  | 01-LVB-PPL-1511 | 480 V CIRCUIT BREACKER
UNIT 1 ACC UPPER DECK WELDING RECEPT 6 | 01-LVB-RCP-06 | 01-LVB-PPL-1511, BR7ACC MCC enclosure |  | 01-LVB-PPL-1511 | 480 V CIRCUIT BREACKER
UNIT 1 ACC UPPER DECK WELDING RECEPT 7 | 01-LVB-RCP-07 | 01-LVB-PPL-1511, BR9ACC MCC enclosure |  | 01-LVB-PPL-1511 | 480 V CIRCUIT BREACKER
UNIT 1 ACC GRADE WELDING RECEPT 8 | 01-LVB-RCP-08 | 01-LVB-PPL-1511, BR11ACC MCC enclosure |  | 01-LVB-PPL-1511 | 480 V CIRCUIT BREACKER
ACC PDC HVAC#4 |  | 01-LVB-PPL-1511, BR2ACC MCC enclosure |  | 01-LVB-PPL-1511 | 480 V CIRCUIT BREACKER
UNIT 1 ACC CND TNK IMMERSION HTR | 01-CND-HTR-869 | 01-LVB-PPL-1511, BR4ACC MCC enclosure | Heater | 01-LVB-PPL-1511 | 480 V CIRCUIT BREACKER
HRSG 1 Top LVL 480-208/120V XFMR | 01-LVB-XFR-21111 | 01-LVB-PPL-2111 BR 38,40,42 Top of HRSG HP drum | Transformer | 01-LVB-PPL-2111 | 480 V CIRCUIT BREACKER
HRSG 1 SCR Hoist & Trolley 480VAC PWR Feed | 01-SCR-JBX-104 | 01-LVB-PPL-2111 BR 20,22,24 Top of HRSG HP drum |  | 01-LVB-PPL-2111 | 480 V CIRCUIT BREACKER
HRSG 1 Stack Damper MOV Main PWR Feed | 01-MOV-HEH901 | 01-LVB-PPL-2111 BR 19,21,23 Top of HRSG HP drum | Motor Operated Valve | 01-LVB-PPL-2111 | 480 V CIRCUIT BREACKER
HRSG 1 HP Vent MOV Main PWR Feed | 01-MOV-HHS905 | 01-LVB-PPL-2111 BR 8,10,12 Top of HRSG HP drum | Motor Operated Valve | 01-LVB-PPL-2111 | 480 V CIRCUIT BREACKER
HRSG 1 HP Steam Outlet Stop MOV PWR Feed | 01-MOV-HHS906 | 01-LVB-PPL-2111 BR 25,27,29 Top of HRSG HP drum | Motor Operated Valve | 01-LVB-PPL-2111 | 480 V CIRCUIT BREACKER
HRSG 1 HP Steam Outlet Stop VLV BYP MOV Feed | 01-MOV-HHS907 | 01-LVB-PPL-2111 BR 7,9,11 Top of HRSG HP drum | Motor Operated Valve | 01-LVB-PPL-2111 | 480 V CIRCUIT BREACKER
HRSG 1 HP Vent MOV Main PWR Feed | 01-MOV-HHS913 | 01-LVB-PPL-2111 BR 13,15,17 Top of HRSG HP drum | Motor Operated Valve | 01-LVB-PPL-2111 | 480 V CIRCUIT BREACKER
HRSG 1 IP to DA Pegging MOV Main PWR Feed | 01-MOV-HIS910 | 01-LVB-PPL-2111 BR 32,34,36 Top of HRSG HP drum | Motor Operated Valve | 01-LVB-PPL-2111 | 480 V CIRCUIT BREACKER
HRSG 1 Reheat Outlet Startup Vent Stop MOV | 01-MOV-HRS904 | 01-LVB-PPL-2111 BR 37,39,41 Top of HRSG HP drum | Motor Operated Valve | 01-LVB-PPL-2111 | 480 V CIRCUIT BREACKER
HRSG 1 Reheat Startup Vent MOV Main Feed | 01-MOV-HRS911 | 01-LVB-PPL-2111 BR 14,16,18 Top of HRSG HP drum | Motor Operated Valve | 01-LVB-PPL-2111 | 480 V CIRCUIT BREACKER
5 Ton HVAC #4 |  | 01-LVB-PPL-2112 BR 1,3,5 Inside HRSG SWG enclosure |  | 01-LVB-PPL-2112 | 480 V CIRCUIT BREACKER
5 Ton HVAC #5 |  | 01-LVB-PPL-2112 BR 2,4,6 Inside HRSG SWG enclosure |  | 01-LVB-PPL-2112 | 480 V CIRCUIT BREACKER
5 Ton HVAC #6 |  | 01-LVB-PPL-2112 BR 7,9,11 Inside HRSG SWG enclosure |  | 01-LVB-PPL-2112 | 480 V CIRCUIT BREACKER
Unit 1 CEMS DSW 02 480VAC | 01-CEM-DSW-02 | 01-LVB-PPL-2112 BR 32,34,36 Inside HRSG SWG enclosure |  | 01-LVB-PPL-2112 | 480 V CIRCUIT BREACKER
HRSG 1 IP Drain Pot Stop MOV Main PWR Feed | 01-MOV-HIS915 | 01-LVB-PPL-2112 BR 26,28,30 Inside HRSG SWG enclosure | Motor Operated Valve | 01-LVB-PPL-2112 | 480 V CIRCUIT BREACKER
HRSG 1 IP Outlet Drain Pot Stop MOV PWR Feed | 01-MOV-HIS918 | 01-LVB-PPL-2112 BR 25,27,29 Inside HRSG SWG enclosure | Motor Operated Valve | 01-LVB-PPL-2112 | 480 V CIRCUIT BREACKER
HRSG 1 IP Feedwater Inlet Stop VLV PWR Feed | 01-MOV-HLS902 | 01-LVB-PPL-2112 BR 19,21,23 Inside HRSG SWG enclosure | Motor Operated Valve | 01-LVB-PPL-2112 | 480 V CIRCUIT BREACKER
HRSG 1 LP Steam Startup Vent Stop MOV PWR | 01-MOV-HLS905 | 01-LVB-PPL-2112 BR 14,16,18 Inside HRSG SWG enclosure | Motor Operated Valve | 01-LVB-PPL-2112 | 480 V CIRCUIT BREACKER
HRSG 1 LP Steam Outlet Stop Main PWR Feed | 01-MOV-HLS906 | 01-LVB-PPL-2112 BR 20,22,24 Inside HRSG SWG enclosure | Motor Operated Valve | 01-LVB-PPL-2112 | 480 V CIRCUIT BREACKER
HRSG 1 RHT Attemp Spray Water Stop PWR Feed | 01-MOV-HRS912 | 01-LVB-PPL-2112 BR 8,10,12 Inside HRSG SWG enclosure | Motor Operated Valve | 01-LVB-PPL-2112 | 480 V CIRCUIT BREACKER
HRSG 1 Reheat Attemp Loop Drain Pot PWR Feed | 01-MOV-HRS914 | 01-LVB-PPL-2112 BR 13.15.17 Inside HRSG SWG enclosure | Motor Operated Valve | 01-LVB-PPL-2112 | 480 V CIRCUIT BREACKER
FGS CMP A Starter ENCL OIL RSVR HTR 1/2 | 00-FGS-CPL-02A-200 | 01-LVB-PPL-2113 BR 7,9,11 Outside Chromatograph bldg | Heater | 01-LVB-PPL-2113 | 480 V CIRCUIT BREACKER
FGS CMP B Starter ENCL OIL RSVR HTR 1/2 | 00-FGS-CPL-02B | 01-LVB-PPL-2113 BR 8,10,12 Outside Chromatograph bldg | Heater | 01-LVB-PPL-2113 | 480 V CIRCUIT BREACKER
FGS CMP C Starter ENCL OIL RSVR HTR 1/2 | 00-FGS-CPL-02C-200 | 01-LVB-PPL-2113 BR 13,15,17 Outside Chromatograph bldg | Heater | 01-LVB-PPL-2113 | 480 V CIRCUIT BREACKER
FGS Cond Load Center XFMR | 01-LVB-PPL-21132 | 01-LVB-PPL-2113 BR 14,16,18 Outside Chromatograph bldg | Power Panel | 01-LVB-PPL-2113 | 480 V CIRCUIT BREACKER
FGS COMP N2 GEN HTR A | 00-FGS-JBX-03 | 01-LVB-PPL-2113 BR 25,27,29 Outside Chromatograph bldg |  | 01-LVB-PPL-2113 | 480 V CIRCUIT BREACKER
FGS COMP N2 GEN HTR B | 00-FGS-JBX-03 | 01-LVB-PPL-2113 BR 26,28,30 Outside Chromatograph bldg |  | 01-LVB-PPL-2113 | 480 V CIRCUIT BREACKER
FGS COMP N2 ENCL HTR A/B | 00-FGS-JBX-03 | 01-LVB-PPL-2113 BR 31,33,35 Outside Chromatograph bldg |  | 01-LVB-PPL-2113 | 480 V CIRCUIT BREACKER
UNIT 1 TURBINE BLDG ROOF EXH FAN DSW 11 480VAC | 01-HVC-DSW-11 | 01-LVB-PPL-21132 BR 1,3,5 Turbine Deck SE |  | 01-LVB-PPL-21132 | 480 V CIRCUIT BREACKER
UNIT 1 TURBINE BLDG ROOF EXH FAN DSW 13 480VAC | 01-HVC-DSW-13 | 01-LVB-PPL-21132 BR 7,9,11 Turbine Deck SE |  | 01-LVB-PPL-21132 | 480 V CIRCUIT BREACKER
UNIT 1 TURBINE BLDG ROOF EXH FAN DSW 15 480VAC | 01-HVC-DSW-15 | 01-LVB-PPL-21132 BR 13,15,17 Turbine Deck SE |  | 01-LVB-PPL-21132 | 480 V CIRCUIT BREACKER
UNIT 1 TURBINE BLDG ROOF EXH FAN DSW 17 480VAC | 01-HVC-DSW-17 | 01-LVB-PPL-21132 BR 19,21,23 Turbine Deck SE |  | 01-LVB-PPL-21132 | 480 V CIRCUIT BREACKER
UNIT 1 TURBINE BLDG AHU 11 DSW 480 VAC | 01-HVC-DSW-27 | 01-LVB-PPL-21132 BR 25,27,29 Turbine Deck SE |  | 01-LVB-PPL-21132 | 480 V CIRCUIT BREACKER
UNIT 1 TURBINE BLDG ROLL UP DOOR 1 480 VAC | 01-HVC-DOR-01 | 01-LVB-PPL-21132 BR 31,33,35 Turbine Deck SE |  | 01-LVB-PPL-21132 | 480 V CIRCUIT BREACKER
CONTRACT SPARE |  | 01-LVB-PPL-21132 BR 37,39,41 Turbine Deck SE |  | 01-LVB-PPL-21132 | 480 V CIRCUIT BREACKER
UNIT 1 TURBINE BLDG ROOF EXH FAN DSW 12 480VAC | 01-HVC-DSW-12 | 01-LVB-PPL-21132 BR 2,4,6 Turbine Deck SE |  | 01-LVB-PPL-21132 | 480 V CIRCUIT BREACKER
UNIT 1 TURBINE BLDG ROOF EXH FAN DSW 14 480VAC | 01-HVC-DSW-14 | 01-LVB-PPL-21132 BR 8,10,12 Turbine Deck SE |  | 01-LVB-PPL-21132 | 480 V CIRCUIT BREACKER
UNIT 1 TURBINE BLDG ROOF EXH FAN DSW 16 480VAC | 01-HVC-DSW-16 | 01-LVB-PPL-21132 BR 14,16,18 Turbine Deck SE |  | 01-LVB-PPL-21132 | 480 V CIRCUIT BREACKER
UNIT 1 TURBINE BLDG ROOF EXH FAN DSW 18 480VAC | 01-HVC-DSW-18 | 01-LVB-PPL-21132 BR 20,22,24 Turbine Deck SE |  | 01-LVB-PPL-21132 | 480 V CIRCUIT BREACKER
UNIT 1 TURBINE BLDG AHU 14 DSW 480 VAC | 01-HVC-DSW-30 | 01-LVB-PPL-21132 BR 26,28,30 Turbine Deck SE |  | 01-LVB-PPL-21132 | 480 V CIRCUIT BREACKER
CONTRACT SPARE |  | 01-LVB-PPL-21132 BR 32,34,36 Turbine Deck SE |  | 01-LVB-PPL-21132 | 480 V CIRCUIT BREACKER
CONTRACT SPARE |  | 01-LVB-PPL-21132 BR 38,40,42 Turbine Deck SE |  | 01-LVB-PPL-21132 | 480 V CIRCUIT BREACKER
UNIT 1 TUR BLDG 480-208/120V AC DIST XFR 2 | 01-LVB-PPL-21133 | 01-LVB-PPL-21133 BR 7,9,11 Turbine Deck SW | Power Panel | 01-LVB-PPL-21133 | 480 V CIRCUIT BREACKER
UNIT 1 LP DRAIN PUMPS HOIST 480VAC PWR FEED | 01-STP-HST-01 | 01-LVB-PPL-21133 BR 13,15,17 Turbine Deck SW |  | 01-LVB-PPL-21133 | 480 V CIRCUIT BREACKER
CONTRACT SPARE |  | 01-LVB-PPL-21133 BR 37,39,41 Turbine Deck SW |  | 01-LVB-PPL-21133 | 480 V CIRCUIT BREACKER
CONTRACT SPARE |  | 01-LVB-PPL-21133 BR 32,34,36 Turbine Deck SW |  | 01-LVB-PPL-21133 | 480 V CIRCUIT BREACKER
CONTRACT SPARE |  | 01-LVB-PPL-21133 BR 38,40,42 Turbine Deck SW |  | 01-LVB-PPL-21133 | 480 V CIRCUIT BREACKER
INA AIR COOLER A MAIN POWER FEED | 00-INA-CPL-03A | MVB, 01-LVB-SWB-171, BR 44 | Fan/Blower | 01-LVB-SWB-171 | 480 V CIRCUIT BREACKER
INA AIR COOLER B MAIN POWER FEED | 00-INA-CPL-03B | MVB, 01-LVB-SWB-171, BR 42 | Fan/Blower | 01-LVB-SWB-171 | 480 V CIRCUIT BREACKER
SWYD PPL 1 480VAC MAIN | 01-LVB-PPL-1711 | MVB, 01-LVB-SWB-171, BR 2 | Power Panel | 01-LVB-SWB-171 | 480 V CIRCUIT BREACKER
UPS SYSTEM UNIT 01 | 01-LVF-UPS-01 | MVB, 01-LVB-SWB-171, BR 4 |  | 01-LVB-SWB-171 | 480 V CIRCUIT BREACKER
UNIT 1 GSU CTRL PNL 480 VAC PWR MAIN 1 | 01-GSU-CPL-01 | MVB, 01-LVB-SWB-171, BR 6 | Control Power Feed | 01-LVB-SWB-171 | 480 V CIRCUIT BREACKER
10 TON HVAC UNIT - MAIN ROOM HVAC #5 |  | MVB, 01-LVB-SWB-171, BR 8 |  | 01-LVB-SWB-171 | 480 V CIRCUIT BREACKER
WELDING RECEPTACLE #1 |  | MVB, 01-LVB-SWB-171, BR 10 |  | 01-LVB-SWB-171 | 480 V CIRCUIT BREACKER
WELDING RECEPTACLE #2 |  | MVB, 01-LVB-SWB-171, BR 12 |  | 01-LVB-SWB-171 | 480 V CIRCUIT BREACKER
UNIT 1 125VDC BATTERY CHARGER A (MVB) | 01-LVE-CHG-01A | MVB, 01-LVB-SWB-171, BR 14 |  | 01-LVB-SWB-171 | 480 V CIRCUIT BREACKER
EDG AUX POWER XFMR 45KVA | 00-DSL-DSW-01 | MVB, 01-LVB-SWB-171, BR 22 |  | 01-LVB-SWB-171 | 480 V CIRCUIT BREACKER
UPS BYPASS TRANSFORMER | 00-LVF-XFR-01 | MVB, 01-LVB-SWB-171, BR 3 | Transformer | 01-LVB-SWB-171 | 480 V CIRCUIT BREACKER
UNIT 2 GSU CTRL PNL 480 VAC PWR MAIN 2 | 02-GSU-CPL-01 | MVB, 01-LVB-SWB-171, BR 7 | Control Power Feed | 01-LVB-SWB-171 | 480 V CIRCUIT BREACKER
10 TON HVAC UNIT - MAIN ROOM HVAC #7 |  | MVB, 01-LVB-SWB-171, BR 9 |  | 01-LVB-SWB-171 | 480 V CIRCUIT BREACKER
MV PDC XFMR 1 480-120/208VAC | 01-LVB-XFR-1712 | MVB, 01-LVB-SWB-171, BR 17 | Transformer | 01-LVB-SWB-171 | 480 V CIRCUIT BREACKER
UNIT 2 125VDC BATTERY CHARGER B | 02-LVE-CHG-01B | MVB, 01-LVB-SWB-171, BR 15 |  | 01-LVB-SWB-171 | 480 V CIRCUIT BREACKER
10 TON HVAC UNIT - MAIN ROOM HVAC #9 |  | MVB, 01-LVB-SWB-171, BR 11 |  | 01-LVB-SWB-171 | 480 V CIRCUIT BREACKER
UNIT 1 GEN EXCIT PKG AUX PWR SPLY 480 VAC | 01MKC01GP101 | MVB, 01-LVB-SWB-171, BR 26 |  | 01-LVB-SWB-171 | 480 V CIRCUIT BREACKER
UNIT 1 UAT AREA WELDING RECEPT | 01-LVB-RCP-03 | MVB, 01-LVB-SWB-171, BR 31 |  | 01-LVB-SWB-171 | 480 V CIRCUIT BREACKER
UNIT 1 TURBINE BLDG WELDING RECEPT | 01-LVB-RCP-01 | MVB, 01-LVB-SWB-171, BR 33 |  | 01-LVB-SWB-171 | 480 V CIRCUIT BREACKER
AQUEOUS AMMONIA TNK AREA WELDING RECEPT | 00-LVB-RCP-03 | MVB, 01-LVB-SWB-171, BR 35 |  | 01-LVB-SWB-171 | 480 V CIRCUIT BREACKER
UNIT 1 GT SFC PKG AUX PWR SPLY 480 VAC | 01MKE01GP101 | MVB, 01-LVB-SWB-171, BR 37 |  | 01-LVB-SWB-171 | 480 V CIRCUIT BREACKER
GT CMP BLADE WASHING DEVICE CTRL PNL MAIN | 00SDD01GH001 | MVB, 01-LVB-SWB-171, BR 43 |  | 01-LVB-SWB-171 | 480 V CIRCUIT BREACKER
10kW ROOM HEATER #1 |  | MVB, 01-LVB-SWB-171, BR 47 |  | 01-LVB-SWB-171 | 480 V CIRCUIT BREACKER
10kW ROOM HEATER #3 |  | MVB, 01-LVB-SWB-171, BR 49 |  | 01-LVB-SWB-171 | 480 V CIRCUIT BREACKER
5 TON HVAC - BATTERY ROOM UNIT #1 |  | MVB, 01-LVB-SWB-171, BR 51 |  | 01-LVB-SWB-171 | 480 V CIRCUIT BREACKER
UAT 2 CTRL PNL 480 VAC PWR MAIN 2 | 00-UAT-CPL-02 | MVB, 01-LVB-SWB-171, BR 53 | Control Power Feed | 01-LVB-SWB-171 | 480 V CIRCUIT BREACKER
UAT 1 CTRL PNL 480 VAC PWR MAIN 1 | 00-UAT-CPL-01 | MVB, 01-LVB-SWB-171, BR 55 | Control Power Feed | 01-LVB-SWB-171 | 480 V CIRCUIT BREACKER
UNIT 1 GCB CPL MAIN 480 VAC | 01-GEN-CPL-01 | MVB, 01-LVB-SWB-171, BR 57 | Control Power Feed | 01-LVB-SWB-171 | 480 V CIRCUIT BREACKER
WAREHOUSE BUILDING LOAD BKR | 01-LVB-DSW-1713 | MVB, 01-LVB-SWB-171, BR 26 |  | 01-LVB-SWB-171 | 480 V CIRCUIT BREACKER
10kW ROOM HEATER #2 |  | MVB, 01-LVB-SWB-171, BR 48 |  | 01-LVB-SWB-171 | 480 V CIRCUIT BREACKER
5 TON HVAC - BATTERY ROOM UNIT #3 |  | MVB, 01-LVB-SWB-171, BR 52 |  | 01-LVB-SWB-171 | 480 V CIRCUIT BREACKER
SAT 21 CTRL PNL 480 VAC PWR MAIN 2 | 00-SAT-CPL-21 | MVB, 01-LVB-SWB-171, BR 54 | Control Power Feed | 01-LVB-SWB-171 | 480 V CIRCUIT BREACKER
SAT 11 CTRL PNL 480 VAC PWR MAIN 1 | 00-SAT-CPL-11 | MVB, 01-LVB-SWB-171, BR 56 | Control Power Feed | 01-LVB-SWB-171 | 480 V CIRCUIT BREACKER
UNIT 1 TURBINE BUILDING 480V PANELBOARD SW |  | 01-LVB-SWB-2113 BR NE corner turbine bldg | Power Panel | 01-LVB-SWB-2113
UNIT 1 TUR BLDG 480V/208-120V AC DIST XFR 1 |  | 01-LVB-SWB-2113 BR NE corner turbine bldg |  | 01-LVB-SWB-2113
UNIT 1 TURBINE BUILDING 480V PANELBOARD SE |  | 01-LVB-SWB-2113 BR NE corner turbine bldg | Power Panel | 01-LVB-SWB-2113
U1 BOP ESS SWITCHBOARD | 01-LVB-SWB-171 | MV BLDG, 01-LVB-SWG-17, CUBICLE02A |  | 01-LVB-SWG-17 | 480 V RACK OUT BREAKER
U1 MHI MCC | 01BFJ01 | MV BLDG, 01-LVB-SWG-17, CUBICLE02D |  | 01-LVB-SWG-17 | 480 V RACK OUT BREAKER
U1 MHI ESS MCC | 01BMC01 | MV BLDG, 01-LVB-SWG-17, CUBICLE02B |  | 01-LVB-SWG-17 | 480 V RACK OUT BREAKER
U2 MHI ESS MCC | 02BMC01 | MV BLDG, 01-LVB-SWG-17, CUBICLE03A |  | 01-LVB-SWG-17 | 480 V RACK OUT BREAKER
EDG TO SWG-17 | 00-GEN-NSB-01 | MV BLDG, 01-LVB-SWG-17, CUBICLE04A |  | 01-LVB-SWG-17 | 480 V RACK OUT BREAKER
TIE BREAKER SWG 17 AND 27 |  | MV BLDG, 01-LVB-SWG-17 |  | 01-LVB-SWG-17 | 480 V RACK OUT BREAKER
INTERIOR LIGHTING |  | 01-LVD-PPL-1111 BR Inside HRSG SWG enclosure |  | 01-LVD-PPL-1111 | 208/120VAC CIRCUIT BREAKER
EXTERIOR GFCI RECEPTACLES |  | 01-LVD-PPL-1111 BR Inside HRSG SWG enclosure |  | 01-LVD-PPL-1111 | 208/120VAC CIRCUIT BREAKER
INTERIOR GFCI RECEPTACLES |  | 01-LVD-PPL-1111 BR Inside HRSG SWG enclosure |  | 01-LVD-PPL-1111 | 208/120VAC CIRCUIT BREAKER
EXTERIOR LIGHTS HRSG ENCLOSURE 120VAC | 01-LTG-CNT-1111 | 01-LVD-PPL-1111 BR Inside HRSG SWG enclosure |  | 01-LVD-PPL-1111 | 208/120VAC CIRCUIT BREAKER
MCC-111 SECTION SPACE HEATER SUPPLY #1 |  | 01-LVD-PPL-1111 BR Inside HRSG SWG enclosure |  | 01-LVD-PPL-1111 | 208/120VAC CIRCUIT BREAKER
LIGHTING CONTACTOR COIL 120VAC | 01-LTG-CNT-1111 | 01-LVD-PPL-1111 BR Inside HRSG SWG enclosure |  | 01-LVD-PPL-1111 | 208/120VAC CIRCUIT BREAKER
HVAC 1 PRESSURIZATION MODULE |  | 01-LVD-PPL-1111 BR Inside HRSG SWG enclosure |  | 01-LVD-PPL-1111 | 208/120VAC CIRCUIT BREAKER
HVAC 2 PRESSURIZATION MODULE |  | 01-LVD-PPL-1111 BR Inside HRSG SWG enclosure |  | 01-LVD-PPL-1111 | 208/120VAC CIRCUIT BREAKER
LV SWGR 11/21 SPACE HEATER SUPPLY #1 |  | 01-LVD-PPL-1111 BR Inside HRSG SWG enclosure |  | 01-LVD-PPL-1111 | 208/120VAC CIRCUIT BREAKER
NSBD - 11 SPACE HEATER SUPPLY |  | 01-LVD-PPL-1111 BR Inside HRSG SWG enclosure |  | 01-LVD-PPL-1111 | 208/120VAC CIRCUIT BREAKER
MCC-111 MOTOR SPACE HEATER SUPPLY #1 |  | 01-LVD-PPL-1111 BR Inside HRSG SWG enclosure |  | 01-LVD-PPL-1111 | 208/120VAC CIRCUIT BREAKER
HVAC 4 PRESSURIZATION MODULE |  | 01-LVD-PPL-1111 BR Inside HRSG SWG enclosure |  | 01-LVD-PPL-1111 | 208/120VAC CIRCUIT BREAKER
HVAC 3 PRESSURIZATION MODULE |  | 01-LVD-PPL-1111 BR Inside HRSG SWG enclosure |  | 01-LVD-PPL-1111 | 208/120VAC CIRCUIT BREAKER
HVAC 6 PRESSURIZATION MODULE |  | 01-LVD-PPL-1111 BR Inside HRSG SWG enclosure |  | 01-LVD-PPL-1111 | 208/120VAC CIRCUIT BREAKER
HVAC 5 PRESSURIZATION MODULE |  | 01-LVD-PPL-1111 BR Inside HRSG SWG enclosure |  | 01-LVD-PPL-1111 | 208/120VAC CIRCUIT BREAKER
HRSG 01 ELEC ENCL LCAL FIRE ALRM CPL NODE #7 | 00-FPS-PNL-07 | 01-LVD-PPL-1111 BR Inside HRSG SWG enclosure |  | 01-LVD-PPL-1111 | 208/120VAC CIRCUIT BREAKER
DCS CAB 00-DCS-CAB-60 UTILITY POWER |  | 01-LVD-PPL-1111 BR Inside HRSG SWG enclosure |  | 01-LVD-PPL-1111 | 208/120VAC CIRCUIT BREAKER
PRESSURE MONITORING PANEL |  | 01-LVD-PPL-1111 BR Inside HRSG SWG enclosure |  | 01-LVD-PPL-1111 | 208/120VAC CIRCUIT BREAKER
MCC 111 SPACE HEATER 2 |  | 01-LVD-PPL-1111 BR Inside HRSG SWG enclosure |  | 01-LVD-PPL-1111 | 208/120VAC CIRCUIT BREAKER
CONVENIENCE RECPTS UNIT 1 PIPE RACK | 01-0201-R1 | 01-LVD-PPL-1111 BR Inside HRSG SWG enclosure |  | 01-LVD-PPL-1111 | 208/120VAC CIRCUIT BREAKER
CONV. RECPTS UNIT 1 PIPE RACK GROUND LEVEL | 01-0101-R1 | 01-LVD-PPL-1111 BR Inside HRSG SWG enclosure |  | 01-LVD-PPL-1111 | 208/120VAC CIRCUIT BREAKER
CONV. RECEPT UNIT 1 HRSG GROUND LEVEL | 01-0401-R1 | 01-LVD-PPL-1111 BR Inside HRSG SWG enclosure |  | 01-LVD-PPL-1111 | 208/120VAC CIRCUIT BREAKER
CONVENIENCE RECPT FUEL GAS AREA | 00-0101-R1 | 01-LVD-PPL-1111 BR Inside HRSG SWG enclosure |  | 01-LVD-PPL-1111 | 208/120VAC CIRCUIT BREAKER
UNIT 1 PIPE RACK GROUND LEVEL LIGHTS 208VAC | 01-LTG-CNT-1111 | 01-LVD-PPL-1111 BR Inside HRSG SWG enclosure |  | 01-LVD-PPL-1111 | 208/120VAC CIRCUIT BREAKER
UNIT 1 PIPE RACK GROUND LEVEL LIGHTS 208VAC | 01-LTG-CNT-1111 | 01-LVD-PPL-1111 BR Inside HRSG SWG enclosure |  | 01-LVD-PPL-1111 | 208/120VAC CIRCUIT BREAKER
UNIT 1 ACHE & COMPR. AREA GRND LEVEL LIGHTS | 01-LTG-CNT-1111 | 01-LVD-PPL-1111 BR Inside HRSG SWG enclosure |  | 01-LVD-PPL-1111 | 208/120VAC CIRCUIT BREAKER
UNIT 1 BELOW HRSG LIGHTS 208VAC | 01-LTG-CNT-1111 | 01-LVD-PPL-1111 BR Inside HRSG SWG enclosure |  | 01-LVD-PPL-1111 | 208/120VAC CIRCUIT BREAKER
FUEL GAS AREA LIGHTS 208VAC | 01-LTG-CNT-1111 | 01-LVD-PPL-1111 BR Inside HRSG SWG enclosure |  | 01-LVD-PPL-1111 | 208/120VAC CIRCUIT BREAKER
INTERIOR LIGHTING |  | 01-LVD-PPL-1311, BR1ACC MCC enclosure |  | 01-LVD-PPL-1311 | 208/120VAC CIRCUIT BREAKER
INTERIOR GFCI RECEPTACLES |  | 01-LVD-PPL-1311, BR3ACC MCC enclosure |  | 01-LVD-PPL-1311 | 208/120VAC CIRCUIT BREAKER
EXTERIOR GFCI RECEPTACLES |  | 01-LVD-PPL-1311, BR5ACC MCC enclosure |  | 01-LVD-PPL-1311 | 208/120VAC CIRCUIT BREAKER
MCC-131 SECTION HEATER SUPPLY #1 | 01-ACC-MCC-131 | 01-LVD-PPL-1311, BR7ACC MCC enclosure |  | 01-LVD-PPL-1311 | 208/120VAC CIRCUIT BREAKER
MCC-131 SECTION HEATER SUPPLY #2 | 01-ACC-MCC-131 | 01-LVD-PPL-1311, BR9ACC MCC enclosure |  | 01-LVD-PPL-1311 | 208/120VAC CIRCUIT BREAKER
MCC-231 MOTOR SPACE HEATER SUPPLY | 01-ACC-MCC-231 | 01-LVD-PPL-1311, BR11ACC MCC enclosure |  | 01-LVD-PPL-1311 | 208/120VAC CIRCUIT BREAKER
ACC 1 LRVP SEP TNK SEAL WTR HTR 888 120VAC | 01-ARM-HTR-888 | 01-LVD-PPL-1311, BR13ACC MCC enclosure | Heater | 01-LVD-PPL-1311 | 208/120VAC CIRCUIT BREAKER
UNIT 1 ACC FAN GRBX OIL HTR 04B | 01-ACC-HTR-04B | 01-LVD-PPL-1311, BR15ACC MCC enclosure | Heater | 01-LVD-PPL-1311 | 208/120VAC CIRCUIT BREAKER
UTILITY POWER-LIGHT/ 120VAC | 00-DCS-CAB-10 | 01-LVD-PPL-1311, BR17ACC MCC enclosure |  | 01-LVD-PPL-1311 | 208/120VAC CIRCUIT BREAKER
HVAC 3 PRESSURIZATION MODULE |  | 01-LVD-PPL-1311, BR21ACC MCC enclosure |  | 01-LVD-PPL-1311 | 208/120VAC CIRCUIT BREAKER
HVAC 5 PRESSURIZATION MODULE |  | 01-LVD-PPL-1311, BR23ACC MCC enclosure |  | 01-LVD-PPL-1311 | 208/120VAC CIRCUIT BREAKER
CONVENIENCE RECPTS UNIT 1 ACC GROUND LEVEL | 01-0501-R1 | 01-LVD-PPL-1311, BR29ACC MCC enclosure |  | 01-LVD-PPL-1311 | 208/120VAC CIRCUIT BREAKER
ACC 1 LIGHTING - GROUND LEVEL 208VAC | 01-LTG-CNT-1311 | 01-LVD-PPL-1311, BR31/33ACC MCC enclosure |  | 01-LVD-PPL-1311 | 208/120VAC CIRCUIT BREAKER
ACC 1 LIGHTING - GROUND LEVEL 208VAC | 01-LTG-CNT-1311 | 01-LVD-PPL-1311, BR35/37ACC MCC enclosure |  | 01-LVD-PPL-1311 | 208/120VAC CIRCUIT BREAKER
EXTERIOR LIGHTS ACC ENCLOSURE 120VAC | 01-LTG-CNT-1311 | 01-LVD-PPL-1311, BR2ACC MCC enclosure |  | 01-LVD-PPL-1311 | 208/120VAC CIRCUIT BREAKER
ACC 1 LIGHTING CONTACTOR COIL | 01-LTG-CNT-1311 | 01-LVD-PPL-1311, BR4ACC MCC enclosure |  | 01-LVD-PPL-1311 | 208/120VAC CIRCUIT BREAKER
ACC 1 LRVP SEP TNK SEAL WTR HTR 895 120VAC | 01-ARM-HTR-895 | 01-LVD-PPL-1311, BR6ACC MCC enclosure | Heater | 01-LVD-PPL-1311 | 208/120VAC CIRCUIT BREAKER
MCC-131 MOTOR SPACE HEATER SUPPLY | 01-ACC-MCC-131 | 01-LVD-PPL-1311, BR8ACC MCC enclosure |  | 01-LVD-PPL-1311 | 208/120VAC CIRCUIT BREAKER
MCC-231 HEATER BUS. | 01-ACC-MCC-231 | 01-LVD-PPL-1311, BR10ACC MCC enclosure |  | 01-LVD-PPL-1311 | 208/120VAC CIRCUIT BREAKER
MCC-231 HEATER BUS. | 01-ACC-MCC-231 | 01-LVD-PPL-1311, BR12ACC MCC enclosure |  | 01-LVD-PPL-1311 | 208/120VAC CIRCUIT BREAKER
NON-SEG SPACE HTR MCC-231, M1 | 01-LVB-NSB-23 | 01-LVD-PPL-1311, BR14ACC MCC enclosure |  | 01-LVD-PPL-1311 | 208/120VAC CIRCUIT BREAKER
NON-SEG SPACE HTR MCC-231, M2 | 01-LVB-NSB-23 | 01-LVD-PPL-1311, BR16ACC MCC enclosure |  | 01-LVD-PPL-1311 | 208/120VAC CIRCUIT BREAKER
HVAC 2 PRESSURIZATION MODULE |  | 01-LVD-PPL-1311, BR18ACC MCC enclosure |  | 01-LVD-PPL-1311 | 208/120VAC CIRCUIT BREAKER
UNIT 1 ACC FAN GRBX OIL HTR 04C | 01-ACC-HTR-04C | 01-LVD-PPL-1311, BR20ACC MCC enclosure | Heater | 01-LVD-PPL-1311 | 208/120VAC CIRCUIT BREAKER
ACC 1 LRVP SEP TNK SEAL WTR HTR 901 120VAC | 01-ARM-HTR-901 | 01-LVD-PPL-1311, BR22ACC MCC enclosure | Heater | 01-LVD-PPL-1311 | 208/120VAC CIRCUIT BREAKER
ACC 1 LRVP SEP TNK SEAL WTR HTR 911 120VAC | 01-ARM-HTR-911 | 01-LVD-PPL-1311, BR24ACC MCC enclosure | Heater | 01-LVD-PPL-1311 | 208/120VAC CIRCUIT BREAKER
ACC 1 LRVP SEP TNK SEAL WTR HTR 919 120VAC | 01-ARM-HTR-919 | 01-LVD-PPL-1311, BR26ACC MCC enclosure | Heater | 01-LVD-PPL-1311 | 208/120VAC CIRCUIT BREAKER
ACC 1 LIGHTING - GROUND LEVEL 208VAC | 01-LTG-CNT-1311 | 01-LVD-PPL-1311, BR30/32ACC MCC enclosure |  | 01-LVD-PPL-1311 | 208/120VAC CIRCUIT BREAKER
ACC 1 LIGHTING - GROUND LEVEL 208VAC | 01-LTG-CNT-1311 | 01-LVD-PPL-1311, BR34/36ACC MCC enclosure |  | 01-LVD-PPL-1311 | 208/120VAC CIRCUIT BREAKER
UNIT 1 OIL-IN-WATER ANALYZER PWR 120VAC | 01-WDR-PNL-02 | 01-LVD-PPL-2111 BR 1 Inside HRSG SWG enclosure |  | 01-LVD-PPL-2111 | 208/120VAC CIRCUIT BREAKER
UNIT 1 CT WASH WTR DRAINS TNK PWR 120VAC | 01-CTP-CPL-01 | 01-LVD-PPL-2111 BR 3 Inside HRSG SWG enclosure | Control Power Feed | 01-LVD-PPL-2111 | 208/120VAC CIRCUIT BREAKER
MCC-211 SECTION SPACE HEATER SUPPLY #1 |  | 01-LVD-PPL-2111 BR 5 Inside HRSG SWG enclosure |  | 01-LVD-PPL-2111 | 208/120VAC CIRCUIT BREAKER
HRG 1 DCT BNR MAIN 120VAC | 01-BUR-CPL-01 | 01-LVD-PPL-2111 BR 7 Inside HRSG SWG enclosure | Control Power Feed | 01-LVD-PPL-2111 | 208/120VAC CIRCUIT BREAKER
VIB MONITOR 01-VMS-CPL-01 UTILITY POWER |  | 01-LVD-PPL-2111 BR 9 Inside HRSG SWG enclosure |  | 01-LVD-PPL-2111 | 208/120VAC CIRCUIT BREAKER
MCC-211 MOTOR SPACE HEATER SUPPLY #1 |  | 01-LVD-PPL-2111 BR 11 Inside HRSG SWG enclosure |  | 01-LVD-PPL-2111 | 208/120VAC CIRCUIT BREAKER
FGS CMP B CPL MAIN 120VAC | 00-FGS-CPL-01B | 01-LVD-PPL-2111 BR 13 Inside HRSG SWG enclosure | Control Power Feed | 01-LVD-PPL-2111 | 208/120VAC CIRCUIT BREAKER
MVA XFR HRSG 1 B - SUS HEATERS | 01-MVA-XFR-21 | 01-LVD-PPL-2111 BR 15 Inside HRSG SWG enclosure | Transformer | 01-LVD-PPL-2111 | 208/120VAC CIRCUIT BREAKER
DCS CAB 00-DCS-CAB-70 UTILITY POWER |  | 01-LVD-PPL-2111 BR 17 Inside HRSG SWG enclosure |  | 01-LVD-PPL-2111 | 208/120VAC CIRCUIT BREAKER
CONTRACT SPARE |  | 01-LVD-PPL-2111 BR 19 Inside HRSG SWG enclosure |  | 01-LVD-PPL-2111 | 208/120VAC CIRCUIT BREAKER
CONTRACT SPARE |  | 01-LVD-PPL-2111 BR 21 Inside HRSG SWG enclosure |  | 01-LVD-PPL-2111 | 208/120VAC CIRCUIT BREAKER
CONTRACT SPARE |  | 01-LVD-PPL-2111 BR 23 Inside HRSG SWG enclosure |  | 01-LVD-PPL-2111 | 208/120VAC CIRCUIT BREAKER
MCC-211 SECTION SPACE HEATER SUPPLY #2 |  | 01-LVD-PPL-2111 BR 25 Inside HRSG SWG enclosure |  | 01-LVD-PPL-2111 | 208/120VAC CIRCUIT BREAKER
CONTRACT SPARE |  | 01-LVD-PPL-2111 BR 27 Inside HRSG SWG enclosure |  | 01-LVD-PPL-2111 | 208/120VAC CIRCUIT BREAKER
CONVENIENCE RECPT UNIT 1 ACHE | 01-1201-R1 | 01-LVD-PPL-2111 BR 29 Inside HRSG SWG enclosure |  | 01-LVD-PPL-2111 | 208/120VAC CIRCUIT BREAKER
UNIT 1 PIPE RACK PLATFORM LIGHTING 208VAC | 01-LTG-CNT-2111 | 01-LVD-PPL-2111 BR 31,33 Inside HRSG SWG enclosure |  | 01-LVD-PPL-2111 | 208/120VAC CIRCUIT BREAKER
UNIT 1 ACHE UPPER DECK LIGHTING 208VAC | 01-LTG-CNT-2111 | 01-LVD-PPL-2111 BR 35,37 Inside HRSG SWG enclosure |  | 01-LVD-PPL-2111 | 208/120VAC CIRCUIT BREAKER
UNIT 1 BFP A SOUND ENCLOSURE EXHAUST FAN PWR FEED | 01-BFW-PNL-01A | 01-LVD-PPL-2111 BR 39 Inside HRSG SWG enclosure |  | 01-LVD-PPL-2111 | 208/120VAC CIRCUIT BREAKER
UNIT 1 BFP B SOUND ENCLOSURE EXHAUST FAN PWR FEED | 01-BFW-PNL-01B | 01-LVD-PPL-2111 BR 41 Inside HRSG SWG enclosure |  | 01-LVD-PPL-2111 | 208/120VAC CIRCUIT BREAKER
GS CMP N2 GENERATOR CTRL PNL MAIN 120VAC | 00-FGS-JBX-03 | 01-LVD-PPL-2111 BR 2 Inside HRSG SWG enclosure |  | 01-LVD-PPL-2111 | 208/120VAC CIRCUIT BREAKER
FGS CMP A CPL MAIN 120VAC | 00-FGS-CPL-01A | 01-LVD-PPL-2111 BR 4 Inside HRSG SWG enclosure | Control Power Feed | 01-LVD-PPL-2111 | 208/120VAC CIRCUIT BREAKER
LIGHTING CONTACTOR COIL120VAC | 01-LTG-CNT-2111 | 01-LVD-PPL-2111 BR 6 Inside HRSG SWG enclosure |  | 01-LVD-PPL-2111 | 208/120VAC CIRCUIT BREAKER
MVA XFR HRSG 1 A - SUS HEATERS | 01-MVA-XFR-11 | 01-LVD-PPL-2111 BR 8 Inside HRSG SWG enclosure | Transformer | 01-LVD-PPL-2111 | 208/120VAC CIRCUIT BREAKER
NSBD - 21 SPACE HEATER SUPPLY |  | 01-LVD-PPL-2111 BR 10 Inside HRSG SWG enclosure |  | 01-LVD-PPL-2111 | 208/120VAC CIRCUIT BREAKER
INA CMP CTRL PWR FEED | 00-INA-CPL-01 | 01-LVD-PPL-2111 BR 12 Inside HRSG SWG enclosure | Control Power Feed | 01-LVD-PPL-2111 | 208/120VAC CIRCUIT BREAKER
FGS CMP C CPL MAIN 120VAC | 00-FGS-CPL-01C | 01-LVD-PPL-2111 BR 14 Inside HRSG SWG enclosure | Control Power Feed | 01-LVD-PPL-2111 | 208/120VAC CIRCUIT BREAKER
UNIT 1 SCR SKID SAFETY SHWR 120 VAC MAIN | 00-PWS-JBX-04 | 01-LVD-PPL-2111 BR 16 Inside HRSG SWG enclosure |  | 01-LVD-PPL-2111 | 208/120VAC CIRCUIT BREAKER
UNIT 2 OIL-IN-WATER ANALYZER PWR 120VAC | 02-WDR-PNL-02 | 01-LVD-PPL-2111 BR 18 Inside HRSG SWG enclosure |  | 01-LVD-PPL-2111 | 208/120VAC CIRCUIT BREAKER
CONTRACT SPARE |  | 01-LVD-PPL-2111 BR 20 Inside HRSG SWG enclosure |  | 01-LVD-PPL-2111 | 208/120VAC CIRCUIT BREAKER
CONTRACT SPARE |  | 01-LVD-PPL-2111 BR 22 Inside HRSG SWG enclosure |  | 01-LVD-PPL-2111 | 208/120VAC CIRCUIT BREAKER
CONTRACT SPARE |  | 01-LVD-PPL-2111 BR 24 Inside HRSG SWG enclosure |  | 01-LVD-PPL-2111 | 208/120VAC CIRCUIT BREAKER
CONTRACT SPARE |  | 01-LVD-PPL-2111 BR 26 Inside HRSG SWG enclosure |  | 01-LVD-PPL-2111 | 208/120VAC CIRCUIT BREAKER
CONTRACT SPARE |  | 01-LVD-PPL-2111 BR 28 Inside HRSG SWG enclosure |  | 01-LVD-PPL-2111 | 208/120VAC CIRCUIT BREAKER
EXTERIOR LIGTHS UNIT 1 PIPE RACK PLATFORMS 208VAC | 01-LTG-CNT-2111 | 01-LVD-PPL-2111 BR 30,32 Inside HRSG SWG enclosure |  | 01-LVD-PPL-2111 | 208/120VAC CIRCUIT BREAKER
UNIT 1 ACHE UPPER DECK LIGHTING 208VAC | 01-LTG-CNT-2111 | 01-LVD-PPL-2111 BR 34,36 Inside HRSG SWG enclosure |  | 01-LVD-PPL-2111 | 208/120VAC CIRCUIT BREAKER
PRESSURE REDUCTION UNIT HEATED REGULATOR 120 VAC | 00MBP01CQ105 | 01-LVD-PPL-2111 BR 38 Inside HRSG SWG enclosure |  | 01-LVD-PPL-2111 | 208/120VAC CIRCUIT BREAKER
LIGHTING CONTACTOR | 01-LTG-CNT-21111 | 01-LVD-PPL-21111 BR 6 Top of HRSG HP drum |  | 01-LVD-PPL-21111 | 208/120VAC CIRCUIT BREAKER
HRSG 1 HP DRUM ENCLOSURE HTR PWR FEED 208VAC | 01-HRG-HTR-01 | 01-LVD-PPL-21111 BR 14,16,18 Top of HRSG HP drum | Heater | 01-LVD-PPL-21111 | 208/120VAC CIRCUIT BREAKER
HRSG 1 HP DRUM ENCL FAN/LOUVER/THRMSTT FEED | 01-HRG-ENC-02 | 01-LVD-PPL-21111 BR 19 Top of HRSG HP drum |  | 01-LVD-PPL-21111 | 208/120VAC CIRCUIT BREAKER
HRSG 1 IP LP DRUM ENCL FAN/LOUVER/THRMSTT FEED | 01-HRG-ENC-03 | 01-LVD-PPL-21111 BR 21 Top of HRSG HP drum |  | 01-LVD-PPL-21111 | 208/120VAC CIRCUIT BREAKER
HRSG 1 IP LP DRUM ENCLOSURE HTR FEED 208VAC | 01-HRG-HTR-02 | 01-LVD-PPL-21111 BR 20,22,24 Top of HRSG HP drum | Heater | 01-LVD-PPL-21111 | 208/120VAC CIRCUIT BREAKER
HRSG 1 HP DRUM LVL GAUGE PWR FEED | 01-LG-HHS905A | 01-LVD-PPL-21111 BR 26 Top of HRSG HP drum |  | 01-LVD-PPL-21111 | 208/120VAC CIRCUIT BREAKER
CONVENIENCE RECPTS HRSG 1 PLATFORMS | 01-0301-R1 | 01-LVD-PPL-21111 BR 29 Top of HRSG HP drum |  | 01-LVD-PPL-21111 | 208/120VAC CIRCUIT BREAKER
UNIT 1 HRSG PIPE RACK PLATFORM LIGHTING 208VAC | 01-LTG-CNT-21111 | 01-LVD-PPL-21111 BR 31,33 Top of HRSG HP drum |  | 01-LVD-PPL-21111 | 208/120VAC CIRCUIT BREAKER
UNIT 1 HRSG PIPE RACK PLATFORM LIGHTING 208VAC | 01-LTG-CNT-21111 | 01-LVD-PPL-21111 BR 30,32 Top of HRSG HP drum |  | 01-LVD-PPL-21111 | 208/120VAC CIRCUIT BREAKER
UNIT 1 HRSG ACHE UPPDER DECK LIGHTING 208VAC | 01-LTG-CNT-21111 | 01-LVD-PPL-21111 BR 35,37 Top of HRSG HP drum |  | 01-LVD-PPL-21111 | 208/120VAC CIRCUIT BREAKER
UNIT 1 HRSG ACHE UPPDER DECK LIGHTING 208VAC | 01-LTG-CNT-21111 | 01-LVD-PPL-21111 BR 34,36 Top of HRSG HP drum |  | 01-LVD-PPL-21111 | 208/120VAC CIRCUIT BREAKER
LIGHTING CONTACTOR COIL 120VAC | 01-LTG-CNT-21131 | 01-LVD-PPL-21131 BR 1 NE corner turbine bldg |  | 01-LVD-PPL-21131 | 208/120VAC CIRCUIT BREAKER
UNIT 1 TURBINE BLDG EAST WALL INTAKE LOUVER 19 | 01-HVC-LVR-19 | 01-LVD-PPL-21131 BR 3 NE corner turbine bldg |  | 01-LVD-PPL-21131 | 208/120VAC CIRCUIT BREAKER
UNIT 1 TURBINE BLDG GAS HEATER FAN 14 120 VAC | 01-HVC-HTR-14 | 01-LVD-PPL-21131 BR 5 NE corner turbine bldg | Heater | 01-LVD-PPL-21131 | 208/120VAC CIRCUIT BREAKER
UNIT 1 TURBINE BLDG GAS HEATER FAN 15 120 VAC | 01-HVC-HTR-15 | 01-LVD-PPL-21131 BR 7 NE corner turbine bldg | Heater | 01-LVD-PPL-21131 | 208/120VAC CIRCUIT BREAKER
UNIT 1 TURBINE BLDG GAS HEATER FAN 16 120 VAC | 01-HVC-HTR-16 | 01-LVD-PPL-21131 BR 9 NE corner turbine bldg | Heater | 01-LVD-PPL-21131 | 208/120VAC CIRCUIT BREAKER
UNIT 1 TURBINE HVAC CONTROL PANEL 12 120 VAC | 01-HVC-CPL-12 | 01-LVD-PPL-21131 BR 11 NE corner turbine bldg | Control Power Feed | 01-LVD-PPL-21131 | 208/120VAC CIRCUIT BREAKER
UNIT 1 TURBINE HVAC CONTROL PANEL 2 120 VAC | 01-HVC-CPL-11 | 01-LVD-PPL-21131 BR 13 NE corner turbine bldg | Control Power Feed | 01-LVD-PPL-21131 | 208/120VAC CIRCUIT BREAKER
ST 1 DRNS SUMP PMP CTRL PNL REDUNDANT 2 120VAC | 01-PDR-CPL-01 | 01-LVD-PPL-21131 BR 15 NE corner turbine bldg | Control Power Feed | 01-LVD-PPL-21131 | 208/120VAC CIRCUIT BREAKER
CONTRACT SPARE |  | 01-LVD-PPL-21131 BR 19 NE corner turbine bldg |  | 01-LVD-PPL-21131 | 208/120VAC CIRCUIT BREAKER
CONTRACT SPARE |  | 01-LVD-PPL-21131 BR 21 NE corner turbine bldg |  | 01-LVD-PPL-21131 | 208/120VAC CIRCUIT BREAKER
CONTRACT SPARE |  | 01-LVD-PPL-21131 BR 23 NE corner turbine bldg |  | 01-LVD-PPL-21131 | 208/120VAC CIRCUIT BREAKER
CONTRACT SPARE |  | 01-LVD-PPL-21131 BR 25 NE corner turbine bldg |  | 01-LVD-PPL-21131 | 208/120VAC CIRCUIT BREAKER
CONTRACT SPARE |  | 01-LVD-PPL-21131 BR 27 NE corner turbine bldg |  | 01-LVD-PPL-21131 | 208/120VAC CIRCUIT BREAKER
CONVENIENCE RECPTS UNIT 1 TURBINE BUILDING | 01-1001-R1 | 01-LVD-PPL-21131 BR 29 NE corner turbine bldg |  | 01-LVD-PPL-21131 | 208/120VAC CIRCUIT BREAKER
UNIT 1 TURBINE BLDG HIGH BAY LIGHTS 208VAC | 01-LTG-CNT-21131 | 01-LVD-PPL-21131 BR 31,33 NE corner turbine bldg |  | 01-LVD-PPL-21131 | 208/120VAC CIRCUIT BREAKER
UNIT 1 TURBINE BLDG PIT LIGHTS 208VAC | 01-LTG-CNT-21131 | 01-LVD-PPL-21131 BR 39,41 NE corner turbine bldg |  | 01-LVD-PPL-21131 | 208/120VAC CIRCUIT BREAKER
UNIT 1 TURBINE BLDG EAST WALL INTAKE LOUVER 18 | 01-HVC-LVR-18 | 01-LVD-PPL-21131 BR 4 NE corner turbine bldg |  | 01-LVD-PPL-21131 | 208/120VAC CIRCUIT BREAKER
UNIT 1 TURBINE BLDG GAS HEATER FAN 17 120 VAC | 01-HVC-HTR-17 | 01-LVD-PPL-21131 BR 6 NE corner turbine bldg | Heater | 01-LVD-PPL-21131 | 208/120VAC CIRCUIT BREAKER
UNIT 1 TURBINE BLDG GAS HEATER FAN 18 120 VAC | 01-HVC-HTR-18 | 01-LVD-PPL-21131 BR 8 NE corner turbine bldg | Heater | 01-LVD-PPL-21131 | 208/120VAC CIRCUIT BREAKER
UNIT 1 TURBINE BLDG GAS HEATER FAN 19 120 VAC | 01-HVC-HTR-19 | 01-LVD-PPL-21131 BR 10 NE corner turbine bldg | Heater | 01-LVD-PPL-21131 | 208/120VAC CIRCUIT BREAKER
UNIT 1 TURBINE BLDG GAS HEATER FAN 20 120 VAC | 01-HVC-HTR-20 | 01-LVD-PPL-21131 BR 12 NE corner turbine bldg | Heater | 01-LVD-PPL-21131 | 208/120VAC CIRCUIT BREAKER
CONTRACT SPARE |  | 01-LVD-PPL-21131 BR 20 NE corner turbine bldg |  | 01-LVD-PPL-21131 | 208/120VAC CIRCUIT BREAKER
CONTRACT SPARE |  | 01-LVD-PPL-21131 BR 22 NE corner turbine bldg |  | 01-LVD-PPL-21131 | 208/120VAC CIRCUIT BREAKER
CONTRACT SPARE |  | 01-LVD-PPL-21131 BR 24 NE corner turbine bldg |  | 01-LVD-PPL-21131 | 208/120VAC CIRCUIT BREAKER
CONTRACT SPARE |  | 01-LVD-PPL-21131 BR 26 NE corner turbine bldg |  | 01-LVD-PPL-21131 | 208/120VAC CIRCUIT BREAKER
CONVENIENCE RECPTS UNIT 1 TURBINE BLDG | 01-1101-R1 | 01-LVD-PPL-21131 BR 28 NE corner turbine bldg |  | 01-LVD-PPL-21131 | 208/120VAC CIRCUIT BREAKER
UNIT 1 TURBINE BLDG VENT FAN PLATFORM LIGHTS | 01-3001-W2 | 01-LVD-PPL-21131 BR 30 NE corner turbine bldg |  | 01-LVD-PPL-21131 | 208/120VAC CIRCUIT BREAKER
UNIT 1 TURBINE BLDG HIGH BAY LIGHTS 208VAC | 01-LTG-CNT-21131 | 01-LVD-PPL-21131 BR 32,34 NE corner turbine bldg |  | 01-LVD-PPL-21131 | 208/120VAC CIRCUIT BREAKER
UNIT 1 TURBINE BLDG PIT LIGHTS 208VAC | 01-LTG-CNT-21131 | 01-LVD-PPL-21131 BR 36,38 NE corner turbine bldg |  | 01-LVD-PPL-21131 | 208/120VAC CIRCUIT BREAKER
TURBINE BUILDING 01 LOCAL FIRE ALRM CPL NODE #9 | 00-FPS-PNL-13 | 01-LVD-PPL-21133 BR 5 Turbine Deck SW |  | 01-LVD-PPL-21133 | 208/120VAC CIRCUIT BREAKER
ST 1 DRNS SUMP PMP CTRL PNL REDUNDANT 1 120VAC | 01-PDR-CPL-01 | 01-LVD-PPL-21133 BR 7 Turbine Deck SW | Control Power Feed | 01-LVD-PPL-21133 | 208/120VAC CIRCUIT BREAKER
UNIT 1 SFC XFMR S.HTR 120 VAC MAIN | 01MKE01GT101 | 01-LVD-PPL-21133 BR 9 Turbine Deck SW |  | 01-LVD-PPL-21133 | 208/120VAC CIRCUIT BREAKER
U1 CALCITE FILTER CO2 INJ MODULE CONTROL PANEL | 01-DWS-CPL-07 | 01-LVD-PPL-21133 BR 11 Turbine Deck SW | Control Power Feed | 01-LVD-PPL-21133 | 208/120VAC CIRCUIT BREAKER
UNIT 1 GCB PLATFORM LIGHTS | 01-3301-M1 | 01-LVD-PPL-21133 BR 15 Turbine Deck SW |  | 01-LVD-PPL-21133 | 208/120VAC CIRCUIT BREAKER
U1 TURB BLDG WEST WALL INTAKE LOUVER 37 120 VAC | 01-HVC-LVR-37 | 01-LVD-PPL-21133 BR 23 Turbine Deck SW |  | 01-LVD-PPL-21133 | 208/120VAC CIRCUIT BREAKER
UNIT 1 TURBINE BLDG GAS HEATER FAN 11 120 VAC | 01-HVC-HTR-11 | 01-LVD-PPL-21133 BR 25 Turbine Deck SW | Heater | 01-LVD-PPL-21133 | 208/120VAC CIRCUIT BREAKER
UNIT 1 TURBINE BLDG GAS HEATER FAN 12 120 VAC | 01-HVC-HTR-12 | 01-LVD-PPL-21133 BR 27 Turbine Deck SW | Heater | 01-LVD-PPL-21133 | 208/120VAC CIRCUIT BREAKER
UNIT 1 TURBINE BLDG GAS HEATER FAN 13 120 VAC | 01-HVC-HTR-13 | 01-LVD-PPL-21133 BR 29 Turbine Deck SW | Heater | 01-LVD-PPL-21133 | 208/120VAC CIRCUIT BREAKER
UNIT 1 TURBINE BLDG EMERGENCY LIGHTING | 01-4001-E2 | 01-LVD-PPL-21133 BR 31 Turbine Deck SW |  | 01-LVD-PPL-21133 | 208/120VAC CIRCUIT BREAKER
CONTRACT SPARE |  | 01-LVD-PPL-21133 BR 33 Turbine Deck SW |  | 01-LVD-PPL-21133 | 208/120VAC CIRCUIT BREAKER
CONTRACT SPARE |  | 01-LVD-PPL-21133 BR 35 Turbine Deck SW |  | 01-LVD-PPL-21133 | 208/120VAC CIRCUIT BREAKER
CONTRACT SPARE |  | 01-LVD-PPL-21133 BR 37 Turbine Deck SW |  | 01-LVD-PPL-21133 | 208/120VAC CIRCUIT BREAKER
CONTRACT SPARE |  | 01-LVD-PPL-21133 BR 39 Turbine Deck SW |  | 01-LVD-PPL-21133 | 208/120VAC CIRCUIT BREAKER
CONTRACT SPARE |  | 01-LVD-PPL-21133 BR 41 Turbine Deck SW |  | 01-LVD-PPL-21133 | 208/120VAC CIRCUIT BREAKER
UNIT 1 WTT CALCITE FILTER 120VAC RECEP | 01-DWS-CPL-06 | 01-LVD-PPL-21133 BR 6 Turbine Deck SW | Control Power Feed | 01-LVD-PPL-21133 | 208/120VAC CIRCUIT BREAKER
UNIT 1 DRAINS TANK AREA DECK LIGHTS 120VAC | 01-2701-W2 | 01-LVD-PPL-21133 BR 8 Turbine Deck SW |  | 01-LVD-PPL-21133 | 208/120VAC CIRCUIT BREAKER
UNIT 1 DRAINS TANK AREA CONVENIENCE RECPT | 01-1301-R1 | 01-LVD-PPL-21133 BR 10 Turbine Deck SW |  | 01-LVD-PPL-21133 | 208/120VAC CIRCUIT BREAKER
UNIT 1 IPBD VTSC MAIN PWR 208VAC | 01-IPB-CPL-03 | 01-LVD-PPL-21133 BR 12,14,16 Turbine Deck SW | Control Power Feed | 01-LVD-PPL-21133 | 208/120VAC CIRCUIT BREAKER
UNIT 1 IPBD DCT/UAT DSW HTRS 208VAC | 01-IPB-CPL-02 | 01-LVD-PPL-21133 BR 18,20,22 Turbine Deck SW | Control Power Feed | 01-LVD-PPL-21133 | 208/120VAC CIRCUIT BREAKER
U1 TURB BLDG WEST WALL INTAKE LOUVER 34 120 VAC | 01-HVC-LVR-34 | 01-LVD-PPL-21133 BR 24 Turbine Deck SW |  | 01-LVD-PPL-21133 | 208/120VAC CIRCUIT BREAKER
UNIT 1 TURBINE BLDG GAS HEATER FAN 21 120 VAC | 01-HVC-HTR-21 | 01-LVD-PPL-21133 BR 26 Turbine Deck SW | Heater | 01-LVD-PPL-21133 | 208/120VAC CIRCUIT BREAKER
UNIT 1 TURBINE BLDG GAS HEATER FAN 22 120 VAC | 01-HVC-HTR-22 | 01-LVD-PPL-21133 BR 28 Turbine Deck SW | Heater | 01-LVD-PPL-21133 | 208/120VAC CIRCUIT BREAKER
UNIT 1 TURBINE BLDG GAS HEATER FAN 23 120 VAC | 01-HVC-HTR-23 | 01-LVD-PPL-21133 BR 30 Turbine Deck SW | Heater | 01-LVD-PPL-21133 | 208/120VAC CIRCUIT BREAKER
UNIT 1 TURBINE BLDG EMERGENCY LIGHTING | 01-4101-E5 | 01-LVD-PPL-21133 BR 32 Turbine Deck SW |  | 01-LVD-PPL-21133 | 208/120VAC CIRCUIT BREAKER
UNIT 1 TURB CTRL PKG SAFETY SHWR 120 VAC MAIN | 00-PWS-JBX-05 | 01-LVD-PPL-21133 BR 34 Turbine Deck SW |  | 01-LVD-PPL-21133 | 208/120VAC CIRCUIT BREAKER
CONTRACT SPARE |  | 01-LVD-PPL-21133 BR 36 Turbine Deck SW |  | 01-LVD-PPL-21133 | 208/120VAC CIRCUIT BREAKER
CONTRACT SPARE |  | 01-LVD-PPL-21133 BR 38 Turbine Deck SW |  | 01-LVD-PPL-21133 | 208/120VAC CIRCUIT BREAKER
CONTRACT SPARE |  | 01-LVD-PPL-21133 BR 40 Turbine Deck SW |  | 01-LVD-PPL-21133 | 208/120VAC CIRCUIT BREAKER
CONTRACT SPARE |  | 01-LVD-PPL-21133 BR 42 Turbine Deck SW |  | 01-LVD-PPL-21133 | 208/120VAC CIRCUIT BREAKER
MCC-151 SECTION HEATER SUPPLY #1 |  | 01-LVD-PPL-2511, BR7ACC MCC enclosure |  | 01-LVD-PPL-2511 | 208/120VAC CIRCUIT BREAKER
MCC-151 SECTION HEATER SUPPLY #2 |  | 01-LVD-PPL-2511, BR9ACC MCC enclosure |  | 01-LVD-PPL-2511 | 208/120VAC CIRCUIT BREAKER
MCC-251 MOTOR SPACE HEATER SUPPLY #1 |  | 01-LVD-PPL-2511, BR11ACC MCC enclosure |  | 01-LVD-PPL-2511 | 208/120VAC CIRCUIT BREAKER
NON-SEG SPACE HTR MCC-151, M1 | 01-LVB-NSB-15 | 01-LVD-PPL-2511, BR13ACC MCC enclosure |  | 01-LVD-PPL-2511 | 208/120VAC CIRCUIT BREAKER
NON-SEG SPACE HTR MCC-151, M2 | 01-LVB-NSB-15 | 01-LVD-PPL-2511, BR15ACC MCC enclosure |  | 01-LVD-PPL-2511 | 208/120VAC CIRCUIT BREAKER
NTW DCS CAB 12 UTILITY |  | 01-LVD-PPL-2511, BR17ACC MCC enclosure |  | 01-LVD-PPL-2511 | 208/120VAC CIRCUIT BREAKER
HVAC 4 PRESSURIZATION MODULE |  | 01-LVD-PPL-2511, BR19ACC MCC enclosure |  | 01-LVD-PPL-2511 | 208/120VAC CIRCUIT BREAKER
UNIT 1 ACC FAN GRBX OIL HTR 04D | 01-ACC-HTR-04D | 01-LVD-PPL-2511, BR25ACC MCC enclosure | Heater | 01-LVD-PPL-2511 | 208/120VAC CIRCUIT BREAKER
CONVENIENCE RECPTS UNIT 1 ACC UPPER DECK | 01-0701-R1 | 01-LVD-PPL-2511, BR27ACC MCC enclosure |  | 01-LVD-PPL-2511 | 208/120VAC CIRCUIT BREAKER
CONVENIENCE RECPTS UNIT 1 ACC UPPER DECK | 01-0901-R1 | 01-LVD-PPL-2511, BR29ACC MCC enclosure |  | 01-LVD-PPL-2511 | 208/120VAC CIRCUIT BREAKER
ACC 1 LIGHTING - UPPER DECK 208VAC | 01-LTG-CNT-2511 | 01-LVD-PPL-2511, BR31/33ACC MCC enclosure |  | 01-LVD-PPL-2511 | 208/120VAC CIRCUIT BREAKER
ACC 1 LIGHTING - UPPER DECK 208VAC | 01-LTG-CNT-2511 | 01-LVD-PPL-2511, BR35/37ACC MCC enclosure |  | 01-LVD-PPL-2511 | 208/120VAC CIRCUIT BREAKER
ACC 1 LIGHTING - SOUTH PLATFORM 208VAC | 01-LTG-CNT-2511 | 01-LVD-PPL-2511, BR39/41ACC MCC enclosure |  | 01-LVD-PPL-2511 | 208/120VAC CIRCUIT BREAKER
SECURITY PANEL |  | 01-LVD-PPL-2511, BR2ACC MCC enclosure |  | 01-LVD-PPL-2511 | 208/120VAC CIRCUIT BREAKER
FIRE PANEL |  | 01-LVD-PPL-2511, BR4ACC MCC enclosure |  | 01-LVD-PPL-2511 | 208/120VAC CIRCUIT BREAKER
MCC-151 MOTOR SPACE HEATER SUPPLY #1 |  | 01-LVD-PPL-2511, BR8ACC MCC enclosure |  | 01-LVD-PPL-2511 | 208/120VAC CIRCUIT BREAKER
MCC-251 SECTION HEATER SUPPLY #1 |  | 01-LVD-PPL-2511, BR10ACC MCC enclosure |  | 01-LVD-PPL-2511 | 208/120VAC CIRCUIT BREAKER
MCC-251 SECTION HEATER SUPPLY #2 |  | 01-LVD-PPL-2511, BR12ACC MCC enclosure |  | 01-LVD-PPL-2511 | 208/120VAC CIRCUIT BREAKER
UNIT 1 ACC FAN GRBX OIL HTR 04E | 01-ACC-HTR-04E | 01-LVD-PPL-2511, BR16ACC MCC enclosure | Heater | 01-LVD-PPL-2511 | 208/120VAC CIRCUIT BREAKER
HVAC 1 PRESSURIZATION MODULE |  | 01-LVD-PPL-2511, BR18ACC MCC enclosure |  | 01-LVD-PPL-2511 | 208/120VAC CIRCUIT BREAKER
UNIT 1 ACC FAN GRBX OIL HTR 04F | 01-ACC-HTR-04F | 01-LVD-PPL-2511, BR20ACC MCC enclosure | Heater | 01-LVD-PPL-2511 | 208/120VAC CIRCUIT BREAKER
CONVENIENCE RECPTS UNIT 1 ACC UPPER DECK | 01-0601-R1 | 01-LVD-PPL-2511, BR26ACC MCC enclosure |  | 01-LVD-PPL-2511 | 208/120VAC CIRCUIT BREAKER
CONVENIENCE RECPTS UNIT 1 ACC UPPER DECK | 01-0801-R1 | 01-LVD-PPL-2511, BR28ACC MCC enclosure |  | 01-LVD-PPL-2511 | 208/120VAC CIRCUIT BREAKER
ACC 1 LIGHTING - UPPER DECK 208VAC | 01-LTG-CNT-2511 | 01-LVD-PPL-2511, BR30/32ACC MCC enclosure |  | 01-LVD-PPL-2511 | 208/120VAC CIRCUIT BREAKER
ACC 1 LIGHTING - NORTH PLATFORM & STAIR TOWER | 01-LTG-CNT-2511 | 01-LVD-PPL-2511, BR34/36ACC MCC enclosure |  | 01-LVD-PPL-2511 | 208/120VAC CIRCUIT BREAKER
ACC 1 LIGHTING - UPPER DECK 208VAC | 01-LTG-CNT-2511 | 01-LVD-PPL-2511, BR38/40ACC MCC enclosure |  | 01-LVD-PPL-2511 | 208/120VAC CIRCUIT BREAKER
ENCLOSURE PRESSURIZATION MODULE |  | 01-LVD-PPL-2511, BR42ACC MCC enclosure |  | 01-LVD-PPL-2511 | 208/120VAC CIRCUIT BREAKER
BATTERY INPUT TO SECONDARY DC BUS | 01-LVE-PPL-01 | MVB, DC DISTRIBUTION PANEL 01-LVE-PPL-01, F1 | Power Panel | 01-LVE-PPL-01 - DC distribution
CHARGER A INPUT TO SECONDARY DC BUS | 01-LVE-PPL-01 | MVB, DC DISTRIBUTION PANEL 01-LVE-PPL-01, F2 | Power Panel | 01-LVE-PPL-01 - DC distribution
CH. A INP. TO PRIM. DC BUS (JUMPER TO FUSE F2) |  | MVB, DC DISTRIBUTION PANEL 01-LVE-PPL-01, F3 |  | 01-LVE-PPL-01 - DC distribution
CHARGER B INPUT TO SECONDARY DC BUS | 01-LVE-PPL-01 | MVB, DC DISTRIBUTION PANEL 01-LVE-PPL-01, F4 | Power Panel | 01-LVE-PPL-01 - DC distribution
CH. B INP. TO PRIM. DC BUS (JUMPER TO FUSE F2) |  | MVB, DC DISTRIBUTION PANEL 01-LVE-PPL-01, F5 |  | 01-LVE-PPL-01 - DC distribution
UPS SYSTEM UNIT 01 | 01-LVF-UPS-01 | MVB, DC DISTRIBUTION PANEL 01-LVE-PPL-01, F6 |  | 01-LVE-PPL-01 - DC distribution
HRSG 1 PDC 125VDC PANELBOARD 01 DSW | 01-LVE-DSW-012 | MVB, DC DISTRIBUTION PANEL 01-LVE-PPL-01, F7 | Power Panel | 01-LVE-PPL-01 - DC distribution
ADMIN BUILDING 125VDC PANELBOARD 01 RBX | 01-LVE-RBX-013 | MVB, DC DISTRIBUTION PANEL 01-LVE-PPL-01, F8 | Power Panel | 01-LVE-PPL-01 - DC distribution
IPBD 1 UAT DSW MAIN 125 VDC | 01-IPB-CPL-01 | MVB, DC DISTRIBUTION PANEL 01-LVE-PPL-01, F10.1 | Control Power Feed | 01-LVE-PPL-01 - DC distribution
SWGR 11/MCC 11 BREAKER CONTROL | 00-MVB-SWG-11 | MVB, DC DISTRIBUTION PANEL 01-LVE-PPL-01, F10.3 |  | 01-LVE-PPL-01 - DC distribution
RELAY PANEL 01-RPS-PNL-07 SEL-487E | 01-RPS-PNL-07 | MVB, DC DISTRIBUTION PANEL 01-LVE-PPL-01, F10.5 |  | 01-LVE-PPL-01 - DC distribution
RELAY PANEL 01-RPS-PNL-07 GE T60U & MET-UAT | 01-RPS-PNL-07 | MVB, DC DISTRIBUTION PANEL 01-LVE-PPL-01, F10.7 |  | 01-LVE-PPL-01 - DC distribution
UNIT 1 GSU CONTROL PANEL 125 VDC PWR MAIN | 01-GSU-CPL-01 | MVB, DC DISTRIBUTION PANEL 01-LVE-PPL-01, F10.9 | Control Power Feed | 01-LVE-PPL-01 - DC distribution
UNIT 2 SFC CUBICLE (REDUNDANT CTRL PWR-1) | 02MKE01GU101\00 | MVB, DC DISTRIBUTION PANEL 01-LVE-PPL-01, F10.13 |  | 01-LVE-PPL-01 - DC distribution
UNIT 1 SFC CUBICLE (REDUNDANT CTRL PWR-2) | 01MKE01GU101\01 | MVB, DC DISTRIBUTION PANEL 01-LVE-PPL-01, F10.15 |  | 01-LVE-PPL-01 - DC distribution
UNIT 1 GCB MAIN 125 VDC | 01-GEN-CPL-01 | MVB, DC DISTRIBUTION PANEL 01-LVE-PPL-01, F10.17 | Control Power Feed | 01-LVE-PPL-01 - DC distribution
UNIT 2 GCB TRIP COIL 2 125 VDC | 02-GEN-CPL-01 | MVB, DC DISTRIBUTION PANEL 01-LVE-PPL-01, F10.19 | Control Power Feed | 01-LVE-PPL-01 - DC distribution
SAT 11 CONTROL PANEL 125 VDC PWR MAIN | 00-SAT-CPL-11 | MVB, DC DISTRIBUTION PANEL 01-LVE-PPL-01, F10.2 | Control Power Feed | 01-LVE-PPL-01 - DC distribution
UAT 01 CONTROL PANEL 125 VDC PWR MAIN | 00-UAT-CPL-01 | MVB, DC DISTRIBUTION PANEL 01-LVE-PPL-01, F10.4 | Control Power Feed | 01-LVE-PPL-01 - DC distribution
SWGR 1 BREAKER CONTROL | 00-MVA-SWG-1 | MVB, DC DISTRIBUTION PANEL 01-LVE-PPL-01, F10.6 |  | 01-LVE-PPL-01 - DC distribution
SWGR 17 BREAKER CONTROL | 01-LVB-SWG-17 | MVB, DC DISTRIBUTION PANEL 01-LVE-PPL-01, F10.8 |  | 01-LVE-PPL-01 - DC distribution
LV SWGR BREAKER TEST CABINET |  | MVB, DC DISTRIBUTION PANEL 01-LVE-PPL-01, F10.10 |  | 01-LVE-PPL-01 - DC distribution
EDG SYNC PANEL | 00-DSL-CPL-01 | MVB, DC DISTRIBUTION PANEL 01-LVE-PPL-01, F10.12 | Control Power Feed | 01-LVE-PPL-01 - DC distribution
LV SWGR 11 BREAKER CONTROL |  | HRSG1 PDC 125VDC BUS, BR1 |  | 01-LVE-PPL-01 - DC distribution
LV SWGR BREAKER TEST CABINET |  | HRSG1 PDC 125VDC BUS, BR3 |  | 01-LVE-PPL-01 - DC distribution
LV SWGR 21 BREAKER CONTROL |  | HRSG1 PDC 125VDC BUS, BR2 |  | 01-LVE-PPL-01 - DC distribution
FEED TO UPS MAIN PANEL BOARD U1 | 01-LVF-PPL-01 | MVB, 01-LVF-PPL-01 | Power Panel | 01-LVF-PPL-01
HRSG 1 U1 UPS PANEL | 01-LVF-PPL-011 | MVB, 01-LVF-PPL-01 | Power Panel | 01-LVF-PPL-01
HRSG 2 U1 UPS PANEL | 01-LVF-PPL-012 | MVB, 01-LVF-PPL-01 | Power Panel | 01-LVF-PPL-01
ADMIN BLDG U1 UPS PNL | 01-LVF-PPL-013 | MVB, 01-LVF-PPL-01 | Power Panel | 01-LVF-PPL-01
ACC 1 U1 UPS PANEL | 01-LVF-PPL-014 | MVB, 01-LVF-PPL-01 | Power Panel | 01-LVF-PPL-01
ACC 2 U1 UPS PANEL | 01-LVF-PPL-015 | MVB, 01-LVF-PPL-01 | Power Panel | 01-LVF-PPL-01
UNIT 2 ACC FAN 01A | 02-ACC-MFN-01A | 02-ACC-MCC-141, CUBICLE4FM | Fan/Blower | 02-ACC-MCC-141 | 480 V MOLDED CASE BREAKER
UNIT 2 ACC FAN 01C | 02-ACC-MFN-01C | 02-ACC-MCC-141, CUBICLE5FM | Fan/Blower | 02-ACC-MCC-141 | 480 V MOLDED CASE BREAKER
UNIT 2 ACC FAN 01E | 02-ACC-MFN-01E | 02-ACC-MCC-141, CUBICLE6FM | Fan/Blower | 02-ACC-MCC-141 | 480 V MOLDED CASE BREAKER
UNIT 2 ACC FAN 02B | 02-ACC-MFN-02B | 02-ACC-MCC-141, CUBICLE7FM | Fan/Blower | 02-ACC-MCC-141 | 480 V MOLDED CASE BREAKER
UNIT 2 ACC FAN 02D | 02-ACC-MFN-02D | 02-ACC-MCC-141, CUBICLE8FM | Fan/Blower | 02-ACC-MCC-141 | 480 V MOLDED CASE BREAKER
UNIT 2 ACC FAN 02F | 02-ACC-MFN-02F | 02-ACC-MCC-141, CUBICLE9FM | Fan/Blower | 02-ACC-MCC-141 | 480 V MOLDED CASE BREAKER
ACC 2 GLYCOL HX FAN 01 | 02-ARM-MFN-01 | 02-ACC-MCC-141, CUBICLE13FD | Fan/Blower | 02-ACC-MCC-141 | 480 V MOLDED CASE BREAKER
ACC 2 GLYCOL HX FAN 02 | 02-ARM-MFN-02 | 02-ACC-MCC-141, CUBICLE13FF | Fan/Blower | 02-ACC-MCC-141 | 480 V MOLDED CASE BREAKER
ACC 2 GLYCOL HX FAN 03 | 02-ARM-MFN-03 | 02-ACC-MCC-141, CUBICLE13FH | Fan/Blower | 02-ACC-MCC-141 | 480 V MOLDED CASE BREAKER
UNIT 2 ACC FINTUBE CLEANING SYS | 02-CND-RCP-983 | 02-ACC-MCC-141, CUBICLE2FJ(L) |  | 02-ACC-MCC-141 | 480 V MOLDED CASE BREAKER
ACC 2 PDC PANELBOARD 480VAC | 02-LVB-PPL-1411 | 02-ACC-MCC-141, CUBICLE2FM | Power Panel | 02-ACC-MCC-141 | 480 V MOLDED CASE BREAKER
MAIN BREAKER 1 CONTROL POWER TRANSFORMER |  | 02-ACC-MCC-141, CUBICLE3FM |  | 02-ACC-MCC-141 | 480 V MOLDED CASE BREAKER
MAIN SUPPLY FEED FROM 02-MVA-XFR-14 |  | 02-ACC-MCC-141, CUBICLE3FM |  | 02-ACC-MCC-141 | 480 V MOLDED CASE BREAKER
ACC 2 LVRP 01A | 02-ARM-MPM-01A | 02-ACC-MCC-141, CUBICLE10FM | Pump | 02-ACC-MCC-141 | 480 V MOLDED CASE BREAKER
UNIT 2 LP DRAINS TANK PUMP MTR A | 02-STP-MPM-01A | 02-ACC-MCC-141, CUBICLE12FB | Pump | 02-ACC-MCC-141 | 480 V MOLDED CASE BREAKER
ACC 2 GLYCOL RECIRC PMP 03A | 02-ARM-MPM-03A | 02-ACC-MCC-141, CUBICLE12FM | Pump | 02-ACC-MCC-141 | 480 V MOLDED CASE BREAKER
ACC 2 GLYCOL RECIRC PMP 03C | 02-ARM-MPM-03C | 02-ACC-MCC-141, CUBICLE13FB | Pump | 02-ACC-MCC-141 | 480 V MOLDED CASE BREAKER
ACC 2 SEAL WTR PMP 02A | 02-ARM-MPM-02A | 02-ACC-MCC-141, CUBICLE13FK | Pump | 02-ACC-MCC-141 | 480 V MOLDED CASE BREAKER
MAIN BREAKER 2 CONTROL POWER TRANSFORMER |  | 02-ACC-MCC-141, CUBICLE15FM |  | 02-ACC-MCC-141 | 480 V MOLDED CASE BREAKER
SECONDARY SUPPLY FEED FROM 02-LVB-NSB-24 |  | 02-ACC-MCC-141, CUBICLE15FM |  | 02-ACC-MCC-141 | 480 V MOLDED CASE BREAKER
ACC 2 PDC XFMR 480-120/208VAC | 02-LVB-XFR-1412 | 02-ACC-MCC-141, CUBICLE16FJ | Transformer | 02-ACC-MCC-141 | 480 V MOLDED CASE BREAKER
UNIT 2 ACC FAN GEARBOX OIL COOLER 01A | 02-ACC-HEX-01A | 02-ACC-MCC-141, CUBICLE17FB |  | 02-ACC-MCC-141 | 480 V MOLDED CASE BREAKER
UNIT 2 ACC FAN GEARBOX OIL COOLER 01C | 02-ACC-HEX-01C | 02-ACC-MCC-141, CUBICLE17FD |  | 02-ACC-MCC-141 | 480 V MOLDED CASE BREAKER
UNIT 2 ACC FAN GEARBOX OIL COOLER 01E | 02-ACC-HEX-01E | 02-ACC-MCC-141, CUBICLE17FF |  | 02-ACC-MCC-141 | 480 V MOLDED CASE BREAKER
UNIT 2 ACC FAN GEARBOX OIL COOLER 02B | 02-ACC-HEX-02B | 02-ACC-MCC-141, CUBICLE17FH |  | 02-ACC-MCC-141 | 480 V MOLDED CASE BREAKER
UNIT 2 ACC FAN GEARBOX OIL COOLER 02D | 02-ACC-HEX-02D | 02-ACC-MCC-141 |  | 02-ACC-MCC-141 | 480 V MOLDED CASE BREAKER
UNIT 2 ACC FAN GEARBOX OIL COOLER 02F | 02-ACC-HEX-02F | 02-ACC-MCC-141 |  | 02-ACC-MCC-141 | 480 V MOLDED CASE BREAKER
UNIT 2 ACC FAN 3A | 02-ACC-MFN-03A | 02-ACC-MCC-161, CUBICLE5FM | Fan/Blower | 02-ACC-MCC-161 | 480 V MOLDED CASE BREAKER
UNIT 2 ACC FAN 3C | 02-ACC-MFN-03C | 02-ACC-MCC-161, CUBICLE6FM | Fan/Blower | 02-ACC-MCC-161 | 480 V MOLDED CASE BREAKER
UNIT 2 ACC FAN 3E | 02-ACC-MFN-03E | 02-ACC-MCC-161, CUBICLE7FM | Fan/Blower | 02-ACC-MCC-161 | 480 V MOLDED CASE BREAKER
UNIT 2 ACC FAN 4B | 02-ACC-MFN-04B | 02-ACC-MCC-161, CUBICLE8FM | Fan/Blower | 02-ACC-MCC-161 | 480 V MOLDED CASE BREAKER
UNIT 2 ACC FAN 4D | 02-ACC-MFN-04D | 02-ACC-MCC-161, CUBICLE9FM | Fan/Blower | 02-ACC-MCC-161 | 480 V MOLDED CASE BREAKER
UNIT 2 ACC FAN 4F | 02-ACC-MFN-04F | 02-ACC-MCC-161, CUBICLE10FM | Fan/Blower | 02-ACC-MCC-161 | 480 V MOLDED CASE BREAKER
UNIT 2 ACC FAN GEARBOX OIL COOLER 03A | 02-ACC-HEX-03A | 02-ACC-MCC-161, CUBICLE2FB |  | 02-ACC-MCC-161 | 480 V MOLDED CASE BREAKER
UNIT 2 ACC FAN GEARBOX OIL COOLER 03C | 02-ACC-HEX-03C | 02-ACC-MCC-161, CUBICLE2FD |  | 02-ACC-MCC-161 | 480 V MOLDED CASE BREAKER
UNIT 2 ACC FAN GEARBOX OIL COOLER 03E | 02-ACC-HEX-03E | 02-ACC-MCC-161, CUBICLE2FF |  | 02-ACC-MCC-161 | 480 V MOLDED CASE BREAKER
UNIT 2 ACC FAN GEARBOX OIL COOLER 04B | 02-ACC-HEX-04B | 02-ACC-MCC-161, CUBICLE2FH |  | 02-ACC-MCC-161 | 480 V MOLDED CASE BREAKER
UNIT 2 ACC FAN GEARBOX OIL COOLER 04D | 02-ACC-HEX-04D | 02-ACC-MCC-161, CUBICLE2FK |  | 02-ACC-MCC-161 | 480 V MOLDED CASE BREAKER
UNIT 2 ACC FAN GEARBOX OIL COOLER 04F | 02-ACC-HEX-04F | 02-ACC-MCC-161, CUBICLE2FM |  | 02-ACC-MCC-161 | 480 V MOLDED CASE BREAKER
ACC 2 PDC PANELBOARD 480VAC | 02-LVB-PPL-1611 | 02-ACC-MCC-161, CUBICLE3FM | Power Panel | 02-ACC-MCC-161 | 480 V MOLDED CASE BREAKER
MAIN BREAKER 1 CONTROL POWER TRANSFORMER |  | 02-ACC-MCC-161, CUBICLE4FM |  | 02-ACC-MCC-161 | 480 V MOLDED CASE BREAKER
MAIN SUPPLY FEED FROM 02-MVA-XFR-14 |  | 02-ACC-MCC-161, CUBICLE4FM |  | 02-ACC-MCC-161 | 480 V MOLDED CASE BREAKER
ACC 2 LRVP 01C | 02-ARM-MPM-01C | 02-ACC-MCC-161, CUBICLE11FM | Pump | 02-ACC-MCC-161 | 480 V MOLDED CASE BREAKER
ACC 2 SEAL WTR PMP 02C | 02-ARM-MPM-02C | 02-ACC-MCC-161, CUBICLE14FB | Pump | 02-ACC-MCC-161 | 480 V MOLDED CASE BREAKER
MAIN BREAKER 2 CONTROL POWER TRANSFORMER |  | 02-ACC-MCC-161, CUBICLE16FM |  | 02-ACC-MCC-161 | 480 V MOLDED CASE BREAKER
SECONDARY SUPPLY FEED FROM 02-LVB-NSB-26 |  | 02-ACC-MCC-161, CUBICLE16FM |  | 02-ACC-MCC-161 | 480 V MOLDED CASE BREAKER
UNIT 2 ACC FAN 01B | 02-ACC-MFN-01B | 02-ACC-MCC-241, BR9FM | Fan/Blower | 02-ACC-MCC-241 | 480 V MOLDED CASE BREAKER
UNIT 2 ACC FAN 01D | 02-ACC-MFN-01D | 02-ACC-MCC-241, BR10FM | Fan/Blower | 02-ACC-MCC-241 | 480 V MOLDED CASE BREAKER
UNIT 2 ACC FAN 01F | 02-ACC-MFN-01F | 02-ACC-MCC-241, BR11FM | Fan/Blower | 02-ACC-MCC-241 | 480 V MOLDED CASE BREAKER
UNIT 2 ACC FAN 02A | 02-ACC-MFN-02A | 02-ACC-MCC-241, BR6FM | Fan/Blower | 02-ACC-MCC-241 | 480 V MOLDED CASE BREAKER
UNIT 2 ACC FAN 02C | 02-ACC-MFN-02C | 02-ACC-MCC-241, BR7FM | Fan/Blower | 02-ACC-MCC-241 | 480 V MOLDED CASE BREAKER
UNIT 2 ACC FAN 02E | 02-ACC-MFN-02E | 02-ACC-MCC-241, BR8FM | Fan/Blower | 02-ACC-MCC-241 | 480 V MOLDED CASE BREAKER
ACC 2 GLYCOL HX FAN 04 | 02-ARM-MFN-04 | 02-ACC-MCC-241 | Fan/Blower | 02-ACC-MCC-241 | 480 V MOLDED CASE BREAKER
ACC 2 GLYCOL HX FAN 05 | 02-ARM-MFN-05 | 02-ACC-MCC-241 | Fan/Blower | 02-ACC-MCC-241 | 480 V MOLDED CASE BREAKER
UNIT 2 ACC FAN GEARBOX OIL COOLER 02A | 02-ACC-HEX-02A | 02-ACC-MCC-241, BR2FB |  | 02-ACC-MCC-241 | 480 V MOLDED CASE BREAKER
UNIT 2 ACC FAN GEARBOX OIL COOLER 02C | 02-ACC-HEX-02C | 02-ACC-MCC-241, BR2FD |  | 02-ACC-MCC-241 | 480 V MOLDED CASE BREAKER
UNIT 2 ACC FAN GEARBOX OIL COOLER 02E | 02-ACC-HEX-02E | 02-ACC-MCC-241, BR2FF |  | 02-ACC-MCC-241 | 480 V MOLDED CASE BREAKER
UNIT 2 ACC FAN GEARBOX OIL COOLER 01B | 02-ACC-HEX-01B | 02-ACC-MCC-241, BR2FH |  | 02-ACC-MCC-241 | 480 V MOLDED CASE BREAKER
UNIT 2 ACC FAN GEARBOX OIL COOLER 01D | 02-ACC-HEX-01D | 02-ACC-MCC-241, BR2FK |  | 02-ACC-MCC-241 | 480 V MOLDED CASE BREAKER
UNIT 2 ACC FAN GEARBOX OIL COOLER 01F | 02-ACC-HEX-01F | 02-ACC-MCC-241, BR2FM |  | 02-ACC-MCC-241 | 480 V MOLDED CASE BREAKER
MAIN BREAKER 1 CONTROL POWER TRANSFORMER |  | 02-ACC-MCC-241, BR5FM |  | 02-ACC-MCC-241 | 480 V MOLDED CASE BREAKER
MAIN SUPPLY FEED FROM 02-MVA-XFR-24 |  | 02-ACC-MCC-241, BR5FM |  | 02-ACC-MCC-241 | 480 V MOLDED CASE BREAKER
ACC 2 LRVP 01B | 02-ARM-MPM-01B | 02-ACC-MCC-241, BR12FM | Pump | 02-ACC-MCC-241 | 480 V MOLDED CASE BREAKER
UNIT 2 LP DRAINS TANK PUMP MTR B | 02-STP-MPM-01B | 02-ACC-MCC-241, BR14FB | Pump | 02-ACC-MCC-241 | 480 V MOLDED CASE BREAKER
ACC 2 GLYCOL RECIRC PMP 03B | 02-ARM-MPM-03B | 02-ACC-MCC-241 | Pump | 02-ACC-MCC-241 | 480 V MOLDED CASE BREAKER
ACC 2 SEAL WTR PMP 02B | 02-ARM-MPM-02B | 02-ACC-MCC-241 | Pump | 02-ACC-MCC-241 | 480 V MOLDED CASE BREAKER
MAIN BREAKER 2 CONTROL POWER TRANSFORMER |  | 02-ACC-MCC-241 |  | 02-ACC-MCC-241 | 480 V MOLDED CASE BREAKER
SECONDARY SUPPLY FEED FROM 02-LVB-NSB-14 |  | 02-ACC-MCC-241 |  | 02-ACC-MCC-241 | 480 V MOLDED CASE BREAKER
UNIT 2 ACC FAN 3B | 02-ACC-MFN-03B | 02-ACC-MCC-261, CUBICLE9FM | Fan/Blower | 02-ACC-MCC-261 | 480 V MOLDED CASE BREAKER
UNIT 2 ACC FAN 3D | 02-ACC-MFN-03D | 02-ACC-MCC-261, CUBICLE10FM | Fan/Blower | 02-ACC-MCC-261 | 480 V MOLDED CASE BREAKER
UNIT 2 ACC FAN 3F | 02-ACC-MFN-03F | 02-ACC-MCC-261, CUBICLE11FM | Fan/Blower | 02-ACC-MCC-261 | 480 V MOLDED CASE BREAKER
UNIT 2 ACC FAN 4A | 02-ACC-MFN-04A | 02-ACC-MCC-261, CUBICLE6FM | Fan/Blower | 02-ACC-MCC-261 | 480 V MOLDED CASE BREAKER
UNIT 2 ACC FAN 4C | 02-ACC-MFN-04C | 02-ACC-MCC-261, CUBICLE7FM | Fan/Blower | 02-ACC-MCC-261 | 480 V MOLDED CASE BREAKER
UNIT 2 ACC FAN 4E | 02-ACC-MFN-04E | 02-ACC-MCC-261, CUBICLE8FM | Fan/Blower | 02-ACC-MCC-261 | 480 V MOLDED CASE BREAKER
UNIT 2 ACC FAN GEARBOX OIL COOLER 04A | 02-ACC-HEX-04A | 02-ACC-MCC-261, CUBICLE2FB |  | 02-ACC-MCC-261 | 480 V MOLDED CASE BREAKER
UNIT 2 ACC FAN GEARBOX OIL COOLER 04C | 02-ACC-HEX-04C | 02-ACC-MCC-261, CUBICLE2FD |  | 02-ACC-MCC-261 | 480 V MOLDED CASE BREAKER
UNIT 2 ACC FAN GEARBOX OIL COOLER 04E | 02-ACC-HEX-04E | 02-ACC-MCC-261, CUBICLE2FF |  | 02-ACC-MCC-261 | 480 V MOLDED CASE BREAKER
UNIT 2 ACC FAN GEARBOX OIL COOLER 03B | 02-ACC-HEX-03B | 02-ACC-MCC-261, CUBICLE2FH |  | 02-ACC-MCC-261 | 480 V MOLDED CASE BREAKER
UNIT 2 ACC FAN GEARBOX OIL COOLER 03D | 02-ACC-HEX-03D | 02-ACC-MCC-261, CUBICLE2FK |  | 02-ACC-MCC-261 | 480 V MOLDED CASE BREAKER
UNIT 2 ACC FAN GEARBOX OIL COOLER 03F | 02-ACC-HEX-03F | 02-ACC-MCC-261, CUBICLE2FM |  | 02-ACC-MCC-261 | 480 V MOLDED CASE BREAKER
MAIN BREAKER 1 CONTROL POWER TRANSFORMER |  | 02-ACC-MCC-261, CUBICLE4FM |  | 02-ACC-MCC-261 | 480 V MOLDED CASE BREAKER
MAIN SUPPLY FEED FROM 02-MVA-XFR-26 |  | 02-ACC-MCC-261, CUBICLE4FM |  | 02-ACC-MCC-261 | 480 V MOLDED CASE BREAKER
ACC 2 PDC XFMR 480-120/208VAC | 02-LVB-XFR-2611 | 02-ACC-MCC-261, CUBICLE5FJ(L) | Transformer | 02-ACC-MCC-261 | 480 V MOLDED CASE BREAKER
UNIT 2 ACC HEAT TRACE XFMR 480-120/208VAC | 02-HTT-XFR-2611 | 02-ACC-MCC-261, CUBICLE5FJ(R) | Transformer | 02-ACC-MCC-261 | 480 V MOLDED CASE BREAKER
ACC 2 LRVP 01D | 02-ARM-MPM-01D | 02-ACC-MCC-261, CUBICLE12FM | Pump | 02-ACC-MCC-261 | 480 V MOLDED CASE BREAKER
ACC 2 LRVP 01E | 02-ARM-MPM-01E | 02-ACC-MCC-261, CUBICLE13FM | Pump | 02-ACC-MCC-261 | 480 V MOLDED CASE BREAKER
ACC 2 SEAL WTR PMP 02D | 02-ARM-MPM-02D | 02-ACC-MCC-261, CUBICLE15FB | Pump | 02-ACC-MCC-261 | 480 V MOLDED CASE BREAKER
ACC 2 SEAL WTR PMP 02E | 02-ARM-MPM-02E | 02-ACC-MCC-261, CUBICLE15FD | Pump | 02-ACC-MCC-261 | 480 V MOLDED CASE BREAKER
MAIN BREAKER 2 CONTROL POWER TRANSFORMER |  | 02-ACC-MCC-261, CUBICLE16FM |  | 02-ACC-MCC-261 | 480 V MOLDED CASE BREAKER
SECONDARY SUPPLY FEED FROM 02-LVB-NSB-16 |  | 02-ACC-MCC-261, CUBICLE16FM |  | 02-ACC-MCC-261 | 480 V MOLDED CASE BREAKER
MAIN FEED TO ESSENTIAL DISTRIBUTION PANEL | 02BMT01 | TCP | Power Panel | 02BMT01
TURBINE CONTROL PANEL | 02MBY01GH001\10 | TCP | Control Power Feed | 02BMT01
TURBINE SUPERVISORY INSTRUMENT PANEL | 02MBY01GH016\10 | TCP | Control Power Feed | 02BMT01
LOCAL FIRE ALARM CONTROL PANEL | 02SGY03GH001 | TCP | Control Power Feed | 02BMT01
TURBINE PROTECTION PANEL | 02MBY01GH010\10 | TCP | Control Power Feed | 02BMT01
TURBINE REMOTE I/O PANEL A | 02MBY93GH001\10 | TCP | Control Power Feed | 02BMT01
TURBINE REMOTE I/O PANEL B | 02MBY93GH002\10 | TCP | Control Power Feed | 02BMT01
CONTROL PACKAGE INTERIOR LIGHTING - 1 | 02UCA51GP101 | TCP |  | 02BMT01
CONTROL PACKAGE INTERIOR LIGHTING - 2 | 02UCA51GP201 | TCP |  | 02BMT01
CONTROL PACKAGE EXTERIOR LIGHTING - 1 | 02UCA51GP102 | TCP |  | 02BMT01
CONTROL PACKAGE EXTERIOR LIGHTING - 2 | 02UCA51GP202 | TCP |  | 02BMT01
CONTROL PACKAGE LOCAL FIRE ALARM PANEL | 02SGY01GH001 | TCP | Control Power Feed | 02BMT01
CONTROL PACKAGE HVAC CONTROLLER | 02UCA51AH101-N01 | TCP |  | 02BMT01
BATTERY ROOM EXHAUST FAN | 02UCA51AN301 | TCP | Fan/Blower | 02BMT01
5 TON HVAC #1 |  | 02-LVB-PPL-1211, BR 1 HRSG MCC enclosure |  | 02-LVB-PPL-1211 | 480 V CIRCUIT BREACKER
5 TON HVAC #2 |  | 02-LVB-PPL-1211, BR 2 HRSG MCC enclosure |  | 02-LVB-PPL-1211 | 480 V CIRCUIT BREACKER
5 TON HVAC #3 |  | 02-LVB-PPL-1211, BR 3 HRSG MCC enclosure |  | 02-LVB-PPL-1211 | 480 V CIRCUIT BREACKER
SPARE GSU CTRL PNL 480 VAC PWR MAIN 1 | 03-GSU-CPL-01 | 02-LVB-PPL-1211, BR 4 HRSG MCC enclosure | Control Power Feed | 02-LVB-PPL-1211 | 480 V CIRCUIT BREACKER
AQA AMMONIA FORWARDING SYS 480VAC | 00-AQA-CPL-01 | 02-LVB-PPL-1211, BR 7 HRSG MCC enclosure | Control Power Feed | 02-LVB-PPL-1211 | 480 V CIRCUIT BREACKER
WELDING RECEPTACLE |  | 02-LVB-PPL-1211, BR 9 HRSG MCC enclosure |  | 02-LVB-PPL-1211 | 480 V CIRCUIT BREACKER
UNIT 2 CEMS DSW 01 480 VAC | 02-CEM-DSW-01 | 02-LVB-PPL-1211, BR 13 HRSG MCC enclosure |  | 02-LVB-PPL-1211 | 480 V CIRCUIT BREACKER
HRSG 2 LP BD MAINFOLD DRN MAIN PWR FEED | 02-MOV-HBD943 | 02-LVB-PPL-1211, BR 8 HRSG MCC enclosure | Motor Operated Valve | 02-LVB-PPL-1211 | 480 V CIRCUIT BREACKER
HRSG 2 LP SH STARTUP VENT MOV MAIN PWR FEED | 02-MOV-HLS905 | 02-LVB-PPL-1211, BR 5 HRSG MCC enclosure | Motor Operated Valve | 02-LVB-PPL-1211 | 480 V CIRCUIT BREACKER
HRSG 2 LP SH STM STOP VLV MAIN PWR FEED | 02-MOV-HLS906 | 02-LVB-PPL-1211, BR 6 HRSG MCC enclosure | Motor Operated Valve | 02-LVB-PPL-1211 | 480 V CIRCUIT BREACKER
HRSG 2 TOP LVL 480-208/120VAC XFR | 02-LVB-XFR-12121 | 02-LVB-PPL-1212, BR 3 Top of HRSG HP drum | Transformer | 02-LVB-PPL-1212 | 480 V CIRCUIT BREACKER
HRSG 2 SCR HOISE AND TROLLEY 480VAC PWR FEED | 02-SCR-JBX-104 | 02-LVB-PPL-1212, BR 5 Top of HRSG HP drum |  | 02-LVB-PPL-1212 | 480 V CIRCUIT BREACKER
HRSG 2 STACK DAMPER MAIN PWR FEED | 02-MOV-HEH901 | 02-LVB-PPL-1212, BR 7 Top of HRSG HP drum | Motor Operated Valve | 02-LVB-PPL-1212 | 480 V CIRCUIT BREACKER
HRSG 2 HP VENT MOV MAIN PWR FEED | 02-MOV-HHS905 | 02-LVB-PPL-1212, BR 11 Top of HRSG HP drum | Motor Operated Valve | 02-LVB-PPL-1212 | 480 V CIRCUIT BREACKER
HRSG 2 HP VENT MOV MAIN PWR FEED | 02-MOV-HHS906 | 02-LVB-PPL-1212, BR 10 Top of HRSG HP drum | Motor Operated Valve | 02-LVB-PPL-1212 | 480 V CIRCUIT BREACKER
HRSG 2 HP STEAM OUTLET STOP VALVE BYPASS MOV | 02-MOV-HHS907 | 02-LVB-PPL-1212, BR 12 Top of HRSG HP drum | Motor Operated Valve | 02-LVB-PPL-1212 | 480 V CIRCUIT BREACKER
HRSG 2 HP VENT MOV MAIN PWR FEED | 02-MOV-HHS913 | 02-LVB-PPL-1212, BR 6 Top of HRSG HP drum | Motor Operated Valve | 02-LVB-PPL-1212 | 480 V CIRCUIT BREACKER
HRSG 2 IP TO DA PEGGING MOV MAIN PWR FEED | 02-MOV-HIS910 | 02-LVB-PPL-1212, BR 4 Top of HRSG HP drum | Motor Operated Valve | 02-LVB-PPL-1212 | 480 V CIRCUIT BREACKER
HRSG 2 REHEAT OUTLET STARTUP VENT STOP MOV | 02-MOV-HRS904 | 02-LVB-PPL-1212, BR 14 Top of HRSG HP drum | Motor Operated Valve | 02-LVB-PPL-1212 | 480 V CIRCUIT BREACKER
HRSG 2 REHEAT STARTUP VENT MOV MAIN PWR FEED | 02-MOV-HRS911 | 02-LVB-PPL-1212, BR 8 Top of HRSG HP drum | Motor Operated Valve | 02-LVB-PPL-1212 | 480 V CIRCUIT BREACKER
UNIT 2 CCF HP/IP PHOSPHATE & AMMONIA SYS | 02-CCF-DSW-02 | 02-LVB-PPL-1213, BR 1 Outside HRSG SWG enclosure |  | 02-LVB-PPL-1213 | 480 V CIRCUIT BREACKER
UNIT 2 SMP PNL 10 TON TCU MAIN 480VAC | 02-SMP-HEX-01 | 02-LVB-PPL-1213, BR 3 Outside HRSG SWG enclosure |  | 02-LVB-PPL-1213 | 480 V CIRCUIT BREACKER
UNIT 2 OIL WATER SEP PWR 480VAC | 02-WDR-CPL-01 | 02-LVB-PPL-1213, BR 4 Outside HRSG SWG enclosure | Control Power Feed | 02-LVB-PPL-1213 | 480 V CIRCUIT BREACKER
HRSG 2 HP SH #1 DRN MOV VLV MAIN PWR FEED | 02-MOV-HHS910 | 02-LVB-PPL-1213, BR 12 Outside HRSG SWG enclosure | Motor Operated Valve | 02-LVB-PPL-1213 | 480 V CIRCUIT BREACKER
HRSG 2 HP FW MOV SHUTOFF VLV MAIN PWR FEED | 02-MOV-HHS941 | 02-LVB-PPL-1213, BR 5 Outside HRSG SWG enclosure | Motor Operated Valve | 02-LVB-PPL-1213 | 480 V CIRCUIT BREACKER
HRSG 2 IP SH MOV DRN VLV MAIN POWER FEED | 02-MOV-HIS915 | 02-LVB-PPL-1213, BR 9 Outside HRSG SWG enclosure | Motor Operated Valve | 02-LVB-PPL-1213 | 480 V CIRCUIT BREACKER
HRSG 2 IP SH MOV DRN VLV MAIN PWR FEED | 02-MOV-HIS918 | 02-LVB-PPL-1213, BR 6 Outside HRSG SWG enclosure | Motor Operated Valve | 02-LVB-PPL-1213 | 480 V CIRCUIT BREACKER
HRSG 2 IP FW MOV STOP VLV MAIN PWR FEED | 02-MOV-HIS941 | 02-LVB-PPL-1213, BR 10 Outside HRSG SWG enclosure | Motor Operated Valve | 02-LVB-PPL-1213 | 480 V CIRCUIT BREACKER
HRSG 2 LP SH STARTUP VENT MOV MAIN PWR FEED | 02-MOV-HLS902 | 02-LVB-PPL-1213, BR 7 Outside HRSG SWG enclosure | Motor Operated Valve | 02-LVB-PPL-1213 | 480 V CIRCUIT BREACKER
HRSG 2 LP EVAP STARTUP DRN MOV MAIN PWR FEED | 02-MOV-HLS908 | 02-LVB-PPL-1213, BR 8 Outside HRSG SWG enclosure | Motor Operated Valve | 02-LVB-PPL-1213 | 480 V CIRCUIT BREACKER
UNIT 2 AUXBLR TO STM SEP INLET BLK VLV | 02-MOV-AS321 | 02-LVB-PPL-1214, BR 10 Outside HRSG SWG enclosure | Motor Operated Valve | 02-LVB-PPL-1214 | 480 V CIRCUIT BREACKER
UNIT 2 AUXBLR TO STM SEP INLET BYP VLV | 02-MOV-AS322 | 02-LVB-PPL-1214, BR 9 Outside HRSG SWG enclosure | Motor Operated Valve | 02-LVB-PPL-1214 | 480 V CIRCUIT BREACKER
UNIT 2 BFW PMP 01A IP DISCH VLV PWR 480VAC | 02-MOV-BFW139 | 02-LVB-PPL-1214, BR 5 Outside HRSG SWG enclosure | Motor Operated Valve | 02-LVB-PPL-1214 | 480 V CIRCUIT BREACKER
UNIT 2 BFW PMP 01A IP DISCH BYP VLV PWR 480VAC | 02-MOV-BFW140 | 02-LVB-PPL-1214, BR 6 Outside HRSG SWG enclosure | Motor Operated Valve | 02-LVB-PPL-1214 | 480 V CIRCUIT BREACKER
UNIT 2 BFW PMP 01A HP DISCH VLV PWR 480VAC | 02-MOV-BFW145 | 02-LVB-PPL-1214, BR 1 Outside HRSG SWG enclosure | Motor Operated Valve | 02-LVB-PPL-1214 | 480 V CIRCUIT BREACKER
UNIT 2 BFW PMP 01A HP DISCH BYP VLV PWR 480VAC | 02-MOV-BFW146 | 02-LVB-PPL-1214, BR 2 Outside HRSG SWG enclosure | Motor Operated Valve | 02-LVB-PPL-1214 | 480 V CIRCUIT BREACKER
UNIT 2 BFW PMP 01B IP DISCH VLV PWR 480VAC | 02-MOV-BFW179 | 02-LVB-PPL-1214, BR 7 Outside HRSG SWG enclosure | Motor Operated Valve | 02-LVB-PPL-1214 | 480 V CIRCUIT BREACKER
UNIT 2 BFW PMP 01B IP DISCH BYP VLV PWR 480VAC | 02-MOV-BFW180 | 02-LVB-PPL-1214, BR 8 Outside HRSG SWG enclosure | Motor Operated Valve | 02-LVB-PPL-1214 | 480 V CIRCUIT BREACKER
UNIT 2 BFW PMP 01B HP DISCH VLV PWR 480VAC | 02-MOV-BFW185 | 02-LVB-PPL-1214, BR 3 Outside HRSG SWG enclosure | Motor Operated Valve | 02-LVB-PPL-1214 | 480 V CIRCUIT BREACKER
UNIT 2 BFW PMP 01B HP DISCH BYP VLV PWR 480VAC | 02-MOV-BFW186 | 02-LVB-PPL-1214, BR 4 Outside HRSG SWG enclosure | Motor Operated Valve | 02-LVB-PPL-1214 | 480 V CIRCUIT BREACKER
UNIT 1 LP SPARGING STEAM SHUTOFF VLV | 02-MOV-HLS944 | 02-LVB-PPL-1214, BR 11 Outside HRSG SWG enclosure | Motor Operated Valve | 02-LVB-PPL-1214 | 480 V CIRCUIT BREACKER
AUX BLR FEED WTR ISOLATION MOV 480VAC | 00-MOV-AXS-900 | 02-LVB-PPL-1215, BR 6 Pipe rack 1 by startup htr | Motor Operated Valve | 02-LVB-PPL-1215 | 480 V CIRCUIT BREACKER
AUX BLR MAIN STEAM STOP MOV 480VAC | 00-MOV-AXS901 | 02-LVB-PPL-1215, BR 7 Pipe rack 1 by startup htr | Motor Operated Valve | 02-LVB-PPL-1215 | 480 V CIRCUIT BREACKER
AUX BLR FEED WTR DA PMP 1 MOV 480VAC | 00-MOV-AXS-904 | 02-LVB-PPL-1215, BR 8 Pipe rack 1 by startup htr | Motor Operated Valve | 02-LVB-PPL-1215 | 480 V CIRCUIT BREACKER
AUX BLR FEED WTR DA PMP 2 MOV 480VAC | 00-MOV-AXS905 | 02-LVB-PPL-1215, BR 9 Pipe rack 1 by startup htr | Motor Operated Valve | 02-LVB-PPL-1215 | 480 V CIRCUIT BREACKER
CCF AUX BLR AMMONIA FEED PMP CPL 480VAC | 00-CCF-CPL-01 | 02-LVB-PPL-1215, BR 1 Pipe rack 1 by startup htr | Control Power Feed | 02-LVB-PPL-1215 | 480 V CIRCUIT BREACKER
AUX BLR BLDG 480-208/120VAC XFR 12151 FEED | 02-LVB-XFR-12151 | 02-LVB-PPL-1215, BR 5 Pipe rack 1 by startup htr | Transformer | 02-LVB-PPL-1215 | 480 V CIRCUIT BREACKER
AUX BOILER BLDG ROOF EXH FAN DSW 1 480 VAC | 00-HVC-DSW-01 | 02-LVB-PPL-1215, BR 11 Pipe rack 1 by startup htr |  | 02-LVB-PPL-1215 | 480 V CIRCUIT BREACKER
AUX BOILER BLDG ROOF EXH FAN DSW 2 480 VAC | 00-HVC-DSW-02 | 02-LVB-PPL-1215, BR 12 Pipe rack 1 by startup htr |  | 02-LVB-PPL-1215 | 480 V CIRCUIT BREACKER
AUX BOILER BLDG ROOF EXH FAN DSW 3 480 VAC | 00-HVC-DSW-03 | 02-LVB-PPL-1215, BR 13 Pipe rack 1 by startup htr |  | 02-LVB-PPL-1215 | 480 V CIRCUIT BREACKER
AUX BOILER ROLL UP DOOR 480VAC | 00-HVC-DOR-01 | 02-LVB-PPL-1215, BR 14 Pipe rack 1 by startup htr |  | 02-LVB-PPL-1215 | 480 V CIRCUIT BREACKER
SDR CPL LIFT STATION FEED A 480VAC | 00-SDR-CPL-01 | 02-LVB-PPL-1218, BR 1 NE corner of RO bldg | Control Power Feed | 02-LVB-PPL-1218 | 480 V CIRCUIT BREACKER
WT DRAINS SUMP PMP CPL FEED A 480VAC | 00-DWT-CPL-01 | 02-LVB-PPL-1218, BR 2 NE corner of RO bldg | Control Power Feed | 02-LVB-PPL-1218 | 480 V CIRCUIT BREACKER
WTT RO CIP PWR DIST 480VAC | 00-DWT-CPL-05A | 02-LVB-PPL-1218, BR 5 NE corner of RO bldg | Control Power Feed | 02-LVB-PPL-1218 | 480 V CIRCUIT BREACKER
SWS CPL MAIN PWR FEED - PWR CABLE | 00-SWS-CPL-01 | 02-LVB-PPL-1218, BR 6 NE corner of RO bldg | Control Power Feed | 02-LVB-PPL-1218 | 480 V CIRCUIT BREACKER
WTT BLDG 480-208/120VAC XFR 12181 FEED | 02-LVB-XFR-12181 | 02-LVB-PPL-1218, BR 14 NE corner of RO bldg | Transformer | 02-LVB-PPL-1218 | 480 V CIRCUIT BREACKER
5 TON HVAC #3 |  | 02-LVB-PPL-1411, BR1ACC MCC enclosure |  | 02-LVB-PPL-1411 | 480 V CIRCUIT BREACKER
5 TON HVAC #5 |  | 02-LVB-PPL-1411, BR3ACC MCC enclosure |  | 02-LVB-PPL-1411 | 480 V CIRCUIT BREACKER
5 TON HVAC #2 |  | 02-LVB-PPL-1411, BR2ACC MCC enclosure |  | 02-LVB-PPL-1411 | 480 V CIRCUIT BREACKER
WELDING RECEPTACLE |  | 02-LVB-PPL-1411, BR4ACC MCC enclosure |  | 02-LVB-PPL-1411 | 480 V CIRCUIT BREACKER
UNIT 2 COND TO COND IRON FLTR 01A VLV PWR 480V | 02-MOV-CND201 | 02-LVB-PPL-1411, BR5ACC MCC enclosure | Motor Operated Valve | 02-LVB-PPL-1411 | 480 V CIRCUIT BREACKER
UNIT 2 COND TO COND IRON FLTR 01B VLV PWR 480V | 02-MOV-CND211 | 02-LVB-PPL-1411, BR6ACC MCC enclosure | Motor Operated Valve | 02-LVB-PPL-1411 | 480 V CIRCUIT BREACKER
UNIT 2 COND IRON FLTR BYP VLV PWR 480VAC | 02-MOV-CND221 | 02-LVB-PPL-1411, BR7ACC MCC enclosure | Motor Operated Valve | 02-LVB-PPL-1411 | 480 V CIRCUIT BREACKER
UNIT 2 ACC STM VLV ROW 1 PWR 480VAC | 02-MOV-CND814 | 02-LVB-PPL-1411, BR10ACC MCC enclosure | Motor Operated Valve | 02-LVB-PPL-1411 | 480 V CIRCUIT BREACKER
UNIT 2 ACC STM VLV ROW 2 PWR 480VAC | 02-MOV-CND815 | 02-LVB-PPL-1411, BR12ACC MCC enclosure | Motor Operated Valve | 02-LVB-PPL-1411 | 480 V CIRCUIT BREACKER
5 TON HVAC #1 |  | 02-LVB-PPL-1611, BR1ACC MCC enclosure |  | 02-LVB-PPL-1611 | 480 V CIRCUIT BREACKER
UNIT 2 CND TNK IMMERSION HTR | 02-CND-HTR-869 | 02-LVB-PPL-1611, BR5ACC MCC enclosure | Heater | 02-LVB-PPL-1611 | 480 V CIRCUIT BREACKER
UNIT 2 ACC UPPER DECK WELDING RECEPT 4 | 02-LVB-RCP-04 | 02-LVB-PPL-1611, BR7ACC MCC enclosure |  | 02-LVB-PPL-1611 | 480 V CIRCUIT BREACKER
UNIT 2 ACC UPPER DECK WELDING RECEPT 5 | 02-LVB-RCP-05 | 02-LVB-PPL-1611, BR9ACC MCC enclosure |  | 02-LVB-PPL-1611 | 480 V CIRCUIT BREACKER
UNIT 2 ACC UPPER DECK WELDING RECEPT 6 | 02-LVB-RCP-06 | 02-LVB-PPL-1611, BR11ACC MCC enclosure |  | 02-LVB-PPL-1611 | 480 V CIRCUIT BREACKER
5 TON HVAC #4 |  | 02-LVB-PPL-1611, BR2ACC MCC enclosure |  | 02-LVB-PPL-1611 | 480 V CIRCUIT BREACKER
UNIT 2 ACC UPPER DECK WELDING RECEPT 7 | 02-LVB-RCP-07 | 02-LVB-PPL-1611, BR10ACC MCC enclosure |  | 02-LVB-PPL-1611 | 480 V CIRCUIT BREACKER
UNIT 2 ACC GRADE WELDING RECEPT 8 | 02-LVB-RCP-08 | 02-LVB-PPL-1611, BR12ACC MCC enclosure |  | 02-LVB-PPL-1611 | 480 V CIRCUIT BREACKER
UNIT 2 TUR BLDG 480V/208-120V AC DIST XFR 1 | 02-LVB-XFR-22111 | 02-LVB-PPL-2211, BR 4 Maintenance shop NW | Transformer | 02-LVB-PPL-2211 | 480 V CIRCUIT BREACKER
UNIT 2 TURBINE BUILDING 480V PANELBOARD SE | 02-LVB-PPL-22112 | 02-LVB-PPL-2211, BR 5 Maintenance shop NW | Power Panel | 02-LVB-PPL-2211 | 480 V CIRCUIT BREACKER
UNIT 2 TURBINE BUILDING 480V PANELBOARD SW | 02-LVB-PPL-22113 | 02-LVB-PPL-2211, BR 6 Maintenance shop NW | Power Panel | 02-LVB-PPL-2211 | 480 V CIRCUIT BREACKER
UNIT 2 TURBINE BLDG ROOF EXH FAN DSW 51 480V | 02-HVC-DSW-51 | 02-LVB-PPL-22112, BR1SE turbine deck |  | 02-LVB-PPL-22112 | 480 V CIRCUIT BREACKER
UNIT 2 TURBINE BLDG ROOF EXH FAN DSW 52 480V | 02-HVC-DSW-52 | 02-LVB-PPL-22112, BR2SE turbine deck |  | 02-LVB-PPL-22112 | 480 V CIRCUIT BREACKER
UNIT 2 TURBINE BLDG ROOF EXH FAN DSW 53 480V | 02-HVC-DSW-53 | 02-LVB-PPL-22112, BR3SE turbine deck |  | 02-LVB-PPL-22112 | 480 V CIRCUIT BREACKER
UNIT 2 TURBINE BLDG ROOF EXH FAN DSW 54 480V | 02-HVC-DSW-54 | 02-LVB-PPL-22112, BR4SE turbine deck |  | 02-LVB-PPL-22112 | 480 V CIRCUIT BREACKER
UNIT 2 TURBINE BLDG ROOF EXH FAN DSW 55 480V | 02-HVC-DSW-55 | 02-LVB-PPL-22112, BR5SE turbine deck |  | 02-LVB-PPL-22112 | 480 V CIRCUIT BREACKER
UNIT 2 TURBINE BLDG ROOF EXH FAN DSW 56 480V | 02-HVC-DSW-56 | 02-LVB-PPL-22112, BR6SE turbine deck |  | 02-LVB-PPL-22112 | 480 V CIRCUIT BREACKER
UNIT 2 TURBINE BLDG ROOF EXH FAN DSW 57 480V | 02-HVC-DSW-57 | 02-LVB-PPL-22112, BR7SE turbine deck |  | 02-LVB-PPL-22112 | 480 V CIRCUIT BREACKER
UNIT 2 TURBINE BLDG ROOF EXH FAN DSW 58 480V | 02-HVC-DSW-58 | 02-LVB-PPL-22112, BR8SE turbine deck |  | 02-LVB-PPL-22112 | 480 V CIRCUIT BREACKER
UNIT 2 TURBINE BLDG AHU 67 DSW 480 VAC | 02-HVC-DSW-67 | 02-LVB-PPL-22112, BR9SE turbine deck |  | 02-LVB-PPL-22112 | 480 V CIRCUIT BREACKER
UNIT 2 TURBINE BLDG AHU 54 DSW 480 VAC | 02-HVC-DSW-70 | 02-LVB-PPL-22112, BR10SE turbine deck |  | 02-LVB-PPL-22112 | 480 V CIRCUIT BREACKER
UNIT 2 TURBINE BLDG ROLL UP DOOR 1 480 VAC | 02-HVC-DOR-01 | 02-LVB-PPL-22112, BR11SE turbine deck |  | 02-LVB-PPL-22112 | 480 V CIRCUIT BREACKER
TUR BLD 02 LOCAL FIRE ALARM CPL NODE #3 | 00-FPS-PNL-14 | 02-LVB-PPL-22113, BR5SW turbine deck |  | 02-LVB-PPL-22113 | 480 V CIRCUIT BREACKER
UNIT 2 WTT CALCITE FILTER 120VAC RECEP | 02-DWS-CPL-06 | 02-LVB-PPL-22113, BR6SW turbine deck | Control Power Feed | 02-LVB-PPL-22113 | 480 V CIRCUIT BREACKER
ST 2 DRNS SUMP PMP CTRL PNL REDUNDANT 1 120V | 02-PDR-CPL-01 | 02-LVB-PPL-22113, BR7SW turbine deck | Control Power Feed | 02-LVB-PPL-22113 | 480 V CIRCUIT BREACKER
UNIT 2 DRAINS TANK AREA DECK LIGHTS 120VAC | 02-2701-W2 | 02-LVB-PPL-22113, BR8SW turbine deck |  | 02-LVB-PPL-22113 | 480 V CIRCUIT BREACKER
UNIT 2 SFC XFMR S.HTR 120 VAC MAIN | 02MKE01GT101 | 02-LVB-PPL-22113, BR9SW turbine deck |  | 02-LVB-PPL-22113 | 480 V CIRCUIT BREACKER
UNIT 2 DRAINS TANK AREA CONVENIENCE RECP | 02-1301-R1 | 02-LVB-PPL-22113, BR10SW turbine deck |  | 02-LVB-PPL-22113 | 480 V CIRCUIT BREACKER
UNIT 2 TURB CTRL PKG SAFETY SHWR 120 VAC MAIN | 00-PWS-JBX-06 | 02-LVB-PPL-22113, BR11SW turbine deck |  | 02-LVB-PPL-22113 | 480 V CIRCUIT BREACKER
UNIT 2 IPBD VTSC MAIN PWR 208VAC | 02-IPB-CPL-03 | 02-LVB-PPL-22113, BR12/14/16SW turbine deck | Control Power Feed | 02-LVB-PPL-22113 | 480 V CIRCUIT BREACKER
UNIT 2 CALCITE FILTER CO2 INJECT MODULE CTRL PNL | 02-DWS-CPL-07 | 02-LVB-PPL-22113, BR13SW turbine deck | Control Power Feed | 02-LVB-PPL-22113 | 480 V CIRCUIT BREACKER
UNIT 1 GCB PLATFORM LIGHTS | 02-3301-M1 | 02-LVB-PPL-22113, BR15SW turbine deck |  | 02-LVB-PPL-22113 | 480 V CIRCUIT BREACKER
UNIT 2 IPBD DCT/UAT DSW HTRS 208VAC | 02-IPB-CPL-02 | 02-LVB-PPL-22113, BR18/20/22SW turbine deck | Control Power Feed | 02-LVB-PPL-22113 | 480 V CIRCUIT BREACKER
UNIT 2 TURBINE BLDG WEST WALL INTAKE LOUVER 77 | 02-HVC-LVR-77 | 02-LVB-PPL-22113, BR23SW turbine deck |  | 02-LVB-PPL-22113 | 480 V CIRCUIT BREACKER
UNIT 2 TURBINE BLDG WEST WALL INTAKE LOUVER 74 | 02-HVC-LVR-74 | 02-LVB-PPL-22113, BR24SW turbine deck |  | 02-LVB-PPL-22113 | 480 V CIRCUIT BREACKER
UNIT 2 TURBINE BLDG GAS HEATER FAN 51 120 VAC | 02-HVC-HTR-51 | 02-LVB-PPL-22113, BR25SW turbine deck | Heater | 02-LVB-PPL-22113 | 480 V CIRCUIT BREACKER
UNIT 2 TURBINE BLDG GAS HEATER FAN 61 120 VAC | 02-HVC-HTR-61 | 02-LVB-PPL-22113, BR26SW turbine deck | Heater | 02-LVB-PPL-22113 | 480 V CIRCUIT BREACKER
UNIT 2 TURBINE BLDG GAS HEATER FAN 52 120 VAC | 02-HVC-HTR-52 | 02-LVB-PPL-22113, BR27SW turbine deck | Heater | 02-LVB-PPL-22113 | 480 V CIRCUIT BREACKER
UNIT 2 TURBINE BLDG GAS HEATER FAN 62 120 VAC | 02-HVC-HTR-62 | 02-LVB-PPL-22113, BR28SW turbine deck | Heater | 02-LVB-PPL-22113 | 480 V CIRCUIT BREACKER
UNIT 2 TURBINE BLDG GAS HEATER FAN 53 120 VAC | 02-HVC-HTR-53 | 02-LVB-PPL-22113, BR29SW turbine deck | Heater | 02-LVB-PPL-22113 | 480 V CIRCUIT BREACKER
UNIT 2 TURBINE BLDG GAS HEATER FAN 63 120 VAC | 02-HVC-HTR-63 | 02-LVB-PPL-22113, BR30SW turbine deck | Heater | 02-LVB-PPL-22113 | 480 V CIRCUIT BREACKER
UNIT 2 TURBINE BLDG EMERGENCY LIGHTING | 02-4001-E2 | 02-LVB-PPL-22113, BR31SW turbine deck |  | 02-LVB-PPL-22113 | 480 V CIRCUIT BREACKER
UNIT 2 TURBINE BLDG EMERGENCY LIGHTING | 02-4101-E5 | 02-LVB-PPL-22113, BR32SW turbine deck |  | 02-LVB-PPL-22113 | 480 V CIRCUIT BREACKER
5 TON HVAC #4 |  | 02-LVB-PPL-2212, BR 1 Inside HRSG SWG enclosure |  | 02-LVB-PPL-2212 | 480 V CIRCUIT BREACKER
5 TON HVAC #5 |  | 02-LVB-PPL-2212, BR 2 Inside HRSG SWG enclosure |  | 02-LVB-PPL-2212 | 480 V CIRCUIT BREACKER
5 TON HVAC #6 |  | 02-LVB-PPL-2212, BR 3 Inside HRSG SWG enclosure |  | 02-LVB-PPL-2212 | 480 V CIRCUIT BREACKER
UNIT 2 CEMS DSW 02 480 VAC | 02-CEM-DSW-02 | 02-LVB-PPL-2212, BR 13 Inside HRSG SWG enclosure |  | 02-LVB-PPL-2212 | 480 V CIRCUIT BREACKER
HRSG 2 HP BD MAINFOLD DRN MAIN PWR FEED | 02-MOV-HBD941 | 02-LVB-PPL-2212, BR 8 Inside HRSG SWG enclosure | Motor Operated Valve | 02-LVB-PPL-2212 | 480 V CIRCUIT BREACKER
HRSG 2 IP BD MAINFOLD DRN MAIN PWR FEED | 02-MOV-HBD942 | 02-LVB-PPL-2212, BR 9 Inside HRSG SWG enclosure | Motor Operated Valve | 02-LVB-PPL-2212 | 480 V CIRCUIT BREACKER
HRSG 2 REHEAT ATTEMP INLET SHUTOFF VLV FEED | 02-MOV-HRS912 | 02-LVB-PPL-2212, BR 6 Inside HRSG SWG enclosure | Motor Operated Valve | 02-LVB-PPL-2212 | 480 V CIRCUIT BREACKER
HRSG 2 HP ATTEMP COOLING WATER SHUTOFF VLV | 02-MOV-HRS914 | 02-LVB-PPL-2212, BR 5 Inside HRSG SWG enclosure | Motor Operated Valve | 02-LVB-PPL-2212 | 480 V CIRCUIT BREACKER
HRSG 2 REHEAT DRN MOV MAIN PWR FEED | 02-MOV-HRS914 | 02-LVB-PPL-2212, BR 7 Inside HRSG SWG enclosure | Motor Operated Valve | 02-LVB-PPL-2212 | 480 V CIRCUIT BREACKER
UNIT 2 BFP A SOUND ENCLOSURE HEATER PWR FEED | 02-BFW-PNL-01A | 02-LVB-PPL-2213, BR 1 Outside HRSG SWG enclosure |  | 02-LVB-PPL-2213 | 480 V CIRCUIT BREACKER
UNIT 2 BFP B SOUND ENCLOSURE HEATER PWR FEED | 02-BFW-PNL-01B | 02-LVB-PPL-2213, BR 2 Outside HRSG SWG enclosure |  | 02-LVB-PPL-2213 | 480 V CIRCUIT BREACKER
HRSG 2 GRADE W 480VAC PANELBOARD 2 MAIN FEED | 02-LVB-PPL-22131 | 02-LVB-PPL-2213, BR 10 Outside HRSG SWG enclosure | Power Panel | 02-LVB-PPL-2213 | 480 V CIRCUIT BREACKER
UNIT 2 ACHE AREA WELDING RECEPT | 02-LVB-RCP-02 | 02-LVB-PPL-2213, BR 11 Outside HRSG SWG enclosure |  | 02-LVB-PPL-2213 | 480 V CIRCUIT BREACKER
UNIT 2 HRSG STACK HOIST PWR FEED | 02-HRG-HST-01 | 02-LVB-PPL-2213, BR 13 Outside HRSG SWG enclosure |  | 02-LVB-PPL-2213 | 480 V CIRCUIT BREACKER
UNIT 2 BFW PUMP 01B HOIST 480VAC PWR FEED | 02-BFW-HST-01B | 02-LVB-PPL-2213, BR 14 Outside HRSG SWG enclosure |  | 02-LVB-PPL-2213 | 480 V CIRCUIT BREACKER
UNIT 2 HP STEAM BYPASS VALVE HOIST PWR FEED | 02-HPS-HST-01 | 02-LVB-PPL-2213, BR 15 Outside HRSG SWG enclosure |  | 02-LVB-PPL-2213 | 480 V CIRCUIT BREACKER
PIPERACK 2 WELDING RECEPT 9 480VAC | 02-LVB-RCP-09 | 02-LVB-PPL-2213, BR 16 Outside HRSG SWG enclosure |  | 02-LVB-PPL-2213 | 480 V CIRCUIT BREACKER
UNIT 2 BFW PUMP 01A HOIST 480VAC PWR FEED | 02-BFW-HST-01A | 02-LVB-PPL-2213, BR 17 Outside HRSG SWG enclosure |  | 02-LVB-PPL-2213 | 480 V CIRCUIT BREACKER
PIPERACK 2 WELDING RECEPT 11 480VAC | 02-LVB-RCP-11 | 02-LVB-PPL-2213, BR 18 Outside HRSG SWG enclosure |  | 02-LVB-PPL-2213 | 480 V CIRCUIT BREACKER
PIPERACK 2 WELDING RECEPT 10 480VAC | 02-LVB-RCP-10 | 02-LVB-PPL-2213, BR 19 Outside HRSG SWG enclosure |  | 02-LVB-PPL-2213 | 480 V CIRCUIT BREACKER
PIPERACK 2 WELDING RECEPT 13 480VAC | 02-LVB-RCP-13 | 02-LVB-PPL-2213, BR 20 Outside HRSG SWG enclosure |  | 02-LVB-PPL-2213 | 480 V CIRCUIT BREACKER
PIPERACK 2 WELDING RECEPT 12 480VAC | 02-LVB-RCP-12 | 02-LVB-PPL-2213, BR 21 Outside HRSG SWG enclosure |  | 02-LVB-PPL-2213 | 480 V CIRCUIT BREACKER
HRSG 2 HP INTERMITTENT BLOWDOWN STOP FEED | 02-MOV-HHS909 | 02-LVB-PPL-2213, BR 7 Outside HRSG SWG enclosure | Motor Operated Valve | 02-LVB-PPL-2213 | 480 V CIRCUIT BREACKER
HRSG 2 HP INTERMITTENT BLOWDOWN STOP FEED | 02-MOV-HHS912 | 02-LVB-PPL-2213, BR 9 Outside HRSG SWG enclosure | Motor Operated Valve | 02-LVB-PPL-2213 | 480 V CIRCUIT BREACKER
HRSG 2 IP STEAM OUTLET MOV MAIN PWR FEED | 02-MOV-HIS902 | 02-LVB-PPL-2213, BR 3 Outside HRSG SWG enclosure | Motor Operated Valve | 02-LVB-PPL-2213 | 480 V CIRCUIT BREACKER
HRSG 2 IP FEEDWATER FGH STOP VLV MAIN PWR FEED | 02-MOV-HIS904 | 02-LVB-PPL-2213, BR 5 Outside HRSG SWG enclosure | Motor Operated Valve | 02-LVB-PPL-2213 | 480 V CIRCUIT BREACKER
HRSG 2 IP CONT BLOWDOWN STOP MAIN PWR FEED | 02-MOV-HIS905 | 02-LVB-PPL-2213, BR 6 Outside HRSG SWG enclosure | Motor Operated Valve | 02-LVB-PPL-2213 | 480 V CIRCUIT BREACKER
HRSG 2 IP STEAM STOP MAIN PWR FEED | 02-MOV-HIS908 | 02-LVB-PPL-2213, BR 8 Outside HRSG SWG enclosure | Motor Operated Valve | 02-LVB-PPL-2213 | 480 V CIRCUIT BREACKER
HRSG 2 IP SH MOV VENT VLV 480 VAC | 02-MOV-HIS946 | 02-LVB-PPL-2213, BR 12 Outside HRSG SWG enclosure | Motor Operated Valve | 02-LVB-PPL-2213 | 480 V CIRCUIT BREACKER
HRSG 2 LP FEEDWATER INLET STOP MAIN PWR FEED | 02-MOV-HLS931 | 02-LVB-PPL-2213, BR 4 Outside HRSG SWG enclosure | Motor Operated Valve | 02-LVB-PPL-2213 | 480 V CIRCUIT BREACKER
HRSG 2 BFW LOL HTR A 480VAC | 02-BFW-HTR-02A | 02-LVB-PPL-22131, BR4Outside HRSG SWG enclosure | Heater | 02-LVB-PPL-22131 | 480 V CIRCUIT BREACKER
HRSG 2 BFW LOL HTR B 480VAC | 02-BFW-HTR-02B | 02-LVB-PPL-22131, BR14Outside HRSG SWG enclosure | Heater | 02-LVB-PPL-22131 | 480 V CIRCUIT BREACKER
HRSG 2 HP SPARGING STEAM MOV MAIN PWR FEED | 02-MOV-HHS904 | 02-LVB-PPL-22131, BR11Outside HRSG SWG enclosure | Motor Operated Valve | 02-LVB-PPL-22131 | 480 V CIRCUIT BREACKER
HRSG 2 ATTEMP DRN POT STOP MOV MAIN PWR FEED | 02-MOV-HHS911 | 02-LVB-PPL-22131, BR13Outside HRSG SWG enclosure | Motor Operated Valve | 02-LVB-PPL-22131 | 480 V CIRCUIT BREACKER
HRSG 2 HP ECON VENT MAIN PWR FEED | 02-MOV-HHS942 | 02-LVB-PPL-22131, BR9Outside HRSG SWG enclosure | Motor Operated Valve | 02-LVB-PPL-22131 | 480 V CIRCUIT BREACKER
HRSG 2 HP CASCADING BLOWDOWN ISOLATION FEED | 02-MOV-HHS943 | 02-LVB-PPL-22131, BR10Outside HRSG SWG enclosure | Motor Operated Valve | 02-LVB-PPL-22131 | 480 V CIRCUIT BREACKER
HRSG 2 IP SPARGING STEAM STOP MAIN PWR FEED | 02-MOV-HIS909 | 02-LVB-PPL-22131, BR5Outside HRSG SWG enclosure | Motor Operated Valve | 02-LVB-PPL-22131 | 480 V CIRCUIT BREACKER
HRSG 2 IP INTERMITTENT BLOWDOWN STOP FEED | 02-MOV-HIS916 | 02-LVB-PPL-22131, BR6Outside HRSG SWG enclosure | Motor Operated Valve | 02-LVB-PPL-22131 | 480 V CIRCUIT BREACKER
HRSG 2 IP INTERMITTENT BLOWDOWN STOP FEED | 02-MOV-HIS917 | 02-LVB-PPL-22131, BR8Outside HRSG SWG enclosure | Motor Operated Valve | 02-LVB-PPL-22131 | 480 V CIRCUIT BREACKER
HRSG 2 IP ECON VENT STOP MAIN PWR FEED | 02-MOV-HIS943 | 02-LVB-PPL-22131, BR12Outside HRSG SWG enclosure | Motor Operated Valve | 02-LVB-PPL-22131 | 480 V CIRCUIT BREACKER
HRSG 2 LP ECON VENT MAIN PWR FEED | 02-MOV-HLS907 | 02-LVB-PPL-22131, BR7Outside HRSG SWG enclosure | Motor Operated Valve | 02-LVB-PPL-22131 | 480 V CIRCUIT BREACKER
SDR CPL LIFT STATION FEED B 480VAC | 00-SDR-CPL-01 | 02-LVB-PPL-2214, BR 1 NE corner of RO bldg | Control Power Feed | 02-LVB-PPL-2214 | 480 V CIRCUIT BREACKER
WT DRAINS SUMP PMP CPL FEED B 480VAC | 00-DWT-CPL-01 | 02-LVB-PPL-2214, BR 2 NE corner of RO bldg | Control Power Feed | 02-LVB-PPL-2214 | 480 V CIRCUIT BREACKER
DWS CPL PWR FEED | 00-DWS-CPL-01 | 02-LVB-PPL-2214, BR 3 NE corner of RO bldg | Control Power Feed | 02-LVB-PPL-2214 | 480 V CIRCUIT BREACKER
ADMN BLDG 480-208/120VAC XFR | 02-LVB-PPL-22141 | 02-LVB-PPL-2214, BR 5 NE corner of RO bldg | Power Panel | 02-LVB-PPL-2214 | 480 V CIRCUIT BREACKER
ADMIN BLDG WELDING RECEPT | 00-LVB-RCP-01 | 02-LVB-PPL-2214, BR 7 NE corner of RO bldg |  | 02-LVB-PPL-2214 | 480 V CIRCUIT BREACKER
UNIT 2 TURBINE BLDG ROOF EXH FAN DSW 59 480V | 02-HVC-DSW-59 | 02-LVB-PPL-2215, BR1NE corner turbine bldg |  | 02-LVB-PPL-2215 | 480 V CIRCUIT BREACKER
UNIT 2 TURBINE BLDG ROOF EXH FAN DSW 60 480V | 02-HVC-DSW-60 | 02-LVB-PPL-2215, BR2NE corner turbine bldg |  | 02-LVB-PPL-2215 | 480 V CIRCUIT BREACKER
UNIT 2 TURBINE BLDG ROOF EXH FAN DSW 61 480V | 02-HVC-DSW-61 | 02-LVB-PPL-2215, BR3NE corner turbine bldg |  | 02-LVB-PPL-2215 | 480 V CIRCUIT BREACKER
UNIT 2 TURBINE BLDG ROOF EXH FAN DSW 62 480V | 02-HVC-DSW-62 | 02-LVB-PPL-2215, BR4NE corner turbine bldg |  | 02-LVB-PPL-2215 | 480 V CIRCUIT BREACKER
UNIT 2 TURBINE BLDG ROOF EXH FAN DSW 63 480V | 02-HVC-DSW-63 | 02-LVB-PPL-2215, BR5NE corner turbine bldg |  | 02-LVB-PPL-2215 | 480 V CIRCUIT BREACKER
UNIT 2 TURBINE BLDG ROOF EXH FAN DSW 64 480V | 02-HVC-DSW-64 | 02-LVB-PPL-2215, BR6NE corner turbine bldg |  | 02-LVB-PPL-2215 | 480 V CIRCUIT BREACKER
UNIT 2 TURBINE BLDG ROOF EXH FAN DSW 65 480V | 02-HVC-DSW-65 | 02-LVB-PPL-2215, BR7NE corner turbine bldg |  | 02-LVB-PPL-2215 | 480 V CIRCUIT BREACKER
UNIT 2 TURBINE BLDG ROOF EXH FAN DSW 66 480V | 02-HVC-DSW-66 | 02-LVB-PPL-2215, BR8NE corner turbine bldg |  | 02-LVB-PPL-2215 | 480 V CIRCUIT BREACKER
UNIT 2 TURBINE BLDG AHU 53 DSW 480 VAC | 02-HVC-DSW-69 | 02-LVB-PPL-2215, BR9NE corner turbine bldg |  | 02-LVB-PPL-2215 | 480 V CIRCUIT BREACKER
UNIT 2 TURBINE BLDG AHU 68 DSW 480 VAC | 02-HVC-DSW-68 | 02-LVB-PPL-2215, BR10NE corner turbine bldg |  | 02-LVB-PPL-2215 | 480 V CIRCUIT BREACKER
UNIT 2 TURBINE BLDG ROLL UP DOOR 2 480 VAC | 02-HVC-DOR-02 | 02-LVB-PPL-2215, BR11NE corner turbine bldg |  | 02-LVB-PPL-2215 | 480 V CIRCUIT BREACKER
SWYD PPL 2 480VAC MAIN | 02-LVB-PPL-2711 | MVB, 02-LVB-SWB-271, BR 2 | Power Panel | 02-LVB-SWB-271 | 480 V CIRCUIT BREACKER
UPS SYSTEM UNIT 02 | 02-LVF-UPS-01 | MVB, 02-LVB-SWB-271, BR 4 |  | 02-LVB-SWB-271 | 480 V CIRCUIT BREACKER
UNIT 2 GSU CTRL PNL 480 VAC PWR MAIN 1 | 02-GSU-CPL-01 | MVB, 02-LVB-SWB-271, BR 6 | Control Power Feed | 02-LVB-SWB-271 | 480 V CIRCUIT BREACKER
10 TON HVAC UNIT - MAIN ROOM HVAC #6 |  | MVB, 02-LVB-SWB-271, BR 8 |  | 02-LVB-SWB-271 | 480 V CIRCUIT BREACKER
WELDING RECEPTACLE #3 |  | MVB, 02-LVB-SWB-271, BR 10 |  | 02-LVB-SWB-271 | 480 V CIRCUIT BREACKER
WELDING RECEPTACLE #4 |  | MVB, 02-LVB-SWB-271, BR 12 |  | 02-LVB-SWB-271 | 480 V CIRCUIT BREACKER
UNIT 2 125VDC BATTERY CHARGER A | 02-LVE-CHG-01A | MVB, 02-LVB-SWB-271, BR 16 |  | 02-LVB-SWB-271 | 480 V CIRCUIT BREACKER
UPS BYPASS TRANSFORMER | 00-LVF-XFR-01 | MVB, 02-LVB-SWB-271, BR 3 | Transformer | 02-LVB-SWB-271 | 480 V CIRCUIT BREACKER
UNIT 1 GSU CTRL PNL 480 VAC PWR MAIN 2 | 01-GSU-CPL-01 | MVB, 02-LVB-SWB-271, BR 7 | Control Power Feed | 02-LVB-SWB-271 | 480 V CIRCUIT BREACKER
10 TON HVAC UNIT - MAIN ROOM HVAC #8 |  | MVB, 02-LVB-SWB-271, BR 9 |  | 02-LVB-SWB-271 | 480 V CIRCUIT BREACKER
10 TON HVAC UNIT - MAIN ROOM HVAC #10 |  | MVB, 02-LVB-SWB-271, BR 11 |  | 02-LVB-SWB-271 | 480 V CIRCUIT BREACKER
UNIT 1 125VDC BATTERY CHARGER B (MVB) | 01-LVE-CHG-01B | MVB, 02-LVB-SWB-271, BR 15 |  | 02-LVB-SWB-271 | 480 V CIRCUIT BREACKER
MV PDC XFMR 2 480-120/208VAC | 02-LVB-XFR-2712 | MVB, 02-LVB-SWB-271, BR 17 | Transformer | 02-LVB-SWB-271 | 480 V CIRCUIT BREACKER
UNIT 2 GEN EXCIT PKG AUX PWR SPLY 480 VAC | 02MKC01GP101 | MVB, 02-LVB-SWB-271, BR 25 |  | 02-LVB-SWB-271 | 480 V CIRCUIT BREACKER
INA ADY A PWR FEED | 00-INA-CPL-02A | MVB, 02-LVB-SWB-271, BR 29 | Control Power Feed | 02-LVB-SWB-271 | 480 V CIRCUIT BREACKER
ROADWAY LIGHTS SOUTHEAST SECTION 480VAC | 02-LTG-CNT-2711 | MVB, 02-LVB-SWB-271, BR 33 |  | 02-LVB-SWB-271 | 480 V CIRCUIT BREACKER
ROADWAY LIGHTS NORTH SECTION 480VAC | 02-LTG-CNT-2711 | MVB, 02-LVB-SWB-271, BR 35 |  | 02-LVB-SWB-271 | 480 V CIRCUIT BREACKER
UNIT 2 GT SFC PKG AUX PWR SPLY 480 VAC | 02MKE01GP101 | MVB, 02-LVB-SWB-271, BR 37 |  | 02-LVB-SWB-271 | 480 V CIRCUIT BREACKER
UNIT 2 UAT AREA WELDING RECEPT | 02-LVB-RCP-03 | MVB, 02-LVB-SWB-271, BR 43 |  | 02-LVB-SWB-271 | 480 V CIRCUIT BREACKER
UNIT 2 TURBINE BLDG WELDING RECEPT | 02-LVB-RCP-01 | MVB, 02-LVB-SWB-271, BR 45 |  | 02-LVB-SWB-271 | 480 V CIRCUIT BREACKER
10kW ROOM HEATER #4 |  | MVB, 02-LVB-SWB-271, BR 47 |  | 02-LVB-SWB-271 | 480 V CIRCUIT BREACKER
10kW ROOM HEATER #6 |  | MVB, 02-LVB-SWB-271, BR 49 |  | 02-LVB-SWB-271 | 480 V CIRCUIT BREACKER
5 TON HVAC - BATTERY ROOM UNIT #2 |  | MVB, 02-LVB-SWB-271, BR 51 |  | 02-LVB-SWB-271 | 480 V CIRCUIT BREACKER
UAT 1 CTRL PNL 480 VAC PWR MAIN 2 | 00-UAT-CPL-01 | MVB, 02-LVB-SWB-271, BR 53 | Control Power Feed | 02-LVB-SWB-271 | 480 V CIRCUIT BREACKER
UAT 2 CTRL PNL 480 VAC PWR MAIN 1 | 00-UAT-CPL-02 | MVB, 02-LVB-SWB-271, BR 55 | Control Power Feed | 02-LVB-SWB-271 | 480 V CIRCUIT BREACKER
UNIT 2 GCB CPL MAIN 480 VAC | 02-GEN-CPL-01 | MVB, 02-LVB-SWB-271, BR 57 | Control Power Feed | 02-LVB-SWB-271 | 480 V CIRCUIT BREACKER
WAREHOUSE BUILDING LOAD BKR | 02-LVB-DSW-2713 | MVB, 02-LVB-SWB-271, BR 26 |  | 02-LVB-SWB-271 | 480 V CIRCUIT BREACKER
AIR DRYER B PWR FEED | 00-INA-CPL-02B | MVB, 02-LVB-SWB-271, BR 30 | Control Power Feed | 02-LVB-SWB-271 | 480 V CIRCUIT BREACKER
ROADWAY LIGHTS SOUTHWEST SECTION 480VAC | 02-LTG-CNT-2711 | MVB, 02-LVB-SWB-271, BR 36 |  | 02-LVB-SWB-271 | 480 V CIRCUIT BREACKER
10kW ROOM HEATER #5 |  | MVB, 02-LVB-SWB-271, BR 48 |  | 02-LVB-SWB-271 | 480 V CIRCUIT BREACKER
5 TON HVAC - BATTERY ROOM UNIT #4 |  | MVB, 02-LVB-SWB-271, BR 52 |  | 02-LVB-SWB-271 | 480 V CIRCUIT BREACKER
SAT 11 CTRL PNL 480 VAC PWR MAIN 2 | 00-SAT-CPL-11 | MVB, 02-LVB-SWB-271, BR 54 | Control Power Feed | 02-LVB-SWB-271 | 480 V CIRCUIT BREACKER
SAT 21 CTRL PNL 480 VAC PWR MAIN 1 | 00-SAT-CPL-21 | MVB, 02-LVB-SWB-271, BR 56 | Control Power Feed | 02-LVB-SWB-271 | 480 V CIRCUIT BREACKER
U2 BOP ESS SWITCHBOARD | 02-LVB-SWB-271 | MV BLDG, 02-LVB-SWG-27, CUBICLE07A |  | 02-LVB-SWG-27 | 480 V RACK OUT BREAKER
U2 MHI MCC | 02BFJ01 | MV BLDG, 02-LVB-SWG-27, CUBICLE08D |  | 02-LVB-SWG-27 | 480 V RACK OUT BREAKER
U1 MHI ESS MCC | 01BMC01 | MV BLDG, 02-LVB-SWG-27, CUBICLE07B |  | 02-LVB-SWG-27 | 480 V RACK OUT BREAKER
U2 MHI ESS MCC | 02BMC01 | MV BLDG, 02-LVB-SWG-27, CUBICLE08A |  | 02-LVB-SWG-27 | 480 V RACK OUT BREAKER
EDG TO SWG-27 | 00-GEN-NSB-01 | MV BLDG, 02-LVB-SWG-27, CUBICLE06A |  | 02-LVB-SWG-27 | 480 V RACK OUT BREAKER
INTERIOR LIGHTING |  | 02-LVD-PPL-1211, BR 1 Inside HRSG SWG enclosure |  | 02-LVD-PPL-1211 | 208/120VAC CIRCUIT BREAKER
EXTERIOR GFCI RECEPTACLES |  | 02-LVD-PPL-1211, BR 2 Inside HRSG SWG enclosure |  | 02-LVD-PPL-1211 | 208/120VAC CIRCUIT BREAKER
INTERIOR GFCI RECEPTACLES |  | 02-LVD-PPL-1211, BR 3 Inside HRSG SWG enclosure |  | 02-LVD-PPL-1211 | 208/120VAC CIRCUIT BREAKER
EXTERIOR LIGHTS HRSG ENCLOSURE 120VAC | 02-LTG-CNT-12111 | 02-LVD-PPL-1211, BR 4 Inside HRSG SWG enclosure |  | 02-LVD-PPL-1211 | 208/120VAC CIRCUIT BREAKER
MCC-121 SECTION HEATER SUPPLY #1 |  | 02-LVD-PPL-1211, BR 5 Inside HRSG SWG enclosure |  | 02-LVD-PPL-1211 | 208/120VAC CIRCUIT BREAKER
LIGHTING CONTACTOR 1 120VAC | 02-LTG-CNT-12111 | 02-LVD-PPL-1211, BR 6 Inside HRSG SWG enclosure |  | 02-LVD-PPL-1211 | 208/120VAC CIRCUIT BREAKER
MCC-221 SECTION HEATER SUPPLY #1 |  | 02-LVD-PPL-1211, BR 7 Inside HRSG SWG enclosure |  | 02-LVD-PPL-1211 | 208/120VAC CIRCUIT BREAKER
NSBD - 12 SPACE HEATER SUPPLY |  | 02-LVD-PPL-1211, BR 8 Inside HRSG SWG enclosure |  | 02-LVD-PPL-1211 | 208/120VAC CIRCUIT BREAKER
LV SWGR - 12/22 SECTION HEATER SUPPLY |  | 02-LVD-PPL-1211, BR 9 Inside HRSG SWG enclosure |  | 02-LVD-PPL-1211 | 208/120VAC CIRCUIT BREAKER
NSBD - 22 SPACE HEATER SUPPLY |  | 02-LVD-PPL-1211, BR 10 Inside HRSG SWG enclosure |  | 02-LVD-PPL-1211 | 208/120VAC CIRCUIT BREAKER
MCC-121 MSH BUS SUPPLY |  | 02-LVD-PPL-1211, BR 11 Inside HRSG SWG enclosure |  | 02-LVD-PPL-1211 | 208/120VAC CIRCUIT BREAKER
VIBRATION CAB UTILITY |  | 02-LVD-PPL-1211, BR 12 Inside HRSG SWG enclosure |  | 02-LVD-PPL-1211 | 208/120VAC CIRCUIT BREAKER
MCC-221 MSH BUS SUPPLY |  | 02-LVD-PPL-1211, BR 13 Inside HRSG SWG enclosure |  | 02-LVD-PPL-1211 | 208/120VAC CIRCUIT BREAKER
MCC-221 SECTION HEATER SUPPLY #2 |  | 02-LVD-PPL-1211, BR 14 Inside HRSG SWG enclosure |  | 02-LVD-PPL-1211 | 208/120VAC CIRCUIT BREAKER
NTW DCS CAB 80 UTILITY |  | 02-LVD-PPL-1211, BR 15 Inside HRSG SWG enclosure |  | 02-LVD-PPL-1211 | 208/120VAC CIRCUIT BREAKER
PRESSURIZATION MODULE POWER SUPPLY |  | 02-LVD-PPL-1211, BR 16 Inside HRSG SWG enclosure |  | 02-LVD-PPL-1211 | 208/120VAC CIRCUIT BREAKER
NTW DCS CAB 90 UTILITY |  | 02-LVD-PPL-1211, BR 17 Inside HRSG SWG enclosure |  | 02-LVD-PPL-1211 | 208/120VAC CIRCUIT BREAKER
HVAC#2 PRESSURIZATION POWER SUPPLY |  | 02-LVD-PPL-1211, BR 18 Inside HRSG SWG enclosure |  | 02-LVD-PPL-1211 | 208/120VAC CIRCUIT BREAKER
MCC-121 SECTION HEATER SUPPLY #2 |  | 02-LVD-PPL-1211, BR 19 Inside HRSG SWG enclosure |  | 02-LVD-PPL-1211 | 208/120VAC CIRCUIT BREAKER
HVAC#4 PRESSURIZATION POWER SUPPLY |  | 02-LVD-PPL-1211, BR 20 Inside HRSG SWG enclosure |  | 02-LVD-PPL-1211 | 208/120VAC CIRCUIT BREAKER
HVAC#1 PRESSURIZATION POWER SUPPLY |  | 02-LVD-PPL-1211, BR 21 Inside HRSG SWG enclosure |  | 02-LVD-PPL-1211 | 208/120VAC CIRCUIT BREAKER
HVAC#6 PRESSURIZATION POWER SUPPLY |  | 02-LVD-PPL-1211, BR 22 Inside HRSG SWG enclosure |  | 02-LVD-PPL-1211 | 208/120VAC CIRCUIT BREAKER
HVAC#3 PRESSURIZATION POWER SUPPLY |  | 02-LVD-PPL-1211, BR 23 Inside HRSG SWG enclosure |  | 02-LVD-PPL-1211 | 208/120VAC CIRCUIT BREAKER
HVAC#5 PRESSURIZATION POWER SUPPLY |  | 02-LVD-PPL-1211, BR 25 Inside HRSG SWG enclosure |  | 02-LVD-PPL-1211 | 208/120VAC CIRCUIT BREAKER
UNIT 2 PIPE RACK GROUND LEVEL LIGHTS 208VAC | 02-LTG-CNT-12111 | 02-LVD-PPL-1211, BR 30/32 Inside HRSG SWG enclosure |  | 02-LVD-PPL-1211 | 208/120VAC CIRCUIT BREAKER
UNIT 2 PIPE RACK GROUND LEVEL LIGHTS 208VAC | 02-LTG-CNT-12111 | 02-LVD-PPL-1211, BR 31/33 Inside HRSG SWG enclosure |  | 02-LVD-PPL-1211 | 208/120VAC CIRCUIT BREAKER
UNIT 2 ACHE & COMPR. AREA GRND LVL LTS 208VAC | 02-LTG-CNT-12111 | 02-LVD-PPL-1211, BR 34/36 Inside HRSG SWG enclosure |  | 02-LVD-PPL-1211 | 208/120VAC CIRCUIT BREAKER
UNIT 2 HRSG AREA GROUND LEVEL LIGHTS 208VAC | 02-LTG-CNT-12111 | 02-LVD-PPL-1211, BR 35/37 Inside HRSG SWG enclosure |  | 02-LVD-PPL-1211 | 208/120VAC CIRCUIT BREAKER
AUX BOILER BLDG. EXT.& STACK LIGHTS & 208VAC | 02-LTG-CNT-12111 | 02-LVD-PPL-1211, BR 38/40 Inside HRSG SWG enclosure |  | 02-LVD-PPL-1211 | 208/120VAC CIRCUIT BREAKER
HRSG 2 HP DRUM ENCLOSURE HTR PWR FEED 208VAC | 02-HRG-HTR-01 | 02-LVD-PPL-12121, BR 14/16/18 Top of HRSG HP drum | Heater | 02-LVD-PPL-12121 | 208/120VAC CIRCUIT BREAKER
HRSG 2 HP DRUM ENCL FAN/LOUVER/THRMSTT FEED | 02-HRG-ENC-02 | 02-LVD-PPL-12121, BR 19 Top of HRSG HP drum |  | 02-LVD-PPL-12121 | 208/120VAC CIRCUIT BREAKER
HRSG 2 IP LP DRUM ENCLOSURE HTR PWR FEED 208V | 02-HRG-HTR-02 | 02-LVD-PPL-12121, BR 20/22/24 Top of HRSG HP drum | Heater | 02-LVD-PPL-12121 | 208/120VAC CIRCUIT BREAKER
HRSG 2 IP/LP DRM ENCL FAN/LOUVER/THRMSTT FEED | 02-HRG-ENC-03 | 02-LVD-PPL-12121, BR 21 Top of HRSG HP drum |  | 02-LVD-PPL-12121 | 208/120VAC CIRCUIT BREAKER
HRSG 2 HP DRUM LVL GAUGE PWR FEED | 02-LG-HHS905A | 02-LVD-PPL-12121, BR 26 Top of HRSG HP drum |  | 02-LVD-PPL-12121 | 208/120VAC CIRCUIT BREAKER
CONVENIENCE RECPTS HRSG 2 PLATFORMS | 02-0301-R1 | 02-LVD-PPL-12121, BR 29 Top of HRSG HP drum |  | 02-LVD-PPL-12121 | 208/120VAC CIRCUIT BREAKER
HRSG 2 UPPER DECK/STAIRTOWER/STACK LIGHTS 1 | 02-LTG-CNT-12121 | 02-LVD-PPL-12121, BR 30/32 Top of HRSG HP drum |  | 02-LVD-PPL-12121 | 208/120VAC CIRCUIT BREAKER
HRSG 2 UPPER DECK/STAIRTOWER/STACK LIGHTS 2 | 02-LTG-CNT-12121 | 02-LVD-PPL-12121, BR 31/33 Top of HRSG HP drum |  | 02-LVD-PPL-12121 | 208/120VAC CIRCUIT BREAKER
UNIT 2 HRSG PLATFORMS LIGHTS 1 208VAC | 02-LTG-CNT-12121 | 02-LVD-PPL-12121, BR 34/36 Top of HRSG HP drum |  | 02-LVD-PPL-12121 | 208/120VAC CIRCUIT BREAKER
UNIT 2 HRSG PLATFORMS LIGHTS 2 208VAC | 02-LTG-CNT-12121 | 02-LVD-PPL-12121, BR 35/37 Top of HRSG HP drum |  | 02-LVD-PPL-12121 | 208/120VAC CIRCUIT BREAKER
ACC 2 LIGHTING CONTACTOR COIL 120VAC | 02-LTG-CNT-12121 | 02-LVD-PPL-12121, BR 42 Top of HRSG HP drum |  | 02-LVD-PPL-12121 | 208/120VAC CIRCUIT BREAKER
AUX BLR 120 VAC PWR | 00-AXS-CPL-01 | 02-LVD-PPL-12151, BR 1 Aux boiler west wall | Control Power Feed | 02-LVD-PPL-12151 | 208/120VAC CIRCUIT BREAKER
LIGHTING CONTACTOR COIL 120VAC | 02-LTG-CNT-12151 | 02-LVD-PPL-12151, BR 2 Aux boiler west wall |  | 02-LVD-PPL-12151 | 208/120VAC CIRCUIT BREAKER
AUX BOILER BUILDING HIGH BAY LIGHTS #1 208VAC | 02-LTG-CNT-12151 | 02-LVD-PPL-12151, BR 3/5 Aux boiler west wall |  | 02-LVD-PPL-12151 | 208/120VAC CIRCUIT BREAKER
AUX BOILER BUILDING HIGH BAY LIGHTS #2 208VAC | 02-LTG-CNT-12151 | 02-LVD-PPL-12151, BR 4/6 Aux boiler west wall |  | 02-LVD-PPL-12151 | 208/120VAC CIRCUIT BREAKER
CONVENIENCE RECPT AUX BOILER BLDG | 00-0601-R1 | 02-LVD-PPL-12151, BR 7 Aux boiler west wall |  | 02-LVD-PPL-12151 | 208/120VAC CIRCUIT BREAKER
AUX BOILER BLDG GAS HEATER FAN 1 120 VAC | 00-HVC-HTR-01 | 02-LVD-PPL-12151, BR 9 Aux boiler west wall | Heater | 02-LVD-PPL-12151 | 208/120VAC CIRCUIT BREAKER
AUX BOILER BLDG GAS HEATER FAN 2 120 VAC | 00-HVC-HTR-02 | 02-LVD-PPL-12151, BR 10 Aux boiler west wall | Heater | 02-LVD-PPL-12151 | 208/120VAC CIRCUIT BREAKER
AUX BOILER BLDG GAS HEATER FAN 3 120 VAC | 00-HVC-HTR-03 | 02-LVD-PPL-12151, BR 11 Aux boiler west wall | Heater | 02-LVD-PPL-12151 | 208/120VAC CIRCUIT BREAKER
AUX BOILER BLDG GAS HEATER FAN 4 120 VAC | 00-HVC-HTR-04 | 02-LVD-PPL-12151, BR 12 Aux boiler west wall | Heater | 02-LVD-PPL-12151 | 208/120VAC CIRCUIT BREAKER
AUX BOILER BLDG GAS HEATER FAN 5 120 VAC | 00-HVC-HTR-05 | 02-LVD-PPL-12151, BR 13 Aux boiler west wall | Heater | 02-LVD-PPL-12151 | 208/120VAC CIRCUIT BREAKER
AUX BOILER BLDG GAS HEATER FAN 6 120 VAC | 00-HVC-HTR-06 | 02-LVD-PPL-12151, BR 14 Aux boiler west wall | Heater | 02-LVD-PPL-12151 | 208/120VAC CIRCUIT BREAKER
AUX BOILER BLDG GAS HEATER FAN 7 120 VAC | 00-HVC-HTR-07 | 02-LVD-PPL-12151, BR 15 Aux boiler west wall | Heater | 02-LVD-PPL-12151 | 208/120VAC CIRCUIT BREAKER
AUX BOILER BLDG GAS HEATER FAN 8 120 VAC | 00-HVC-HTR-08 | 02-LVD-PPL-12151, BR 16 Aux boiler west wall | Heater | 02-LVD-PPL-12151 | 208/120VAC CIRCUIT BREAKER
AUX BOILER WEST WALL INTAKE LOUVER 3 120 VAC | 00-HVC-LVR-03 | 02-LVD-PPL-12151, BR 17 Aux boiler west wall |  | 02-LVD-PPL-12151 | 208/120VAC CIRCUIT BREAKER
AUX BOILER SOUTH WALL INTAKE LOUVER 2 120 VAC | 00-HVC-LVR-02 | 02-LVD-PPL-12151, BR 18 Aux boiler west wall |  | 02-LVD-PPL-12151 | 208/120VAC CIRCUIT BREAKER
AUX BOILER BLDG HVAC CPL 120 VAC | 00-HVC-CPL-01 | 02-LVD-PPL-12151, BR 19 Aux boiler west wall | Control Power Feed | 02-LVD-PPL-12151 | 208/120VAC CIRCUIT BREAKER
AUX BOILER BLDG EMERGENCY LIGHTING | 00-4001-E5 | 02-LVD-PPL-12151, BR 20 Aux boiler west wall |  | 02-LVD-PPL-12151 | 208/120VAC CIRCUIT BREAKER
AUX BLR BLDG & AMMONIA CONT. AREA LOCAL FIRE ALM CPL NODE #6 | 00-FPS-PNL-15 | 02-LVD-PPL-12151, BR 21 Aux boiler west wall |  | 02-LVD-PPL-12151 | 208/120VAC CIRCUIT BREAKER
WTT BLDG MAIN CPL 120VAC | 00-DWT-PNL-01 | 02-LVD-PPL-12181, BR 5 East wall RO bldg |  | 02-LVD-PPL-12181 | 208/120VAC CIRCUIT BREAKER
WTT RO CFD SODIUM BISULFITE 120VAC | 00-DWT-JBX-06 | 02-LVD-PPL-12181, BR 6 East wall RO bldg |  | 02-LVD-PPL-12181 | 208/120VAC CIRCUIT BREAKER
WTT RO CFD ANTI SCALANT 120VAC | 00-DWT-JBX-05 | 02-LVD-PPL-12181, BR 8 East wall RO bldg |  | 02-LVD-PPL-12181 | 208/120VAC CIRCUIT BREAKER
WTT RO CFD CAUSTIC FEED 120VAC | 00-DWT-JBX-07 | 02-LVD-PPL-12181, BR 9 East wall RO bldg |  | 02-LVD-PPL-12181 | 208/120VAC CIRCUIT BREAKER
WTT SWS SODIUM HYPOCHLORITE FEED 120VAC | 00-DWT-JBX-08 | 02-LVD-PPL-12181, BR 10 East wall RO bldg |  | 02-LVD-PPL-12181 | 208/120VAC CIRCUIT BREAKER
CHLORINE ANALYZER SYS 120VAC | 00-AIT-DWT820 | 02-LVD-PPL-12181, BR 12 East wall RO bldg |  | 02-LVD-PPL-12181 | 208/120VAC CIRCUIT BREAKER
WTT BLDG SILICA ANALYZER 120 VAC | 00-DWT-PNL-10 | 02-LVD-PPL-12181, BR 13 East wall RO bldg |  | 02-LVD-PPL-12181 | 208/120VAC CIRCUIT BREAKER
WTT BLDG SODIUM ANALYZER 120 VAC | 00-DWT-PNL-10 | 02-LVD-PPL-12181, BR 15 East wall RO bldg |  | 02-LVD-PPL-12181 | 208/120VAC CIRCUIT BREAKER
LIGHTING CONTACTOR COIL 120VAC | 02-LTG-CNT-12181 | 02-LVD-PPL-12181, BR 29 East wall RO bldg |  | 02-LVD-PPL-12181 | 208/120VAC CIRCUIT BREAKER
CONVENIENCE RECPT AT DEMIN WATER TANK | 00-0801-R1 | 02-LVD-PPL-12181, BR 30 East wall RO bldg |  | 02-LVD-PPL-12181 | 208/120VAC CIRCUIT BREAKER
EXTERIOR LIGHTS DEMIN WATER TANK AREA 208VAC | 02-LTG-CNT-12181 | 02-LVD-PPL-12181, BR 31/33 East wall RO bldg |  | 02-LVD-PPL-12181 | 208/120VAC CIRCUIT BREAKER
EXTERIOR LIGHTS DEMIN WATER TANK AREA 208VAC | 02-LTG-CNT-12181 | 02-LVD-PPL-12181, BR 32/34 East wall RO bldg |  | 02-LVD-PPL-12181 | 208/120VAC CIRCUIT BREAKER
INTERIOR LIGHTING |  | 02-LVD-PPL-1412, BR1ACC MCC enclosure |  | 02-LVD-PPL-1412 | 208/120VAC CIRCUIT BREAKER
INTERIOR GFCI RECEPTACLES |  | 02-LVD-PPL-1412, BR3ACC MCC enclosure |  | 02-LVD-PPL-1412 | 208/120VAC CIRCUIT BREAKER
EXTERIOR GFCI RECEPTACLES |  | 02-LVD-PPL-1412, BR5ACC MCC enclosure |  | 02-LVD-PPL-1412 | 208/120VAC CIRCUIT BREAKER
MCC-141 SECTION HEATER SUPPLY #1 |  | 02-LVD-PPL-1412, BR7ACC MCC enclosure |  | 02-LVD-PPL-1412 | 208/120VAC CIRCUIT BREAKER
MCC-141 SECTION HEATER SUPPLY #2 |  | 02-LVD-PPL-1412, BR9ACC MCC enclosure |  | 02-LVD-PPL-1412 | 208/120VAC CIRCUIT BREAKER
MCC-241 MOTOR SPACE HEATER SUPPLY #1 |  | 02-LVD-PPL-1412, BR11ACC MCC enclosure |  | 02-LVD-PPL-1412 | 208/120VAC CIRCUIT BREAKER
ACC 2 LRVP SEP TNK SEAL WTR HTR 919 120VAC | 02-ARM-HTR-919 | 02-LVD-PPL-1412, BR13ACC MCC enclosure | Heater | 02-LVD-PPL-1412 | 208/120VAC CIRCUIT BREAKER
UNIT 2 ACC FAN GRBX OIL HTR 04B | 02-ACC-HTR-04B | 02-LVD-PPL-1412, BR15ACC MCC enclosure | Heater | 02-LVD-PPL-1412 | 208/120VAC CIRCUIT BREAKER
NTW DCS CAB 20 UTILITY |  | 02-LVD-PPL-1412, BR17ACC MCC enclosure |  | 02-LVD-PPL-1412 | 208/120VAC CIRCUIT BREAKER
HVAC 3 PRESSURIZATION MODULE |  | 02-LVD-PPL-1412, BR21ACC MCC enclosure |  | 02-LVD-PPL-1412 | 208/120VAC CIRCUIT BREAKER
HVAC 5 PRESSURIZATION MODULE |  | 02-LVD-PPL-1412, BR23ACC MCC enclosure |  | 02-LVD-PPL-1412 | 208/120VAC CIRCUIT BREAKER
ACC 2 LRVP SEP TNK SEAL WTR HTR 901 120VAC | 02-ARM-HTR-901 | 02-LVD-PPL-1412, BR25ACC MCC enclosure | Heater | 02-LVD-PPL-1412 | 208/120VAC CIRCUIT BREAKER
ACC 2 LRVP SEP TNK SEAL WTR HTR 888 120VAC | 02-ARM-HTR-888 | 02-LVD-PPL-1412, BR27ACC MCC enclosure | Heater | 02-LVD-PPL-1412 | 208/120VAC CIRCUIT BREAKER
ACC 2 LIGHTING - GROUND LEVEL 208VAC | 02-LTG-CNT-1412 | 02-LVD-PPL-1412, BR31/33ACC MCC enclosure |  | 02-LVD-PPL-1412 | 208/120VAC CIRCUIT BREAKER
ACC 2 LIGHTING - GROUND LEVEL 208VAC | 02-LTG-CNT-1412 | 02-LVD-PPL-1412, BR35/37ACC MCC enclosure |  | 02-LVD-PPL-1412 | 208/120VAC CIRCUIT BREAKER
EXTERIOR LIGHTS ACC ENCLOSURE 120VAC | 02-LTG-CNT-1412 | 02-LVD-PPL-1412, BR2ACC MCC enclosure |  | 02-LVD-PPL-1412 | 208/120VAC CIRCUIT BREAKER
ACC 2 LIGHTING CONTACTOR COIL120VAC | 02-LTG-CNT-1412 | 02-LVD-PPL-1412, BR4ACC MCC enclosure |  | 02-LVD-PPL-1412 | 208/120VAC CIRCUIT BREAKER
MCC-141 MOTOR SPACE HEATER SUPPLY #1 |  | 02-LVD-PPL-1412, BR8ACC MCC enclosure |  | 02-LVD-PPL-1412 | 208/120VAC CIRCUIT BREAKER
MCC-241 SECTION HEATER SUPPLY #1 |  | 02-LVD-PPL-1412, BR10ACC MCC enclosure |  | 02-LVD-PPL-1412 | 208/120VAC CIRCUIT BREAKER
MCC-241 SECTION HEATER SUPPLY #2 |  | 02-LVD-PPL-1412, BR12ACC MCC enclosure |  | 02-LVD-PPL-1412 | 208/120VAC CIRCUIT BREAKER
NON-SEG SPACE HTR MCC-241, M1 | 02-LVB-NSB-24 | 02-LVD-PPL-1412, BR14ACC MCC enclosure |  | 02-LVD-PPL-1412 | 208/120VAC CIRCUIT BREAKER
NON-SEG SPACE HTR MCC-241, M2 | 02-LVB-NSB-24 | 02-LVD-PPL-1412, BR16ACC MCC enclosure |  | 02-LVD-PPL-1412 | 208/120VAC CIRCUIT BREAKER
HVAC 2 PRESSURIZATION MODULE |  | 02-LVD-PPL-1412, BR18ACC MCC enclosure |  | 02-LVD-PPL-1412 | 208/120VAC CIRCUIT BREAKER
UNIT 2 ACC FAN GRBX OIL HTR 04C | 02-ACC-HTR-04C | 02-LVD-PPL-1412, BR20ACC MCC enclosure | Heater | 02-LVD-PPL-1412 | 208/120VAC CIRCUIT BREAKER
ENCLOSURE PRESSURIZATION MODULE |  | 02-LVD-PPL-1412, BR22ACC MCC enclosure |  | 02-LVD-PPL-1412 | 208/120VAC CIRCUIT BREAKER
ACC 2 LRVP SEP TNK SEAL WTR HTR 895 120VAC | 02-ARM-HTR-895 | 02-LVD-PPL-1412, BR24ACC MCC enclosure | Heater | 02-LVD-PPL-1412 | 208/120VAC CIRCUIT BREAKER
ACC 2 LRVP SEP TNK SEAL WTR HTR 911 120VAC | 02-ARM-HTR-911 | 02-LVD-PPL-1412, BR26ACC MCC enclosure | Heater | 02-LVD-PPL-1412 | 208/120VAC CIRCUIT BREAKER
ACC 2 LIGHTING - GROUND LEVEL | 02-LTG-CNT-1412 | 02-LVD-PPL-1412, BR30/32ACC MCC enclosure |  | 02-LVD-PPL-1412 | 208/120VAC CIRCUIT BREAKER
ACC 2 LIGHTING - GROUND LEVEL 208VAC | 02-LTG-CNT-1412 | 02-LVD-PPL-1412, BR34/36ACC MCC enclosure |  | 02-LVD-PPL-1412 | 208/120VAC CIRCUIT BREAKER
CONVENIENCE RECPTS UNIT 2 PIPE RACK | 02-0401-R1 | 02-LVD-PPL-2211, BR2Outside HRSG SWG enclosure |  | 02-LVD-PPL-2211 | 208/120VAC CIRCUIT BREAKER
UNIT 2 CT WASH WTR DRAINS TANK CPL PWR 120VAC | 02-CTP-CPL-01 | 02-LVD-PPL-2211, BR3Outside HRSG SWG enclosure | Control Power Feed | 02-LVD-PPL-2211 | 208/120VAC CIRCUIT BREAKER
CONVENIENCE RECPT UNIT 2 HRSG GROUND LEVEL | 02-0201-R1 | 02-LVD-PPL-2211, BR4Outside HRSG SWG enclosure |  | 02-LVD-PPL-2211 | 208/120VAC CIRCUIT BREAKER
HRSG 02 ELEC. ENCL. FIRE ALM CPL NODE #5 | 00-FPS-PNL-08 | 02-LVD-PPL-2211, BR5Outside HRSG SWG enclosure |  | 02-LVD-PPL-2211 | 208/120VAC CIRCUIT BREAKER
UNIT 2 BFP A SOUND ENCLOSURE EXHAUST FAN FEED | 02-BFW-PNL-01A | 02-LVD-PPL-2211, BR7Outside HRSG SWG enclosure |  | 02-LVD-PPL-2211 | 208/120VAC CIRCUIT BREAKER
UNIT 2 BFP B SOUND ENCLOSURE EXHAUST FAN FEED | 02-BFW-PNL-01B | 02-LVD-PPL-2211, BR9Outside HRSG SWG enclosure |  | 02-LVD-PPL-2211 | 208/120VAC CIRCUIT BREAKER
MVA XFR HRSG 2 B - SUS HEATERS | 02-MVA-XFR-22 | 02-LVD-PPL-2211, BR10Outside HRSG SWG enclosure | Transformer | 02-LVD-PPL-2211 | 208/120VAC CIRCUIT BREAKER
FIRE WTR PMP BLD LOCAL FIRE ALM CPL NODE #4 | 00-FPS-PNL-12 | 02-LVD-PPL-2211, BR11Outside HRSG SWG enclosure |  | 02-LVD-PPL-2211 | 208/120VAC CIRCUIT BREAKER
UNIT 2 OIL/WATER SEPARATOR | 02-CTP-CPL-01 | 02-LVD-PPL-2211, BR16Outside HRSG SWG enclosure | Control Power Feed | 02-LVD-PPL-2211 | 208/120VAC CIRCUIT BREAKER
UNIT 2 DUCT BURNER CONTROL PANEL MAIN POWER | 02-BUR-CPL-01 | 02-LVD-PPL-2211, BR16Outside HRSG SWG enclosure | Control Power Feed | 02-LVD-PPL-2211 | 208/120VAC CIRCUIT BREAKER
AQA TNK AREA EAST SAFETY SHWR 120 VAC MAIN | 00-PWS-JBX-03 | 02-LVD-PPL-2211, BR20Outside HRSG SWG enclosure |  | 02-LVD-PPL-2211 | 208/120VAC CIRCUIT BREAKER
MVA XFR HRSG 2 A - SUS HEATERS | 02-MVA-XFR-12 | 02-LVD-PPL-2211, BR21Outside HRSG SWG enclosure | Transformer | 02-LVD-PPL-2211 | 208/120VAC CIRCUIT BREAKER
AQA TNK AREA WEST SAFETY SHWR 120 VAC MAIN | 00-PWS-JBX-02 | 02-LVD-PPL-2211, BR22Outside HRSG SWG enclosure |  | 02-LVD-PPL-2211 | 208/120VAC CIRCUIT BREAKER
UNIT 2 BFP A SOUND ENCLOSURE HEATER PWR FEED | 02-BFW-JBX-06A | 02-LVD-PPL-2211, BR23Outside HRSG SWG enclosure |  | 02-LVD-PPL-2211 | 208/120VAC CIRCUIT BREAKER
UNIT 2 SCR SKID SAFETY SHWR 120 VAC MAIN | 00-PWS-JBX-01 | 02-LVD-PPL-2211, BR24Outside HRSG SWG enclosure |  | 02-LVD-PPL-2211 | 208/120VAC CIRCUIT BREAKER
UNIT 2 BFP B SOUND ENCLOSURE HEATER PWR FEED | 02-BFW-JBX-06B | 02-LVD-PPL-2211, BR25Outside HRSG SWG enclosure |  | 02-LVD-PPL-2211 | 208/120VAC CIRCUIT BREAKER
CONV. RECPTS UNIT 2 PIPE RACK GROUND LEVEL | 02-0101-R1 | 02-LVD-PPL-2211, BR27Outside HRSG SWG enclosure |  | 02-LVD-PPL-2211 | 208/120VAC CIRCUIT BREAKER
CONVENIENCE RECPT AT UNIT 2 ACHE 120VAC | 02-1201-R | 02-LVD-PPL-2211, BR28Outside HRSG SWG enclosure |  | 02-LVD-PPL-2211 | 208/120VAC CIRCUIT BREAKER
CONVENIENCE RECPT AT FIRE PUMP ENCLOSURE | 00-0920-R1 | 02-LVD-PPL-2211, BR29Outside HRSG SWG enclosure |  | 02-LVD-PPL-2211 | 208/120VAC CIRCUIT BREAKER
PIPE RACK PLATFORMS 208VAC | 02-LTG-CNT-2211 | 02-LVD-PPL-2211, BR30/32Outside HRSG SWG enclosure |  | 02-LVD-PPL-2211 | 208/120VAC CIRCUIT BREAKER
PIPE RACK PLATFORMS 208VAC | 02-LTG-CNT-2211 | 02-LVD-PPL-2211, BR31/33Outside HRSG SWG enclosure |  | 02-LVD-PPL-2211 | 208/120VAC CIRCUIT BREAKER
UNIT 2 ACHE UPPER DECK LIGHTING | 02-LTG-CNT-2211 | 02-LVD-PPL-2211, BR34/36Outside HRSG SWG enclosure |  | 02-LVD-PPL-2211 | 208/120VAC CIRCUIT BREAKER
UNIT 2 ACHE UPPER DECK LIGHTING | 02-LTG-CNT-2211 | 02-LVD-PPL-2211, BR35/37Outside HRSG SWG enclosure |  | 02-LVD-PPL-2211 | 208/120VAC CIRCUIT BREAKER
LIGHTING CONTACTOR COIL 120VAC | 02-LTG-CNT-2211 | 02-LVD-PPL-2211, BR42Outside HRSG SWG enclosure |  | 02-LVD-PPL-2211 | 208/120VAC CIRCUIT BREAKER
LIGHTING CONTACTOR COIL 120VAC | 02-LTG-CNT-22111 | 02-LVD-PPL-22111, BR1NE corner turnbine bldg |  | 02-LVD-PPL-22111 | 208/120VAC CIRCUIT BREAKER
UNIT 2 TURBINE BLDG EAST WALL INTAKE LOUVER 59 | 02-HVC-LVR-59 | 02-LVD-PPL-22111, BR3NE corner turnbine bldg |  | 02-LVD-PPL-22111 | 208/120VAC CIRCUIT BREAKER
UNIT 2 TURBINE BLDG EAST WALL INTAKE LOUVER 58 | 02-HVC-LVR-58 | 02-LVD-PPL-22111, BR4NE corner turnbine bldg |  | 02-LVD-PPL-22111 | 208/120VAC CIRCUIT BREAKER
UNIT 2 TURBINE BLDG GAS HEATER FAN 54 120 VAC | 02-HVC-HTR-54 | 02-LVD-PPL-22111, BR5NE corner turnbine bldg | Heater | 02-LVD-PPL-22111 | 208/120VAC CIRCUIT BREAKER
UNIT 2 TURBINE BLDG GAS HEATER FAN 57 120 VAC | 02-HVC-HTR-57 | 02-LVD-PPL-22111, BR6NE corner turnbine bldg | Heater | 02-LVD-PPL-22111 | 208/120VAC CIRCUIT BREAKER
UNIT 2 TURBINE BLDG GAS HEATER FAN 55 120 VAC | 02-HVC-HTR-55 | 02-LVD-PPL-22111, BR7NE corner turnbine bldg | Heater | 02-LVD-PPL-22111 | 208/120VAC CIRCUIT BREAKER
UNIT 2 TURBINE BLDG GAS HEATER FAN 58 120 VAC | 02-HVC-HTR-58 | 02-LVD-PPL-22111, BR8NE corner turnbine bldg | Heater | 02-LVD-PPL-22111 | 208/120VAC CIRCUIT BREAKER
UNIT 2 TURBINE BLDG GAS HEATER FAN 56 120 VAC | 02-HVC-HTR-56 | 02-LVD-PPL-22111, BR9NE corner turnbine bldg | Heater | 02-LVD-PPL-22111 | 208/120VAC CIRCUIT BREAKER
UNIT 2 TURBINE BLDG GAS HEATER FAN 59 120 VAC | 02-HVC-HTR-59 | 02-LVD-PPL-22111, BR10NE corner turnbine bldg | Heater | 02-LVD-PPL-22111 | 208/120VAC CIRCUIT BREAKER
UNIT 2 TURBINE BLDG HVAC CONTROL PANEL 52 | 02-HVC-CPL-52 | 02-LVD-PPL-22111, BR11NE corner turnbine bldg | Control Power Feed | 02-LVD-PPL-22111 | 208/120VAC CIRCUIT BREAKER
UNIT 2 TURBINE BLDG GAS HEATER FAN 60 120 VAC | 02-HVC-HTR-60 | 02-LVD-PPL-22111, BR12NE corner turnbine bldg | Heater | 02-LVD-PPL-22111 | 208/120VAC CIRCUIT BREAKER
UNIT 2 TURBINE BLDG HVAC CONTROL PANEL 51 | 02-HVC-CPL-51 | 02-LVD-PPL-22111, BR13NE corner turnbine bldg | Control Power Feed | 02-LVD-PPL-22111 | 208/120VAC CIRCUIT BREAKER
ST 2 DRNS SUMP PMP CTRL PNL REDUNDANT 2 | 02-PDR-CPL-01 | 02-LVD-PPL-22111, BR15NE corner turnbine bldg | Control Power Feed | 02-LVD-PPL-22111 | 208/120VAC CIRCUIT BREAKER
UNIT 1 TURBINE BLDG VENT FAN PLATFORM LIGHTS | 02-3001-W2 | 02-LVD-PPL-22111, BR28NE corner turnbine bldg |  | 02-LVD-PPL-22111 | 208/120VAC CIRCUIT BREAKER
CONVENIENCE RECPTS UNIT 2 TURBINE BLDG | 02-1001-R1 | 02-LVD-PPL-22111, BR29NE corner turnbine bldg |  | 02-LVD-PPL-22111 | 208/120VAC CIRCUIT BREAKER
CONVENIENCE RECPTS UNIT 2 TURBINE BLDG | 02-1101-R1 | 02-LVD-PPL-22111, BR30NE corner turnbine bldg |  | 02-LVD-PPL-22111 | 208/120VAC CIRCUIT BREAKER
UNIT 2 TURBINE BLDG HIGH BAY 208VAC | 02-LTG-CNT-22111 | 02-LVD-PPL-22111, BR31/33NE corner turnbine bldg |  | 02-LVD-PPL-22111 | 208/120VAC CIRCUIT BREAKER
UNIT 2 TURBINE BLDG HIGH BAY 208VAC | 02-LTG-CNT-22111 | 02-LVD-PPL-22111, BR32/34NE corner turnbine bldg |  | 02-LVD-PPL-22111 | 208/120VAC CIRCUIT BREAKER
UNIT 2 TURBINE BLDG PIT LIGHT 208VAC | 02-LTG-CNT-22111 | 02-LVD-PPL-22111, BR36/38NE corner turnbine bldg |  | 02-LVD-PPL-22111 | 208/120VAC CIRCUIT BREAKER
UNIT 2 TURBINE BLDG PIT LIGHT 208VAC | 02-LTG-CNT-22111 | 02-LVD-PPL-22111, BR39/41NE corner turnbine bldg |  | 02-LVD-PPL-22111 | 208/120VAC CIRCUIT BREAKER
GEN ON-LINE MNTRNG SYS MEDIA CONVERTER HUB | 00MKA01GH002 | 02-LVD-PPL-22141, BR9Server room East wall |  | 02-LVD-PPL-22141 | 208/120VAC CIRCUIT BREAKER
GEN ON-LINE MONITORING SYS PC 120 VAC | 00MKA01GH005 | 02-LVD-PPL-22141, BR10Server room East wall |  | 02-LVD-PPL-22141 | 208/120VAC CIRCUIT BREAKER
GEN ON-LINE MNTRNG SYS ETHERNET SWITCH HUB | 00MKA01GH004 | 02-LVD-PPL-22141, BR11Server room East wall |  | 02-LVD-PPL-22141 | 208/120VAC CIRCUIT BREAKER
GEN ON-LINE MONITORING SYS MONITOR 120 VAC | 00MKA01GH006 | 02-LVD-PPL-22141, BR12Server room East wall |  | 02-LVD-PPL-22141 | 208/120VAC CIRCUIT BREAKER
ADM BLD MAIN FIRE ALARM CPL NODE #1 | 00-FPS-PNL-04 | 02-LVD-PPL-22141, BR13Server room East wall |  | 02-LVD-PPL-22141 | 208/120VAC CIRCUIT BREAKER
ADM BLD LOCAL FIRE ALARM CPL NODE #2 | 00-FPS-PNL-05 | 02-LVD-PPL-22141, BR14Server room East wall |  | 02-LVD-PPL-22141 | 208/120VAC CIRCUIT BREAKER
SDR SUMP MPM 2 120VAC | 00-SDR-MPM-02 | 02-LVD-PPL-22141, BR15Server room East wall | Pump | 02-LVD-PPL-22141 | 208/120VAC CIRCUIT BREAKER
DCS ADM BLG VMS CAB 02 UTILITY 120VAC | 00-VMS-CPL-02 | 02-LVD-PPL-22141, BR16Server room East wall | Control Power Feed | 02-LVD-PPL-22141 | 208/120VAC CIRCUIT BREAKER
MCC-161 SECTION HEATER SUPPLY #1 |  | 02-LVD-PPL-261, BR7ACC MCC enclosure |  | 02-LVD-PPL-261 | 208/120VAC CIRCUIT BREAKER
MCC-161 SECTION HEATER SUPPLY #2 |  | 02-LVD-PPL-261, BR9ACC MCC enclosure |  | 02-LVD-PPL-261 | 208/120VAC CIRCUIT BREAKER
MCC-261 MOTOR SPACE HEATER SUPPLY #1 |  | 02-LVD-PPL-261, BR11ACC MCC enclosure |  | 02-LVD-PPL-261 | 208/120VAC CIRCUIT BREAKER
MCC-161 NSBD SPACE HEATER SUPPLY #1 |  | 02-LVD-PPL-261, BR13ACC MCC enclosure |  | 02-LVD-PPL-261 | 208/120VAC CIRCUIT BREAKER
MCC-161 NSBD SPACE HEATER SUPPLY #2 |  | 02-LVD-PPL-261, BR15ACC MCC enclosure |  | 02-LVD-PPL-261 | 208/120VAC CIRCUIT BREAKER
NTW DCS CAB 22 UTILITY |  | 02-LVD-PPL-261, BR17ACC MCC enclosure |  | 02-LVD-PPL-261 | 208/120VAC CIRCUIT BREAKER
HVAC 1 PRESSURIZATION MODULE |  | 02-LVD-PPL-261, BR19ACC MCC enclosure |  | 02-LVD-PPL-261 | 208/120VAC CIRCUIT BREAKER
UNIT 2 ACC FAN GRBX OIL HTR 04D | 02-ACC-HTR-04D | 02-LVD-PPL-261, BR25ACC MCC enclosure | Heater | 02-LVD-PPL-261 | 208/120VAC CIRCUIT BREAKER
CONVENIENCE RECPTS UNIT 2 ACC UPPER DECK | 02-0701-R1 | 02-LVD-PPL-261, BR27ACC MCC enclosure |  | 02-LVD-PPL-261 | 208/120VAC CIRCUIT BREAKER
CONVENIENCE RECPTS UNIT 2 ACC UPPER DECK | 02-0901-R1 | 02-LVD-PPL-261, BR29ACC MCC enclosure |  | 02-LVD-PPL-261 | 208/120VAC CIRCUIT BREAKER
ACC 2 LIGHTING - UPPER DECK 208VAC | 02-LTG-CNT-2611 | 02-LVD-PPL-261, BR31/33ACC MCC enclosure |  | 02-LVD-PPL-261 | 208/120VAC CIRCUIT BREAKER
ACC 2 LIGHTING - UPPER DECK 208VAC | 02-LTG-CNT-2611 | 02-LVD-PPL-261, BR35/37ACC MCC enclosure |  | 02-LVD-PPL-261 | 208/120VAC CIRCUIT BREAKER
ACC 2 LIGHTING - SOUTH PLATFORM 208VAC | 02-LTG-CNT-2611 | 02-LVD-PPL-261, BR39/41ACC MCC enclosure |  | 02-LVD-PPL-261 | 208/120VAC CIRCUIT BREAKER
SECURITY PANEL |  | 02-LVD-PPL-261, BR2ACC MCC enclosure |  | 02-LVD-PPL-261 | 208/120VAC CIRCUIT BREAKER
FIRE PANEL |  | 02-LVD-PPL-261, BR4ACC MCC enclosure |  | 02-LVD-PPL-261 | 208/120VAC CIRCUIT BREAKER
MCC-161 MOTOR SPACE HEATER SUPPLY #1 |  | 02-LVD-PPL-261, BR8ACC MCC enclosure |  | 02-LVD-PPL-261 | 208/120VAC CIRCUIT BREAKER
MCC-261 SECTION HEATER SUPPLY #1 |  | 02-LVD-PPL-261, BR10ACC MCC enclosure |  | 02-LVD-PPL-261 | 208/120VAC CIRCUIT BREAKER
MCC-261 SECTION HEATER SUPPLY #2 |  | 02-LVD-PPL-261, BR12ACC MCC enclosure |  | 02-LVD-PPL-261 | 208/120VAC CIRCUIT BREAKER
UNIT 2 ACC FAN GRBX OIL HTR 04E | 02-ACC-HTR-04E | 02-LVD-PPL-261, BR16ACC MCC enclosure | Heater | 02-LVD-PPL-261 | 208/120VAC CIRCUIT BREAKER
HVAC 4 PRESSURIZATION MODULE |  | 02-LVD-PPL-261, BR18ACC MCC enclosure |  | 02-LVD-PPL-261 | 208/120VAC CIRCUIT BREAKER
UNIT 2 ACC FAN GRBX OIL HTR 04F | 02-ACC-HTR-04F | 02-LVD-PPL-261, BR20ACC MCC enclosure | Heater | 02-LVD-PPL-261 | 208/120VAC CIRCUIT BREAKER
CONVENIENCE RECPTS UNIT 2 ACC UPPER DECK | 02-0601-R1 | 02-LVD-PPL-261, BR26ACC MCC enclosure |  | 02-LVD-PPL-261 | 208/120VAC CIRCUIT BREAKER
CONVENIENCE RECPTS UNIT 2 ACC UPPER DECK | 02-0801-R1 | 02-LVD-PPL-261, BR28ACC MCC enclosure |  | 02-LVD-PPL-261 | 208/120VAC CIRCUIT BREAKER
ACC 2 LIGHTING - UPPER DECK 208VAC | 02-LTG-CNT-2611 | 02-LVD-PPL-261, BR30/32ACC MCC enclosure |  | 02-LVD-PPL-261 | 208/120VAC CIRCUIT BREAKER
ACC 2 LIGHTING- NORTH PLATFORM & STAIR TOWER | 02-LTG-CNT-2611 | 02-LVD-PPL-261, BR34/36ACC MCC enclosure |  | 02-LVD-PPL-261 | 208/120VAC CIRCUIT BREAKER
ACC 2 LIGHTING - UPPER DECK 208VAC | 02-LTG-CNT-2611 | 02-LVD-PPL-261, BR38/40ACC MCC enclosure |  | 02-LVD-PPL-261 | 208/120VAC CIRCUIT BREAKER
CONVENIENCE RECPTS UNIT 1 ACC GROUND LEVEL | 02-0501-R1 | 02-LVD-PPL-261, BR42ACC MCC enclosure |  | 02-LVD-PPL-261 | 208/120VAC CIRCUIT BREAKER
FEED TO UPS MAIN PANEL BOARD U1 | 02-LVF-PPL-01 | MVB, 02-LVF-PPL-01 | Power Panel | 02-LVF-PPL-01
HRSG1 U2 UPS PANEL | 02-LVF-PPL-011 | MVB, 02-LVF-PPL-01 | Power Panel | 02-LVF-PPL-01
HRSG2 U2 UPS PANEL | 02-LVF-PPL-012 | MVB, 02-LVF-PPL-01 | Power Panel | 02-LVF-PPL-01
ADMIN BLDG U1 UPS PNL | 02-LVF-PPL-013 | MVB, 02-LVF-PPL-01 | Power Panel | 02-LVF-PPL-01
ACC1 U2 UPS PANEL | 02-LVF-PPL-014 | MVB, 02-LVF-PPL-01 | Power Panel | 02-LVF-PPL-01
ACC2 U2 UPS PANEL | 02-LVF-PPL-015 | MVB, 02-LVF-PPL-01 | Power Panel | 02-LVF-PPL-01
U1 Lube Oil pump A | 01MPV01AP101-MO1 | HRSG-1 ENCLOSURE MCC 111 CUBICLE 2FM | Pump | 480V HRSG MCC 111 | 480 V MOLDED CASE BREAKER
FGS CMP A Sound Enclosure Fan Motor 1 | 00-FGS-MFN-01A | HRSG-1 ENCLOSURE MCC 111 CUBICLE 6FB | Fan/Blower | 480V HRSG MCC 111 | 480 V MOLDED CASE BREAKER
FUEL GAS CONDITIONING SKID PUMP MTR 1 | 00-FGS-MPM-11A | HRSG-1 ENCLOSURE MCC 111 CUBICLE 3FF | Pump | 480V HRSG MCC 111 | 480 V MOLDED CASE BREAKER
HRSG 1 South Top Heat Trace XFMR | 01-HTT-XFR-1111 | HRSG-1 ENCLOSURE MCC 111 CUBICLE 4FC(L) | Transformer | 480V HRSG MCC 111 | 480 V MOLDED CASE BREAKER
Fuel Gas Heat Trace XFMR | 01-HTT-XFR-1113 | HRSG-1 ENCLOSURE MCC 111 CUBICLE 4FC(R) | Transformer | 480V HRSG MCC 111 | 480 V MOLDED CASE BREAKER
HRSG 1 Pipe Rack E Heat Trace XFMR | 01-HTT-XFR-1112 | HRSG-1 ENCLOSURE MCC 111 CUBICLE 4FF(L) | Transformer | 480V HRSG MCC 111 | 480 V MOLDED CASE BREAKER
FGS CMP C Sound Enclosure Fan Motor 1 | 00-FGS-MFN-01C | HRSG-1 ENCLOSURE MCC 111 CUBICLE 6FM | Fan/Blower | 480V HRSG MCC 111 | 480 V MOLDED CASE BREAKER
FGS CMP A Sound Enclosure Fan Motor 2 | 00-FGS-MFN-02A | HRSG-1 ENCLOSURE MCC 111 CUBICLE 6FD | Fan/Blower | 480V HRSG MCC 111 | 480 V MOLDED CASE BREAKER
FGS CMP C Sound Enclosure Fan Motor 2 | 00-FGS-MFN-02C | HRSG-1 ENCLOSURE MCC 111 CUBICLE 12FB | Fan/Blower | 480V HRSG MCC 111 | 480 V MOLDED CASE BREAKER
FGS CMP A RECYCLE/OIL CLR FAN MTR 1 | 00-FGS-MFN-03A | HRSG-1 ENCLOSURE MCC 111 CUBICLE 3FB | Fan/Blower | 480V HRSG MCC 111 | 480 V MOLDED CASE BREAKER
FGS CMP A AUX Oil Pump Motor | 00-FGS-MPM-02A | HRSG-1 ENCLOSURE MCC 111 CUBICLE 6FF | Pump | 480V HRSG MCC 111 | 480 V MOLDED CASE BREAKER
FGS CMP C Aux Oil Pump Motor | 00-FGS-MPM-02C | HRSG-1 ENCLOSURE MCC 111 CUBICLE 7FB | Pump | 480V HRSG MCC 111 | 480 V MOLDED CASE BREAKER
HRSG 1 PDC Panelboard 480VAC | 01-LVB-PPL-1115 | HRSG-1 ENCLOSURE MCC 111 CUBICLE 7FE | Power Panel | 480V HRSG MCC 111 | 480 V MOLDED CASE BREAKER
Unit 1 HRSG BD Sump Pump A/B Control Panel | 01-BDN-CPL-01 | HRSG-1 ENCLOSURE MCC 111 CUBICLE 7FH(R) | Control Power Feed | 480V HRSG MCC 111 | 480 V MOLDED CASE BREAKER
Unit 1 Bridge Crane | 01-TRB-CRN-01 | HRSG-1 ENCLOSURE MCC 111 CUBICLE 7FL |  | 480V HRSG MCC 111 | 480 V MOLDED CASE BREAKER
FGS CMP Recycle/Oil CLR Fan Motor 1 | 00-FGS-MFN-03C | HRSG-1 ENCLOSURE MCC 111 CUBICLE 5FB | Fan/Blower | 480V HRSG MCC 111 | 480 V MOLDED CASE BREAKER
FGS CMP A RECYCLE/OIL CLR FAN MTR 2 | 00-FGS-MFN-04A | HRSG-1 ENCLOSURE MCC 111 CUBICLE 3FD | Fan/Blower | 480V HRSG MCC 111 | 480 V MOLDED CASE BREAKER
FGS CMP Recycle/Oil CLR Fan Motor 2 | 00-FGS-MFN-04C | HRSG-1 ENCLOSURE MCC 111 CUBICLE 5FD | Fan/Blower | 480V HRSG MCC 111 | 480 V MOLDED CASE BREAKER
Unit 1 Sample Analysis Panel DSW | 01-SMP-DSW-01 | HRSG-1 ENCLOSURE MCC 111 CUBICLE 10FC(R) |  | 480V HRSG MCC 111 | 480 V MOLDED CASE BREAKER
HRSG 1 PDC XFMR 480-120/208VAC | 01-LVD-PPL-1111 | HRSG-1 ENCLOSURE MCC 111 CUBICLE 11FC(L) | Power Panel | 480V HRSG MCC 111 | 480 V MOLDED CASE BREAKER
HRSG 1 Top Level West Panelboard 480VAC | 01-LVB-PPL-1112 | HRSG-1 ENCLOSURE MCC 111 CUBICLE 11FF | Power Panel | 480V HRSG MCC 111 | 480 V MOLDED CASE BREAKER
HRSG 1 Finger Rack Panelboard 480VAC | 01-LVB-PPL-1113 | HRSG-1 ENCLOSURE MCC 111 CUBICLE 11FJ | Power Panel | 480V HRSG MCC 111 | 480 V MOLDED CASE BREAKER
HRSG1 Grade West Panelboard 480VAC | 01-LVB-PPL-1114 | HRSG-1 ENCLOSURE MCC 111 CUBICLE 11FM | Power Panel | 480V HRSG MCC 111 | 480 V MOLDED CASE BREAKER
Unit 1 BFW Lube Oil Pump Motor A | 01-BFW-MPM-02A | HRSG-1 ENCLOSURE MCC 111 CUBICLE 12FD | Pump | 480V HRSG MCC 111 | 480 V MOLDED CASE BREAKER
Waste Water Sump Pumps A/B Control Panel | 00-WDR-CPL-01 | HRSG-1 ENCLOSURE MCC 111 CUBICLE 13FJ | Control Power Feed | 480V HRSG MCC 111 | 480 V MOLDED CASE BREAKER
Unit 1 Turbine Building NE Panelboard 480VAC | 01-LVB-PPL-1111 | HRSG-1 ENCLOSURE MCC 111 CUBICLE 13FM | Power Panel | 480V HRSG MCC 111 | 480 V MOLDED CASE BREAKER
Unit 1 HRSG Duct Burner Cooling Skid Blower 1 | 01-BUR-MLB-01A | HRSG-1 ENCLOSURE MCC 111 CUBICLE 5FH | Fan/Blower | 480V HRSG MCC 111 | 480 V MOLDED CASE BREAKER
Unit 1 ACHE Fan 01A | 01-CCW-MFN-01A | HRSG-1 ENCLOSURE MCC 111 CUBICLE 8FC | Fan/Blower | 480V HRSG MCC 111 | 480 V MOLDED CASE BREAKER
Unit 1 ACHE Fan 01B | 01-CCW-MFN-01B | HRSG-1 ENCLOSURE MCC 111 CUBICLE 8FF | Fan/Blower | 480V HRSG MCC 111 | 480 V MOLDED CASE BREAKER
Unit 1 ACHE Fan 01C | 01-CCW-MFN-01C | HRSG-1 ENCLOSURE MCC 111 CUBICLE 8FJ | Fan/Blower | 480V HRSG MCC 111 | 480 V MOLDED CASE BREAKER
Unit 1 ACHE Fan 02A | 01-CCW-MFN-02A | HRSG-1 ENCLOSURE MCC 111 CUBICLE 8FM | Fan/Blower | 480V HRSG MCC 111 | 480 V MOLDED CASE BREAKER
Unit 1 ACHE Fan 02B | 01-CCW-MFN-02B | HRSG-1 ENCLOSURE MCC 111 CUBICLE 9FC | Fan/Blower | 480V HRSG MCC 111 | 480 V MOLDED CASE BREAKER
Unit 1 ACHE Fan 02C | 01-CCW-MFN-02C | HRSG-1 ENCLOSURE MCC 111 CUBICLE 9FF | Fan/Blower | 480V HRSG MCC 111 | 480 V MOLDED CASE BREAKER
Unit 1 ACHE Fan 03A | 01-CCW-MFN-03A | HRSG-1 ENCLOSURE MCC 111 CUBICLE 9FJ | Fan/Blower | 480V HRSG MCC 111 | 480 V MOLDED CASE BREAKER
HRSG 1 AMMONIA INJECTION BLOWER A | 01-SCR-MFN-100A | HRSG-1 ENCLOSURE MCC 111 CUBICLE 3FM | Fan/Blower | 480V HRSG MCC 111 | 480 V MOLDED CASE BREAKER
FGS CMP B Sound Enclosure Fan MTR 1 | 00-FGS-MFN-01B | HRSG-1 ENCLOSURE MCC 211 CUBICLE 4FB | Fan/Blower | 480V HRSG MCC 211 | 480 V MOLDED CASE BREAKER
FGS CMP B Sound Enclosure Fan MTR 2 | 00-FGS-MFN-02B | HRSG-1 ENCLOSURE MCC 211 CUBICLE 10FM | Fan/Blower | 480V HRSG MCC 211 | 480 V MOLDED CASE BREAKER
FGS CMP B Recycle/Oil CLR Fan MTR 1 | 00-FGS-MFN-03B | HRSG-1 ENCLOSURE MCC 211 CUBICLE 9FF | Fan/Blower | 480V HRSG MCC 211 | 480 V MOLDED CASE BREAKER
FGS CMP B Recycle/Oil CLR Fan MTR 2 | 00-FGS-MFN-04B | HRSG-1 ENCLOSURE MCC 211 CUBICLE 9FH | Fan/Blower | 480V HRSG MCC 211 | 480 V MOLDED CASE BREAKER
Unit 1 Main Lube Oil Pump Motor B | 01MPV01AP102-M01 | HRSG-1 ENCLOSURE MCC 211 CUBICLE 3FM | Pump | 480V HRSG MCC 211 | 480 V MOLDED CASE BREAKER
Unit 1 STG SWBD | 01-LVB-SWB-2113 | HRSG-1 ENCLOSURE MCC 211 CUBICLE 4FF |  | 480V HRSG MCC 211 | 480 V MOLDED CASE BREAKER
HRSG 1 PDC Panelboard 480VAC | 01-LVB-PPL-2112 | HRSG-1 ENCLOSURE MCC 211 CUBICLE 5FC | Power Panel | 480V HRSG MCC 211 | 480 V MOLDED CASE BREAKER
Fuel Gas Area Panelboard 480VAC | 01-LVB-PPL-2113 | HRSG-1 ENCLOSURE MCC 211 CUBICLE 5FF | Power Panel | 480V HRSG MCC 211 | 480 V MOLDED CASE BREAKER
Fuel Gas Conditioning Skid Pump MTR 2 | 00-FGS-MPM-11B | HRSG-1 ENCLOSURE MCC 211 CUBICLE 9FD | Pump | 480V HRSG MCC 211 | 480 V MOLDED CASE BREAKER
Waste Water Sump Pumps A/B Control Panel | 00-WDR-CPL-01 | HRSG-1 ENCLOSURE MCC 211 CUBICLE 10FK | Control Power Feed | 480V HRSG MCC 211 | 480 V MOLDED CASE BREAKER
Unit 1 BFW Lube Oil Pump Motor B | 01-BFW-MPM-02B | HRSG-1 ENCLOSURE MCC 211 CUBICLE 11FB | Pump | 480V HRSG MCC 211 | 480 V MOLDED CASE BREAKER
HRSG 1 PDC XFMR 480-120/208VAC | 01-LVB-XFR-2111 | HRSG-1 ENCLOSURE MCC 211 CUBICLE 12FC | Transformer | 480V HRSG MCC 211 | 480 V MOLDED CASE BREAKER
FGS CMP B Aux Oil Pump Motor | 00-FGS-MPM-02B | HRSG-1 ENCLOSURE MCC 211 CUBICLE 12FM | Pump | 480V HRSG MCC 211 | 480 V MOLDED CASE BREAKER
HRSG 1 Finger Rack Heat Trace XFMR 480-120/208VAC | 01-HTT-XFR-2111 | HRSG-1 ENCLOSURE MCC 211 CUBICLE 13FC(R) | Transformer | 480V HRSG MCC 211 | 480 V MOLDED CASE BREAKER
Unit 1 BD Tank Drain Sump Pump A/B Control Panel | 01-BDN-CPL-01 | HRSG-1 ENCLOSURE MCC 211 CUBICLE 13FF(R) | Control Power Feed | 480V HRSG MCC 211 | 480 V MOLDED CASE BREAKER
HRSG 1 Top Level SE Panelboard 480VAC | 01-LVB-PPL-2111 | HRSG-1 ENCLOSURE MCC 211 CUBICLE 13FJ | Power Panel | 480V HRSG MCC 211 | 480 V MOLDED CASE BREAKER
Unit 1 HRSG Duct Burner Cooling Skid Blower 2 | 01-BUR-MLB-01B | HRSG-1 ENCLOSURE MCC 211 CUBICLE 9FM | Fan/Blower | 480V HRSG MCC 211 | 480 V MOLDED CASE BREAKER
Unit 1 ACHE Fan 03B | 01-CCW-MFN-03B | HRSG-1 ENCLOSURE MCC 211 CUBICLE 6FC | Fan/Blower | 480V HRSG MCC 211 | 480 V MOLDED CASE BREAKER
Unit 1 ACHE Fan 03C | 01-CCW-MFN-03C | HRSG-1 ENCLOSURE MCC 211 CUBICLE 6FF | Fan/Blower | 480V HRSG MCC 211 | 480 V MOLDED CASE BREAKER
Unit 1 ACHE Fan 04A | 01-CCW-MFN-04A | HRSG-1 ENCLOSURE MCC 211 CUBICLE 6FJ | Fan/Blower | 480V HRSG MCC 211 | 480 V MOLDED CASE BREAKER
Unit 1 ACHE Fan 04B | 01-CCW-MFN-04B | HRSG-1 ENCLOSURE MCC 211 CUBICLE 6FM | Fan/Blower | 480V HRSG MCC 211 | 480 V MOLDED CASE BREAKER
Unit 1 ACHE Fan 04C | 01-CCW-MFN-04C | HRSG-1 ENCLOSURE MCC 211 CUBICLE 7FC | Fan/Blower | 480V HRSG MCC 211 | 480 V MOLDED CASE BREAKER
Unit 1 ACHE Fan 05A | 01-CCW-MFN-05A | HRSG-1 ENCLOSURE MCC 211 CUBICLE 7FF | Fan/Blower | 480V HRSG MCC 211 | 480 V MOLDED CASE BREAKER
Unit 1 ACHE Fan 05B | 01-CCW-MFN-05B | HRSG-1 ENCLOSURE MCC 211 CUBICLE 7FJ | Fan/Blower | 480V HRSG MCC 211 | 480 V MOLDED CASE BREAKER
Unit 1 ACHE Fan 05C | 01-CCW-MFN-05C | HRSG-1 ENCLOSURE MCC 211 CUBICLE 7FM | Fan/Blower | 480V HRSG MCC 211 | 480 V MOLDED CASE BREAKER
HRSG 1 Ammonia Injection Blower B | 01-SCR-MFN-100B | HRSG-1 ENCLOSURE MCC 211 CUBICLE 4FM | Fan/Blower | 480V HRSG MCC 211 | 480 V MOLDED CASE BREAKER
00-DCS-CAB-10 POWER 1 | 00-DCS-CAB-10 | ACC 1 U1 UPS PANEL 01-LVF-PPL-014 , BR1 |  | ACC 1 U1 UPS PANEL 01-LVF-PPL-014
00-DCS-CAB-12 POWER 1 | 00-DCS-CAB-12 | ACC 1 U1 UPS PANEL 01-LVF-PPL-014 , BR2 |  | ACC 1 U1 UPS PANEL 01-LVF-PPL-014
MCC 151 SHUNT TRIP POWER | 01-ACC-MCC-151 | ACC 1 U1 UPS PANEL 01-LVF-PPL-014 , BR5 |  | ACC 1 U1 UPS PANEL 01-LVF-PPL-014
00-DCS-CAB-12 SOLENOID POWER | 00-DCS-CAB-12 | ACC 1 U1 UPS PANEL 01-LVF-PPL-014 , BR7 |  | ACC 1 U1 UPS PANEL 01-LVF-PPL-014
MCC 131 SHUNT TRIP POWER | 01-ACC-MCC-131 | ACC 1 U1 UPS PANEL 01-LVF-PPL-014 , BR2 |  | ACC 1 U1 UPS PANEL 01-LVF-PPL-014
MCC 231 SHUNT TRIP POWER | 01-ACC-MCC-231 | ACC 1 U1 UPS PANEL 01-LVF-PPL-014 , BR4 |  | ACC 1 U1 UPS PANEL 01-LVF-PPL-014
MCC 251 SHUNT TRIP POWER | 01-ACC-MCC-251 | ACC 1 U1 UPS PANEL 01-LVF-PPL-014 , BR6 |  | ACC 1 U1 UPS PANEL 01-LVF-PPL-014
00-DCS-CAB-10 POWER 2 | 00-DCS-CAB-10 | ACC 1 U2 UPS PANEL 02-LVF-PPL-014, BR1 |  | ACC 1 U2 UPS PANEL 02-LVF-PPL-014
00-DCS-CAB-12 POWER 2 | 00-DCS-CAB-12 | ACC 1 U2 UPS PANEL 02-LVF-PPL-014, BR3 |  | ACC 1 U2 UPS PANEL 02-LVF-PPL-014
MCC 151 SHUNT TRIP POWER | 01-ACC-MCC-151 | ACC 1 U2 UPS PANEL 02-LVF-PPL-014, BR5 |  | ACC 1 U2 UPS PANEL 02-LVF-PPL-014
MCC 131 SHUNT TRIP POWER | 01-ACC-MCC-131 | ACC 1 U2 UPS PANEL 02-LVF-PPL-014, BR2 |  | ACC 1 U2 UPS PANEL 02-LVF-PPL-014
MCC 231 SHUNT TRIP POWER | 01-ACC-MCC-231 | ACC 1 U2 UPS PANEL 02-LVF-PPL-014, BR4 |  | ACC 1 U2 UPS PANEL 02-LVF-PPL-014
MCC 251 SHUNT TRIP POWER | 01-ACC-MCC-251 | ACC 1 U2 UPS PANEL 02-LVF-PPL-014, BR6 |  | ACC 1 U2 UPS PANEL 02-LVF-PPL-014
00-DCS-CAB-20 POWER 2 | 00-DCS-CAB-20 | ACC 2 U1 UPS PANEL 02-LVF-PPL-015, BR1 |  | ACC 2 U1 UPS PANEL 02-LVF-PPL-015
00-DCS-CAB-22 POWER 2 | 00-DCS-CAB-22 | ACC 2 U1 UPS PANEL 02-LVF-PPL-015, BR3 |  | ACC 2 U1 UPS PANEL 02-LVF-PPL-015
MCC 161 SHUNT TRIP POWER | 02-ACC-MCC-161 | ACC 2 U1 UPS PANEL 02-LVF-PPL-015, BR5 |  | ACC 2 U1 UPS PANEL 02-LVF-PPL-015
MCC 141 SHUNT TRIP POWER | 02-ACC-MCC-141 | ACC 2 U1 UPS PANEL 02-LVF-PPL-015, BR2 |  | ACC 2 U1 UPS PANEL 02-LVF-PPL-015
MCC 241 SHUNT TRIP POWER | 02-ACC-MCC-241 | ACC 2 U1 UPS PANEL 02-LVF-PPL-015, BR4 |  | ACC 2 U1 UPS PANEL 02-LVF-PPL-015
MCC 261 SHUNT TRIP POWER | 02-ACC-MCC-261 | ACC 2 U1 UPS PANEL 02-LVF-PPL-015, BR6 |  | ACC 2 U1 UPS PANEL 02-LVF-PPL-015
00-DCS-CAB-20 POWER 1 | 00-DCS-CAB-20 | ACC 2 U1 UPS PANEL 01-LVF-PPL-015, BR1 |  | ACC 2 U1 UPS PANEL 01-LVF-PPL-015
00-DCS-CAB-22 POWER 1 | 00-DCS-CAB-22 | ACC 2 U1 UPS PANEL 01-LVF-PPL-015, BR3 |  | ACC 2 U1 UPS PANEL 01-LVF-PPL-015
MCC 161 SHUNT TRIP POWER | 02-ACC-MCC-161 | ACC 2 U1 UPS PANEL 01-LVF-PPL-015, BR5 |  | ACC 2 U1 UPS PANEL 01-LVF-PPL-015
00-DCS-CAB-22 SOLENOID POWER | 00-DCS-CAB-22 | ACC 2 U1 UPS PANEL 01-LVF-PPL-015, BR7 |  | ACC 2 U1 UPS PANEL 01-LVF-PPL-015
MCC 141 SHUNT TRIP POWER | 02-ACC-MCC-141 | ACC 2 U1 UPS PANEL 01-LVF-PPL-015, BR2 |  | ACC 2 U1 UPS PANEL 01-LVF-PPL-015
MCC 241 SHUNT TRIP POWER | 02-ACC-MCC-241 | ACC 2 U1 UPS PANEL 01-LVF-PPL-015, BR4 |  | ACC 2 U1 UPS PANEL 01-LVF-PPL-015
MCC 261 SHUNT TRIP POWER | 02-ACC-MCC-261 | ACC 2 U1 UPS PANEL 01-LVF-PPL-015, BR6 |  | ACC 2 U1 UPS PANEL 01-LVF-PPL-015
SITE WEATHER STATION | 00-BOP-WST-01 | ADMIN BLDG U1 UPS PNL, BR1 |  | ADMIN BLDG U1 UPS PNL
SITE WEATHER STATION RAIN GAUGE | 00-LT-WST966 | ADMIN BLDG U1 UPS PNL, BR3 |  | ADMIN BLDG U1 UPS PNL
WTT BLDG MAIN CPL | 00-DWT-PNL-01 | ADMIN BLDG U1 UPS PNL, BR5 |  | ADMIN BLDG U1 UPS PNL
U1 VIRT HMI SERV/NTWRK CAB PWR DIST PRIMARY | 01CKC00GH002\20 | ADMIN BLDG U1 UPS PNL, BR15 |  | ADMIN BLDG U1 UPS PNL
U1 VIRT HMI SERV/NTWRK CAB PWR DIST PRIMARY | 01CKC00GH002\21 | ADMIN BLDG U1 UPS PNL, BR17 |  | ADMIN BLDG U1 UPS PNL
DCS NTWRK CAB 0 PRI PWR FEED 120VAC UPS | 00-DCS-CAB-00 | ADMIN BLDG U1 UPS PNL, BR19 |  | ADMIN BLDG U1 UPS PNL
DCS NTWRK CAB 2 PRI PWR FEED 120VAC UPS | 00-DCS-CAB-02 | ADMIN BLDG U1 UPS PNL, BR21 |  | ADMIN BLDG U1 UPS PNL
ADMN BLDG DCS RM N WALL UNIT 1 DSK RCPTS | 01-LVF-PPL-013-25 | ADMIN BLDG U1 UPS PNL, BR25 | Power Panel | ADMIN BLDG U1 UPS PNL
ADMN BLDG CTRL RM UNIT 1 FLR RCPTS | 01-LVF-PPL-013-27 | ADMIN BLDG U1 UPS PNL, BR27 | Power Panel | ADMIN BLDG U1 UPS PNL
ADMN BLDG CTRL RM UNIT 1 S WALL TV RCPT | 01-LVF-PPL-013-29 | ADMIN BLDG U1 UPS PNL, BR29 | Power Panel | ADMIN BLDG U1 UPS PNL
ADMN BLDG CTRL RM UNIT 1 MAIN DSK W RCPTS | 01-LVF-PPL-013-31 | ADMIN BLDG U1 UPS PNL, BR31 | Power Panel | ADMIN BLDG U1 UPS PNL
ADMN BLDG CTRL RM UNIT 1 MAIN DSK E RCPTS | 01-LVF-PPL-013-33 | ADMIN BLDG U1 UPS PNL, BR33 | Power Panel | ADMIN BLDG U1 UPS PNL
WTT RO CIP CPL PRI PWR FEED | 00-DWT-CPL-05B | ADMIN BLDG U1 UPS PNL, BR6 | Control Power Feed | ADMIN BLDG U1 UPS PNL
VMS CTRL RM SRVR CAB FEED 1 120VAC UPS | 00-VMS-CPL-02 | ADMIN BLDG U1 UPS PNL, BR18 | Control Power Feed | ADMIN BLDG U1 UPS PNL
DCS NTWRK CAB 1 PRI PWR FEED 120VAC UPS | 00-DCS-CAB-01 | ADMIN BLDG U1 UPS PNL, BR20 |  | ADMIN BLDG U1 UPS PNL
DCS SRVR CAB 1 PRI PWR FEED PDU1 120VAC UPS | 00-DCS-CAB-95 | ADMIN BLDG U1 UPS PNL, BR22 |  | ADMIN BLDG U1 UPS PNL
DCS SRVR CAB 1 PRI PWR FEED PDU3 120VAC UPS | 00-DCS-CAB-95 | ADMIN BLDG U1 UPS PNL, BR24 |  | ADMIN BLDG U1 UPS PNL
ADMN BLDG DCS RM E WALL UNIT 1 DSK RCPTS | 01-LVF-PPL-013-26 | ADMIN BLDG U1 UPS PNL, BR26 | Power Panel | ADMIN BLDG U1 UPS PNL
ADMN BLDG CTRL RM E WALL UNIT 1 DSK RCPTS | 01-LVF-PPL-013-28 | ADMIN BLDG U1 UPS PNL, BR28 | Power Panel | ADMIN BLDG U1 UPS PNL
DCS SRVR CAB 2 PRI PWR FEED PDU1 | 00-DCS-CAB-96 | ADMIN BLDG U1 UPS PNL, BR30 |  | ADMIN BLDG U1 UPS PNL
DCS SRVR CAB 2 PRI PWR FEED PDU3 | 00-DCS-CAB-96 | ADMIN BLDG U1 UPS PNL, BR32 |  | ADMIN BLDG U1 UPS PNL
ELE RM RCP (ADMIN VENDOR CABLING) | 01-LVF-PPL-013-36 | ADMIN BLDG U1 UPS PNL, BR34 | Power Panel | ADMIN BLDG U1 UPS PNL
ELE RM RCP (ADMIN VENDOR CABLING) | 01-LVF-PPL-013-36 | ADMIN BLDG U1 UPS PNL, BR36 | Power Panel | ADMIN BLDG U1 UPS PNL
COMM RM RCP (MHPS-JPOW. -ADM. VEND. CABL) | 01-LVF-PPL-013-38 | ADMIN BLDG U1 UPS PNL, BR38 | Power Panel | ADMIN BLDG U1 UPS PNL
UNIT 2 VIRTUAL HMI SERV. / NTWRK CAB PWR DIST | 02CKC00GH002\20 | ADMIN BLDG U2 UPS PNL, BR15 |  | ADMIN BLDG U2 UPS PNL
UNIT 2 VIRTUAL HMI SERV. / NTWRK CAB PWR DIST | 02CKC00GH002\21 | ADMIN BLDG U2 UPS PNL, BR17 |  | ADMIN BLDG U2 UPS PNL
DCS NTWRK CAB 0 SEC PWR FEED 120VAC UPS | 00-DCS-CAB-00 | ADMIN BLDG U2 UPS PNL, BR19 |  | ADMIN BLDG U2 UPS PNL
DCS NTWRK CAB 2 SEC PWR FEED 120VAC UPS | 00-DCS-CAB-02 | ADMIN BLDG U2 UPS PNL, BR21 |  | ADMIN BLDG U2 UPS PNL
ADMN BLDG DCS RM N WALL UNIT 2 DSK RCPTS | 02-LVF-PPL-013-25 | ADMIN BLDG U2 UPS PNL, BR25 | Power Panel | ADMIN BLDG U2 UPS PNL
ADMN BLDG CTRL RM UNIT 2 FLR RCPTS | 02-LVF-PPL-013-27 | ADMIN BLDG U2 UPS PNL, BR27 | Power Panel | ADMIN BLDG U2 UPS PNL
ADMN BLDG CTRL RM UNIT 2 S WALL TV RCPTS | 02-LVF-PPL-013-29 | ADMIN BLDG U2 UPS PNL, BR29 | Power Panel | ADMIN BLDG U2 UPS PNL
ADMN BLDG CTRL RM UNIT 2 MAIN DSK W RCPTS | 02-LVF-PPL-013-31 | ADMIN BLDG U2 UPS PNL, BR31 | Power Panel | ADMIN BLDG U2 UPS PNL
ADMN BLDG CTRL RM UNIT 2 MAIN DSK E RCPTS | 02-LVF-PPL-013-33 | ADMIN BLDG U2 UPS PNL, BR33 | Power Panel | ADMIN BLDG U2 UPS PNL
WTT BLDG MAIN CPL 120VAC UPS REDUNDANT | 00-DWT-PNL-01 | ADMIN BLDG U2 UPS PNL, BR6 |  | ADMIN BLDG U2 UPS PNL
WTT RO CIP CPL 120V UPS REDUNDANT | 00-DWT-CPL-05B | ADMIN BLDG U2 UPS PNL, BR8 | Control Power Feed | ADMIN BLDG U2 UPS PNL
VMS CTRL RM SRVR CAB FEED 2 120VAC UPS | 00-VMS-CPL-02 | ADMIN BLDG U2 UPS PNL, BR18 |  | ADMIN BLDG U2 UPS PNL
DCS NTWRK CAB 1 SEC PWR FEED 120VAC UPS | 00-DCS-CAB-01 | ADMIN BLDG U2 UPS PNL, BR20 |  | ADMIN BLDG U2 UPS PNL
DCS SRVR CAB 1 SEC PWR FEED PDU2 120VAC UPS | 00-DCS-CAB-95 | ADMIN BLDG U2 UPS PNL, BR22 |  | ADMIN BLDG U2 UPS PNL
DCS SRVR CAB 1 SEC PWR FEED PDU4 120VAC UPS | 00-DCS-CAB-95 | ADMIN BLDG U2 UPS PNL, BR24 |  | ADMIN BLDG U2 UPS PNL
ADMN BLDG DCS RM E WALL UNIT 2 DSK RCPTS | 02-LVF-PPL-013-26 | ADMIN BLDG U2 UPS PNL, BR26 | Power Panel | ADMIN BLDG U2 UPS PNL
ADMN BLDG CTRL RM E WALL UNIT 2 DSK RCPTS | 02-LVF-PPL-013-28 | ADMIN BLDG U2 UPS PNL, BR28 | Power Panel | ADMIN BLDG U2 UPS PNL
ADMN BLDG CTRL RM W DSK PRINTER RCPTS | 02-LVF-PPL-013-30 | ADMIN BLDG U2 UPS PNL, BR30 | Power Panel | ADMIN BLDG U2 UPS PNL
DCS SRVR CAB 2 SEC PWR FEED PDU2 120VAC UPS | 00-DCS-CAB-96 | ADMIN BLDG U2 UPS PNL, BR32 |  | ADMIN BLDG U2 UPS PNL
DCS SRVR CAB 2 SEC PWR FEED PDU4 120VAC UPS | 00-DCS-CAB-96 | ADMIN BLDG U2 UPS PNL, BR34 |  | ADMIN BLDG U2 UPS PNL
COMM RM RCP (MHPS-JPOW-ADM. VENDOR CABLING) | 02-LVF-PPL-013-38 | ADMIN BLDG U2 UPS PNL, BR38 | Power Panel | ADMIN BLDG U2 UPS PNL
BATTERY INPUT TO SECONDARY DC BUS | 02-LVE-PPL-01 | MVB, DC DISTRIBUTION PANEL 02-LVE-PPL-01, F1 | Power Panel | DC DISTRIBUTION PANEL 02-LVE-PPL-01
CHARGER A INPUT TO SECONDARY DC BUS | 02-LVE-PPL-01 | MVB, DC DISTRIBUTION PANEL 02-LVE-PPL-01, F2 | Power Panel | DC DISTRIBUTION PANEL 02-LVE-PPL-01
CH. A INP. TO PRIM. DC BUS (JUMPER TO FUSE F2) |  | MVB, DC DISTRIBUTION PANEL 02-LVE-PPL-01, F3 |  | DC DISTRIBUTION PANEL 02-LVE-PPL-01
CHARGER B INPUT TO SECONDARY DC BUS | 02-LVE-PPL-01 | MVB, DC DISTRIBUTION PANEL 02-LVE-PPL-01, F4 | Power Panel | DC DISTRIBUTION PANEL 02-LVE-PPL-01
CH. B INP. TO PRIM. DC BUS (JUMPER TO FUSE F2) |  | MVB, DC DISTRIBUTION PANEL 02-LVE-PPL-01, F5 |  | DC DISTRIBUTION PANEL 02-LVE-PPL-01
UPS SYSTEM UNIT 02 | 02-LVF-UPS-01 | MVB, DC DISTRIBUTION PANEL 02-LVE-PPL-01, F6 |  | DC DISTRIBUTION PANEL 02-LVE-PPL-01
HRSG 2 PDC 125VDC PANELBOARD 01 DSW | 02-LVE-DSW-012 | MVB, DC DISTRIBUTION PANEL 02-LVE-PPL-01, F7 | Power Panel | DC DISTRIBUTION PANEL 02-LVE-PPL-01
ADMIN BUILDING 125VDC PANELBOARD 02 RBX | 02-LVE-RBX-013 | MVB, DC DISTRIBUTION PANEL 02-LVE-PPL-01, F8 | Power Panel | DC DISTRIBUTION PANEL 02-LVE-PPL-01
IPBD 2 UAT DSW MAIN 125 VDC | 02-IPB-CPL-01 | MVB, DC DISTRIBUTION PANEL 02-LVE-PPL-01, F10.1 | Control Power Feed | DC DISTRIBUTION PANEL 02-LVE-PPL-01
SWGR 21/MCC 21 BREAKER CONTROL | 00-MVB-SWG-21 | MVB, DC DISTRIBUTION PANEL 02-LVE-PPL-01, F10.3 |  | DC DISTRIBUTION PANEL 02-LVE-PPL-01
RELAY PANEL 02-RPS-PNL-08 SEL-487E | 02-RPS-PNL-08 | MVB, DC DISTRIBUTION PANEL 02-LVE-PPL-01, F10.5 |  | DC DISTRIBUTION PANEL 02-LVE-PPL-01
RELAY PANEL 02-RPS-PNL-08 GE T60U & MET-UAT | 02-RPS-PNL-08 | MVB, DC DISTRIBUTION PANEL 02-LVE-PPL-01, F10.7 |  | DC DISTRIBUTION PANEL 02-LVE-PPL-01
UNIT 2 GSU CONTROL PANEL 125 VDC PWR MAIN | 02-GSU-CPL-01 | MVB, DC DISTRIBUTION PANEL 02-LVE-PPL-01, F10.9 | Control Power Feed | DC DISTRIBUTION PANEL 02-LVE-PPL-01
UNIT 1 SFC CUBICLE (REDUNDANT CTRL PWR-1) | 01MKE01GU101\00 | MVB, DC DISTRIBUTION PANEL 02-LVE-PPL-01, F10.13 |  | DC DISTRIBUTION PANEL 02-LVE-PPL-01
UNIT 2 SFC CUBICLE (REDUNDANT CTRL PWR-2) | 02MKE01GU101\01 | MVB, DC DISTRIBUTION PANEL 02-LVE-PPL-01, F10.15 |  | DC DISTRIBUTION PANEL 02-LVE-PPL-01
UNIT 2 GCB MAIN 125 VDC | 02-GEN-CPL-01 | MVB, DC DISTRIBUTION PANEL 02-LVE-PPL-01, F10.17 | Control Power Feed | DC DISTRIBUTION PANEL 02-LVE-PPL-01
UNIT 1 GCB TRIP COIL 2 125 VDC | 01-GEN-CPL-01 | MVB, DC DISTRIBUTION PANEL 02-LVE-PPL-01, F10.19 | Control Power Feed | DC DISTRIBUTION PANEL 02-LVE-PPL-01
SAT 21 CONTROL PANEL 125 VDC PWR MAIN | 00-SAT-CPL-21 | MVB, DC DISTRIBUTION PANEL 02-LVE-PPL-01, F10.2 | Control Power Feed | DC DISTRIBUTION PANEL 02-LVE-PPL-01
UAT 02 CONTROL PANEL 125 VDC PWR MAIN | 00-UAT-CPL-02 | MVB, DC DISTRIBUTION PANEL 02-LVE-PPL-01, F10.4 | Control Power Feed | DC DISTRIBUTION PANEL 02-LVE-PPL-01
SWGR 2 BREAKER CONTROL | 00-MVA-SWG-2 | MVB, DC DISTRIBUTION PANEL 02-LVE-PPL-01, F10.6 |  | DC DISTRIBUTION PANEL 02-LVE-PPL-01
SWGR 27 BREAKER CONTROL | 01-LVB-SWG-27 | MVB, DC DISTRIBUTION PANEL 02-LVE-PPL-01, F10.8 |  | DC DISTRIBUTION PANEL 02-LVE-PPL-01
MV SWGR BREAKER TEST CABINET |  | MVB, DC DISTRIBUTION PANEL 02-LVE-PPL-01, F10.10 |  | DC DISTRIBUTION PANEL 02-LVE-PPL-01
TURBINE CONTROL PANEL | 01MBY01GH001\80 | TCP |  | DC distribution panel U1
DC POWER SUPPLY FOR EXCITATION SYSTEM | 01MKC01GU101\80 | TCP |  | DC distribution panel U1
DC POWER SUPPLY FOR EXCITATION SYSTEM | 01MKC01GU101\81 | TCP |  | DC distribution panel U1
TURBINE SUPERVISORY INSTRUMENT PANEL | 01MBY01GH016\80 | TCP |  | DC distribution panel U1
TURBINE PROTECTION PANEL | 01MBY01GH010\80 | TCP |  | DC distribution panel U1
LOCAL OPS AND EMS DESK AND TURBINE CONTROL | 01CKC00GH001 | TCP |  | DC distribution panel U1
TURBINE REMOTE I/O PANEL A | 01MBY93GH001\80 | TCP |  | DC distribution panel U1
TURBINE REMOTE I/O PANEL B | 01MBY93GH002\80 | TCP |  | DC distribution panel U1
GCRP (GEN. CONTROL AND PROTEC. RELAY PANEL) | 01CHC00GH001\80 | TCP |  | DC distribution panel U1
GCRP | 01CHC00GH001\81 | TCP |  | DC distribution panel U1
NEUTRAL GROUND CUBICLE FOR GEN | 01BAW11GH001\80 | TCP |  | DC distribution panel U1
ST VACUUM BREAKER No.1 | 01MAC11AA901 | TCP |  | DC distribution panel U1
LUBE OIL PUMP DISCONNECT | 01MPV01AP401-M01 | TCP | Pump | DC distribution panel U1
SEAL OIL PUMP DISCONNECT | 01MKW04AP101-M01 | TCP | Pump | DC distribution panel U1
ST VACUUM BREAKER No.2 | 01MAC11AA902 | TCP |  | DC distribution panel U1
TURBINE CONTROL PANEL | 02MBY01GH001\80 | TCP |  | DC distribution panel U2
DC POWER SUPPLY FOR EXCITATION SYSTEM | 02MKC01GU101\80 | TCP |  | DC distribution panel U2
DC POWER SUPPLY FOR EXCITATION SYSTEM | 02MKC01GU101\81 | TCP |  | DC distribution panel U2
TURBINE SUPERVISORY INSTRUMENT PANEL | 02MBY01GH016\80 | TCP |  | DC distribution panel U2
TURBINE PROTECTION PANEL | 02MBY01GH010\80 | TCP |  | DC distribution panel U2
LOCAL OPS AND EMS DESK AND TURBINE CONTROL | 02CKC00GH001 | TCP |  | DC distribution panel U2
TURBINE REMOTE I/O PANEL A | 02MBY93GH001\80 | TCP |  | DC distribution panel U2
TURBINE REMOTE I/O PANEL B | 02MBY93GH002\80 | TCP |  | DC distribution panel U2
GCRP (GEN. CONTROL AND PROTEC. RELAY PANEL) | 02CHC00GH001\80 | TCP |  | DC distribution panel U2
GCRP | 02CHC00GH001\81 | TCP |  | DC distribution panel U2
NEUTRAL GROUND CUBICLE FOR GEN | 02BAW11GH001\80 | TCP |  | DC distribution panel U2
ST VACUUM BREAKER No.1 | 02MAC11AA901 | TCP |  | DC distribution panel U2
LUBE OIL PUMP DISCONNECT | 02MPV01AP401-M01 | TCP | Pump | DC distribution panel U2
SEAL OIL PUMP DISCONNECT | 02MKW04AP101-M01 | TCP | Pump | DC distribution panel U2
ST VACUUM BREAKER No.2 | 02MAC11AA902 | TCP |  | DC distribution panel U2
00-DCS-CAB-60 POWER 1 | 00-DCS-CAB-60 | HRSG 1 U1 UPS PANEL, BR1 |  | HRSG 1 U1 UPS PANEL
00-DCS-CAB-06 POWER 1 | 00-DCS-CAB-06 | HRSG 1 U1 UPS PANEL, BR3 |  | HRSG 1 U1 UPS PANEL
00-DCS-CAB-62 POWER 1 | 00-DCS-CAB-62 | HRSG 1 U1 UPS PANEL, BR5 |  | HRSG 1 U1 UPS PANEL
00-DCS-CAB-61 POWER 1 | 00-DCS-CAB-61 | HRSG 1 U1 UPS PANEL, BR7 |  | HRSG 1 U1 UPS PANEL
FGS COMP A CONTROL PANEL 1 UPS FEED 1 | 00-FGS-CPL-01A | HRSG 1 U1 UPS PANEL, BR9 | Control Power Feed | HRSG 1 U1 UPS PANEL
FGS COMP C CONTROL PANEL 1 UPS FEED 1 | 00-FGS-CPL-01C | HRSG 1 U1 UPS PANEL, BR11 | Control Power Feed | HRSG 1 U1 UPS PANEL
HRSG 1 HP DRM LVL GAUGE ILLUM 120VAC FEED 1 | 01-LI-HHS905 | HRSG 1 U1 UPS PANEL, BR13 |  | HRSG 1 U1 UPS PANEL
HRSG 1 IP DRM LVL GAUGE ILLUM 120VAC FEED 1 | 01-LI-HIS903 | HRSG 1 U1 UPS PANEL, BR15 |  | HRSG 1 U1 UPS PANEL
HRSG 1 LP DRM LVL GAUGE ILLUM 120VAC FEED 1 | 01-LI-HLS930 | HRSG 1 U1 UPS PANEL, BR17 |  | HRSG 1 U1 UPS PANEL
HRSG 1 FAA CPL 120VAC PWR FEED | 01-FAA-CPL-01 | HRSG 1 U1 UPS PANEL, BR19 | Control Power Feed | HRSG 1 U1 UPS PANEL
UNIT 1 HRSG DUCT BURNER UPS ATS FEED 1 | 01-BUR-ATS-01 | HRSG 1 U1 UPS PANEL, BR21 |  | HRSG 1 U1 UPS PANEL
HRSG 1 U1 UPS PANEL
00-DCS-CAB-70 POWER 1 | 00-DCS-CAB-70 | HRSG 1 U1 UPS PANEL, BR2 |  | HRSG 1 U1 UPS PANEL
VIBRATION MONITOR CAB POWER 1 | 01-VMS-CPL-01 | HRSG 1 U1 UPS PANEL, BR4 | Control Power Feed | HRSG 1 U1 UPS PANEL
00-DCS-CAB-72 POWER 1 | 00-DCS-CAB-72 | HRSG 1 U1 UPS PANEL, BR6 |  | HRSG 1 U1 UPS PANEL
UNIT 1 CEMS ELECTRICAL PNL 120 V UPS | 01-CEM-PNL-01 | HRSG 1 U1 UPS PANEL, BR8 |  | HRSG 1 U1 UPS PANEL
FGS COMP B CONTROL PANEL 1 UPS FEED 1 | 00-FGS-CPL-01B | HRSG 1 U1 UPS PANEL, BR10 | Control Power Feed | HRSG 1 U1 UPS PANEL
FGS CND PLC/CHROMATOGRAPH PWR FEED 1 | 00-FGS-ATS-01 | HRSG 1 U1 UPS PANEL, BR12 |  | HRSG 1 U1 UPS PANEL
FUEL GAS CAL. METER PNL AC PWR 120 VAC UPS | 00MBP01GH012 | HRSG 1 U1 UPS PANEL, BR14 |  | HRSG 1 U1 UPS PANEL
UNIT 1 HRSG SCR HTR JBX 103 UPS PWR 120 VAC | 01-SCR-JBX-103 | HRSG 1 U1 UPS PANEL, BR16 |  | HRSG 1 U1 UPS PANEL
UNIT 1 WTT CALCITE FILTER UPS FEED 1 | 01-DWS-CPL-06 | HRSG 1 U1 UPS PANEL, BR18 | Control Power Feed | HRSG 1 U1 UPS PANEL
00-DCS-CAB-60 POWER 2 | 00-DCS-CAB-60 | HRSG 1 U2 UPS PANEL, BR1 |  | HRSG 1 U2 UPS PANEL
00-DCS-CAB-06 POWER 2 | 00-DCS-CAB-06 | HRSG 1 U2 UPS PANEL, BR3 |  | HRSG 1 U2 UPS PANEL
00-DCS-CAB-62 POWER 2 | 00-DCS-CAB-62 | HRSG 1 U2 UPS PANEL, BR5 |  | HRSG 1 U2 UPS PANEL
00-DCS-CAB-71 POWER 2 | 00-DCS-CAB-71 | HRSG 1 U2 UPS PANEL, BR7 |  | HRSG 1 U2 UPS PANEL
FGS COMP A CONTROL PANEL 1 UPS FEED 2 | 00-FGS-CPL-01A | HRSG 1 U2 UPS PANEL, BR9 | Control Power Feed | HRSG 1 U2 UPS PANEL
FGS COMP C CONTROL PANEL 1 UPS FEED 2 | 00-FGS-CPL-01C | HRSG 1 U2 UPS PANEL, BR11 | Control Power Feed | HRSG 1 U2 UPS PANEL
UNIT 1 WTT CALCITE FILTER UPS FEED 2 | 01-DWS-CPL-06 | HRSG 1 U2 UPS PANEL, BR13 | Control Power Feed | HRSG 1 U2 UPS PANEL
HRSG 1 HP DRM LVL GAUGE ILLUM 120VAC PWR FEED 2 | 01-LI-HHS905 | HRSG 1 U2 UPS PANEL, BR15 |  | HRSG 1 U2 UPS PANEL
HRSG 1 IP DRM LVL GAUGE ILLUM 120VAC PWR FEED 2 | 01-LI-HIS903 | HRSG 1 U2 UPS PANEL, BR17 |  | HRSG 1 U2 UPS PANEL
HRSG 1 LP DRM LVL GAUGE ILLUM 120VAC PWR FEED 2 | 01-LI-HLS930 | HRSG 1 U2 UPS PANEL, BR19 |  | HRSG 1 U2 UPS PANEL
UNIT 1 HRSG DUCT BURNER UPS ATS FEED 2 | 01-BUR-ATS-01 | HRSG 1 U2 UPS PANEL, BR21 |  | HRSG 1 U2 UPS PANEL
00-DCS-CAB-70 POWER 2 | 00-DCS-CAB-70 | HRSG 1 U2 UPS PANEL, BR2 |  | HRSG 1 U2 UPS PANEL
VIBRATION MONITOR CAB POWER 2 | 01-VMS-CPL-01 | HRSG 1 U2 UPS PANEL, BR4 | Control Power Feed | HRSG 1 U2 UPS PANEL
00-DCS-CAB-72 POWER 2 | 00-DCS-CAB-72 | HRSG 1 U2 UPS PANEL, BR6 |  | HRSG 1 U2 UPS PANEL
UNIT 1 CEMS ELECTRICAL PNL 120 V UPS REDUNDANT | 01-CEM-PNL-01 | HRSG 1 U2 UPS PANEL, BR8 |  | HRSG 1 U2 UPS PANEL
FGS COMP B CONTROL PANEL 1 UPS FEED 2 | 00-FGS-CPL-01B | HRSG 1 U2 UPS PANEL, BR10 | Control Power Feed | HRSG 1 U2 UPS PANEL
FGS COND PLC/CHROMATOGRAPH PWR FEED 2 | 00-FGS-ATS-01 | HRSG 1 U2 UPS PANEL, BR12 |  | HRSG 1 U2 UPS PANEL
00-DCS-CAB-80 POWER 1 | 00-DCS-CAB-80 | HRSG 2 U1 UPS PANEL, BR1 |  | HRSG 2 U1 UPS PANEL
00-DCS-CAB-08 POWER 2 | 00-DCS-CAB-08 | HRSG 2 U1 UPS PANEL, BR3 |  | HRSG 2 U1 UPS PANEL
00-DCS-CAB-82 POWER 3 | 00-DCS-CAB-82 | HRSG 2 U1 UPS PANEL, BR5 |  | HRSG 2 U1 UPS PANEL
00-DCS-CAB-81 POWER 4 | 00-DCS-CAB-81 | HRSG 2 U1 UPS PANEL, BR7 |  | HRSG 2 U1 UPS PANEL
AUX BLR 120 VAC UPS PWR 1 | 00-AXS-CPL-01 | HRSG 2 U1 UPS PANEL, BR9 | Control Power Feed | HRSG 2 U1 UPS PANEL
HRSG 2 HP DRM LVL GAUGE ILLUM 120VAC FEED 1 | 02-LI-HHS905 | HRSG 2 U1 UPS PANEL, BR11 |  | HRSG 2 U1 UPS PANEL
HRSG 2 IP DRM LVL GAUGE ILLUM 120VAC FEED 1 | 02-LI-HIS903 | HRSG 2 U1 UPS PANEL, BR13 |  | HRSG 2 U1 UPS PANEL
HRSG 2 LP DRM LVL GAUGE ILLUM 120VAC FEED 1 | 02-LI-HLS930 | HRSG 2 U1 UPS PANEL, BR15 |  | HRSG 2 U1 UPS PANEL
00-DCS-CAB-90 POWER 1 | 00-DCS-CAB-90 | HRSG 2 U1 UPS PANEL, BR2 |  | HRSG 2 U1 UPS PANEL
VIBRATION MONITOR CAB POWER 1 | 02-VMS-CPL-01 | HRSG 2 U1 UPS PANEL, BR4 | Control Power Feed | HRSG 2 U1 UPS PANEL
00-DCS-CAB-92 POWER 1 | 00-DCS-CAB-92 | HRSG 2 U1 UPS PANEL, BR6 |  | HRSG 2 U1 UPS PANEL
UNIT 2 CEMS ELECTRICAL PNL 120 V UPS | 02-CEM-PNL-01 | HRSG 2 U1 UPS PANEL, BR8 |  | HRSG 2 U1 UPS PANEL
UNIT 2 HRSG SCR HTR JBX 103 UPS PWR 120 VAC | 02-SCR-JBX-103 | HRSG 2 U1 UPS PANEL, BR10 |  | HRSG 2 U1 UPS PANEL
UNIT 2 WTT CALCITE FILTER UPS FEED 1 | 02-DWS-CPL-06 | HRSG 2 U1 UPS PANEL, BR12 | Control Power Feed | HRSG 2 U1 UPS PANEL
HRSG 2 DCT BNR UPS ATS FEED 1 | 02-BUR-ATS-01 | HRSG 2 U1 UPS PANEL, BR14 |  | HRSG 2 U1 UPS PANEL
00-DCS-CAB-80 POWER 2 | 00-DCS-CAB-80 | HRSG 2 U2 UPS PANEL, BR1 |  | HRSG 2 U2 UPS PANEL
00-DCS-CAB-08 POWER 2 | 00-DCS-CAB-08 | HRSG 2 U2 UPS PANEL, BR3 |  | HRSG 2 U2 UPS PANEL
00-DCS-CAB-82 POWER 2 | 00-DCS-CAB-82 | HRSG 2 U2 UPS PANEL, BR5 |  | HRSG 2 U2 UPS PANEL
00-DCS-CAB-91 POWER 2 | 00-DCS-CAB-91 | HRSG 2 U2 UPS PANEL, BR7 |  | HRSG 2 U2 UPS PANEL
UNIT 2 WTT CALCITE FILTER UPS FEED 2 | 02-DWS-CPL-06 | HRSG 2 U2 UPS PANEL, BR9 | Control Power Feed | HRSG 2 U2 UPS PANEL
AUX BLR 120 VAC UPS PWR 2 | 00-AXS-CPL-01 | HRSG 2 U2 UPS PANEL, BR11 | Control Power Feed | HRSG 2 U2 UPS PANEL
HRSG 2 HP DRM LVL GAUGE ILLUM 120VAC PWR FEED 2 | 02-LI-HHS905 | HRSG 2 U2 UPS PANEL, BR13 |  | HRSG 2 U2 UPS PANEL
HRSG 2 IP DRM LVL GAUGE ILLUM 120VAC PWR FEED 2 | 02-LI-HIS903 | HRSG 2 U2 UPS PANEL, BR15 |  | HRSG 2 U2 UPS PANEL
HRSG 2 LP DRM LVL GAUGE ILLUM 120VAC PWR FEED 2 | 02-LI-HLS930 | HRSG 2 U2 UPS PANEL, BR17 |  | HRSG 2 U2 UPS PANEL
HRSG 2 FAA CPL 120VAC PWR FEED | 02-FAA-CPL-01 | HRSG 2 U2 UPS PANEL, BR19 | Control Power Feed | HRSG 2 U2 UPS PANEL
00-DCS-CAB-90 POWER 2 | 00-DCS-CAB-90 | HRSG 2 U2 UPS PANEL, BR2 |  | HRSG 2 U2 UPS PANEL
VIBRATION MONITOR CAB POWER 2 | 02-VMS-CPL-01 | HRSG 2 U2 UPS PANEL, BR4 | Control Power Feed | HRSG 2 U2 UPS PANEL
00-DCS-CAB-92 POWER 2 | 00-DCS-CAB-92 | HRSG 2 U2 UPS PANEL, BR6 |  | HRSG 2 U2 UPS PANEL
UNIT 2 CEMS ELECTRICAL PNL 120 V UPS REDUNDANT | 02-CEM-PNL-01 | HRSG 2 U2 UPS PANEL, BR8 |  | HRSG 2 U2 UPS PANEL
HRSG 2 DCT BNR UPS ATS FEED 2 | 02-BUR-ATS-01 | HRSG 2 U2 UPS PANEL, BR10 |  | HRSG 2 U2 UPS PANEL
UNIT 1 STEAM ELEC SUPERHEATER | 01-AXS-HTR-01 | HRSG-1 MCC ENCLOSURE CUBICLE 03D | Heater | HRSG SWG 11/21 | 480 V RACK OUT BREAKER
HRSG 1 MCC 01 | 01-HRG-MCC-111 | HRSG-1 MCC ENCLOSURE CUBICLE 01B |  | HRSG SWG 11/21 | 480 V RACK OUT BREAKER
UNIT 1 AMMONIA INJ HEATER | 01-SCR-HTR-01 | HRSG-1 MCC ENCLOSURE CUBICLE 03C | Heater | HRSG SWG 11/21 | 480 V RACK OUT BREAKER
AIR COMPRESSOR A | 01-INA-PNL-01A | HRSG-1 MCC ENCLOSURE CUBICLE 01D | Compressor | HRSG SWG 11/21 | 480 V RACK OUT BREAKER
FEEDER BREAKER | 01-LVB-SWG-11 | HRSG-1 MCC ENCLOSURE CUBICLE 02A |  | HRSG SWG 11/21 | 480 V RACK OUT BREAKER
TIE BREAKER 480V SWG-11 AND SWG-21 |  | HRSG-1 MCC ENCLOSURE CUBICLE 04C |  | HRSG SWG 11/21 | 480 V RACK OUT BREAKER
FUEL GAS LP DEW POINT HEATER | 00-FGS-HTR-01 | HRSG-1 MCC ENCLOSURE CUBICLE 06D | Heater | HRSG SWG 11/21 | 480 V RACK OUT BREAKER
UNIT 1 AMMONIA INJ HEATER | 01-SCR-HTR-02 | HRSG-1 MCC ENCLOSURE CUBICLE 06C | Heater | HRSG SWG 11/21 | 480 V RACK OUT BREAKER
HRSG 1 MCC 2 | 01-HRG-MCC-211 | HRSG-1 MCC ENCLOSURE CUBICLE 06B |  | HRSG SWG 11/21 | 480 V RACK OUT BREAKER
AIR COMPRESSOR B | 00-INA-PNL-01B | HRSG-1 MCC ENCLOSURE CUBICLE 05D | Compressor | HRSG SWG 11/21 | 480 V RACK OUT BREAKER
FEEDER BREAKER | 01-LVB-SWG-21 | HRSG-1 MCC ENCLOSURE CUBICLE 07A |  | HRSG SWG 11/21 | 480 V RACK OUT BREAKER
AUX BOILER COMBUSTION AIR FAN | 00-AXS-MFN-01 | HRSG-2 ENCLSURE 480V MCC 121, CUBICLE 02FM | Fan/Blower | MCC 121 | 480 V MOLDED CASE BREAKER
SERVICE WATER PUMP MOTOR A | 00-SWS-MPM-01A | HRSG-2 ENCLSURE 480V MCC 121, CUBICLE 03FM | Pump | MCC 121 | 480 V MOLDED CASE BREAKER
UNIT 2 MAIN LUBE OIL PUMP MOTOR A | 02MPV01AP101-M01 | HRSG-2 ENCLSURE 480V MCC 121, CUBICLE 04FM | Pump | MCC 121 | 480 V MOLDED CASE BREAKER
HRSG 2 PDC PANELBOARD 480V | 02-LVB-PPL-1211 | HRSG-2 ENCLSURE 480V MCC 121, CUBICLE 06FE | Power Panel | MCC 121 | 480 V MOLDED CASE BREAKER
AUX BOILER BUILDING PANELBOARD 480VAC | 02-LVB-PPL-1215 | HRSG-2 ENCLSURE 480V MCC 121, CUBICLE 06FH | Power Panel | MCC 121 | 480 V MOLDED CASE BREAKER
WAREHOUSE BUILDING LOAD PANELBOARD 480VAC | 02-LVB-PPL-1217 | HRSG-2 ENCLSURE 480V MCC 121, CUBICLE 06FM | Power Panel | MCC 121 | 480 V MOLDED CASE BREAKER
HRSG 2 TOP LEVEL SE PANELBOARD 480VAC | 02-LVB-PPL-1212 | HRSG-2 ENCLSURE 480V MCC 121, CUBICLE 07FC | Power Panel | MCC 121 | 480 V MOLDED CASE BREAKER
HRSG 2 GRADE WEST PANELBOARD 480VAC | 02-LVB-PPL-1213 | HRSG-2 ENCLSURE 480V MCC 121, CUBICLE 07FF | Power Panel | MCC 121 | 480 V MOLDED CASE BREAKER
HRSG 2 FINGER RACK PANELBOARD 480VAC | 02-LVB-PPL-1214 | HRSG-2 ENCLSURE 480V MCC 121, CUBICLE 07FJ | Power Panel | MCC 121 | 480 V MOLDED CASE BREAKER
WATER TREATMENT PANELBOARD 480VAC | 02-LVB-PPL-1218 | HRSG-2 ENCLSURE 480V MCC 121, CUBICLE 07FM | Power Panel | MCC 121 | 480 V MOLDED CASE BREAKER
DEMIN WATER PUMP MTR A | 00-DWS-MPM-01A | HRSG-2 ENCLSURE 480V MCC 121, CUBICLE 11FD | Pump | MCC 121 | 480 V MOLDED CASE BREAKER
DEMIN WATER PUMP MTR C | 00-DWS-MPM-01C | HRSG-2 ENCLSURE 480V MCC 121, CUBICLE 11FH | Pump | MCC 121 | 480 V MOLDED CASE BREAKER
UNIT 2 BFW LUBE OIL PUMP MTR A | 02-BFW-MPM-02A | HRSG-2 ENCLSURE 480V MCC 121, CUBICLE 12FF | Pump | MCC 121 | 480 V MOLDED CASE BREAKER
UNIT 2 HRSG BD SUMP PUMP A/B CONTROL PANEL | 02-BDN-CPL-01 | HRSG-2 ENCLSURE 480V MCC 121, CUBICLE 13FC(R) | Control Power Feed | MCC 121 | 480 V MOLDED CASE BREAKER
AUX BOILER FEED PUMP MOTOR 1 | 00-AXS-MPM-01A | HRSG-2 ENCLSURE 480V MCC 121, CUBICLE 13FF | Pump | MCC 121 | 480 V MOLDED CASE BREAKER
DWT TWO PASS RO A CONTROL PNL | 00-DWT-CPL-02A | HRSG-2 ENCLSURE 480V MCC 121, CUBICLE 13FJ | Control Power Feed | MCC 121 | 480 V MOLDED CASE BREAKER
HRSG 2 PDC XFMR 480-120/208VAC | 02-LVB-XFR-1211 | HRSG-2 ENCLSURE 480V MCC 121, CUBICLE 14FC(R) | Transformer | MCC 121 | 480 V MOLDED CASE BREAKER
HRSG 2 FINGER RACK HEAT TRACE XFMR 480-120/208V | 02-HTT-XFR-1211 | HRSG-2 ENCLSURE 480V MCC 121, CUBICLE 14FF(R) | Transformer | MCC 121 | 480 V MOLDED CASE BREAKER
HRSG 2 PIPE RACK GRADE HEAT TRACE XFMR | 02-HTT-XFR-1212 | HRSG-2 ENCLSURE 480V MCC 121, CUBICLE 14FJ(R) | Transformer | MCC 121 | 480 V MOLDED CASE BREAKER
WATER TREATMENT HEAT TRACE XFMR | 02-HTT-XFR-1213 | HRSG-2 ENCLSURE 480V MCC 121, CUBICLE 14FM(R) | Transformer | MCC 121 | 480 V MOLDED CASE BREAKER
POTABLE WATER TEMPERING SKID FEED A | 00-PWS-CPL-01 | HRSG-2 ENCLSURE 480V MCC 121, CUBICLE 15FC(L) | Control Power Feed | MCC 121 | 480 V MOLDED CASE BREAKER
UNIT 2 SAMPLE ANALYSIS PANEL DSW | 02-SMP-DSW-01 | HRSG-2 ENCLSURE 480V MCC 121, CUBICLE 15FC(R) |  | MCC 121 | 480 V MOLDED CASE BREAKER
UNIT 2 HRSG DUCT BURNER COOLING SKID BL0WER 1 | 02-BUR-MLB-01A | HRSG-2 ENCLSURE 480V MCC 121, CUBICLE 06FB | Fan/Blower | MCC 121 | 480 V MOLDED CASE BREAKER
UNIT 2 ACHE FAN 01A | 02-CCW-MFN-01A | HRSG-2 ENCLSURE 480V MCC 121, CUBICLE 08FF | Fan/Blower | MCC 121 | 480 V MOLDED CASE BREAKER
UNIT 2 ACHE FAN 01B | 02-CCW-MFN-01B | HRSG-2 ENCLSURE 480V MCC 121, CUBICLE 08FJ | Fan/Blower | MCC 121 | 480 V MOLDED CASE BREAKER
UNIT 2 ACHE FAN 01C | 02-CCW-MFN-01C | HRSG-2 ENCLSURE 480V MCC 121, CUBICLE 09FC | Fan/Blower | MCC 121 | 480 V MOLDED CASE BREAKER
UNIT 2 ACHE FAN 02A | 02-CCW-MFN-02A | HRSG-2 ENCLSURE 480V MCC 121, CUBICLE 9FF | Fan/Blower | MCC 121 | 480 V MOLDED CASE BREAKER
UNIT 2 ACHE FAN 02B | 02-CCW-MFN-02A | HRSG-2 ENCLSURE 480V MCC 121, CUBICLE 9FJ | Fan/Blower | MCC 121 | 480 V MOLDED CASE BREAKER
UNIT 2 ACHE FAN 02C | 02-CCW-MFN-02C | HRSG-2 ENCLSURE 480V MCC 121, CUBICLE 9FM | Fan/Blower | MCC 121 | 480 V MOLDED CASE BREAKER
UNIT 2 ACHE FAN 03A | 02-CCW-MFN-03A | HRSG-2 ENCLSURE 480V MCC 121, CUBICLE 10FC | Fan/Blower | MCC 121 | 480 V MOLDED CASE BREAKER
HRSG 2 AMMONIA INJECTION BLOWER A | 02-SCR-MFN-100A | HRSG-2 ENCLSURE 480V MCC 121, CUBICLE 05FM | Fan/Blower | MCC 121 | 480 V MOLDED CASE BREAKER
UNIT 2 BFW LUBE OIL PUMP MTR B | 02-BFW-MPM-02B | HRSG-2 ENCLSURE 480V MCC 221, CUBICLE 3FF | Pump | MCC 221 | 480 V MOLDED CASE BREAKER
SERVICE WATER PUMP MTR B | 00-SWS-MPM-01B | HRSG-2 ENCLSURE 480V MCC 221, CUBICLE 3FM | Pump | MCC 221 | 480 V MOLDED CASE BREAKER
UNIT 2 MAIN LUBE OIL PUMP MOTOR B | 02MPV01AP102-M01 | HRSG-2 ENCLSURE 480V MCC 221, CUBICLE 4FM | Pump | MCC 221 | 480 V MOLDED CASE BREAKER
DEMIN WATER PUMP MTR B | 00-DWS-MPM-01B | HRSG-2 ENCLSURE 480V MCC 221, CUBICLE 10FM | Pump | MCC 221 | 480 V MOLDED CASE BREAKER
UNIT 2 STG SWBD | 02-LVB-SWB-2211 | HRSG-2 ENCLSURE 480V MCC 221, CUBICLE 11FD |  | MCC 221 | 480 V MOLDED CASE BREAKER
WATER TREATMENT BLDG LOAD PANELBOARD 480VAC | 02-LVB-PPL-2211 | HRSG-2 ENCLSURE 480V MCC 221, CUBICLE 11FH | Power Panel | MCC 221 | 480 V MOLDED CASE BREAKER
DEMIN TRAILERS POWER FEED | 00-DWT-JBX-01 | HRSG-2 ENCLSURE 480V MCC 221, CUBICLE 11FM |  | MCC 221 | 480 V MOLDED CASE BREAKER
UNIT 2 TURBINE BUILDING NE PANELBOARD 480VAC | 02-LVB-PPL-2215 | HRSG-2 ENCLSURE 480V MCC 221, CUBICLE 12FE | Power Panel | MCC 221 | 480 V MOLDED CASE BREAKER
HRSG 2 PDC PANELBOARD 480VAC | 02-LVB-PPL-2212 | HRSG-2 ENCLSURE 480V MCC 221, CUBICLE 12FH | Power Panel | MCC 221 | 480 V MOLDED CASE BREAKER
AUX BOILER FEED PUMP MTR 2 | 00-AXS-VFD-01B | HRSG-2 ENCLSURE 480V MCC 221, CUBICLE 13FC | Pump | MCC 221 | 480 V MOLDED CASE BREAKER
DWT TWO PASS RO B CONTROL PNL | 00-DWT-CPL-02B | HRSG-2 ENCLSURE 480V MCC 221, CUBICLE 13FF | Control Power Feed | MCC 221 | 480 V MOLDED CASE BREAKER
HRSG 2 TOP LEVEL WEST PANELBOARD 480VAC | 02-LVB-PPL-2213 | HRSG-2 ENCLSURE 480V MCC 221, CUBICLE 13FJ | Power Panel | MCC 221 | 480 V MOLDED CASE BREAKER
HRSG 2 GRADE WEST XFMR 480-120/208VAC | 02-LVB-XFR-2211 | HRSG-2 ENCLSURE 480V MCC 221, CUBICLE 14FC(L) | Transformer | MCC 221 | 480 V MOLDED CASE BREAKER
HRSG 2 TOP S HEAT TRACE XFMR 480-120/208VAC | 02-HTT-XFR-2211 | HRSG-2 ENCLSURE 480V MCC 221, CUBICLE 14FC(R) | Transformer | MCC 221 | 480 V MOLDED CASE BREAKER
UNIT 2 HRSG BD SUMP PUMP A/B CONTROL PANEL | 02-BDN-CPL-01 | HRSG-2 ENCLSURE 480V MCC 221, CUBICLE 14FF(R) | Control Power Feed | MCC 221 | 480 V MOLDED CASE BREAKER
POTABLE WATER TEMPERING SKID FEED B | 00-PWS-CPL-01 | HRSG-2 ENCLSURE 480V MCC 221, CUBICLE 14FM(L) | Control Power Feed | MCC 221 | 480 V MOLDED CASE BREAKER
UNIT 2 BRIDGE CRANE | 02-CTG-CRN-01 | HRSG-2 ENCLSURE 480V MCC 221, CUBICLE 15FF(R) |  | MCC 221 | 480 V MOLDED CASE BREAKER
WATER TREATMENT PANELBOARD 480VAC | 02-LVB-PPL-2214 | HRSG-2 ENCLSURE 480V MCC 221, CUBICLE 16FM | Power Panel | MCC 221 | 480 V MOLDED CASE BREAKER
UNIT 2 HRSG DUCT BURNER COOLING SKID BLOWER 2 | 02-BUR-MLB-01B | HRSG-2 ENCLSURE 480V MCC 221, CUBICLE 6FD | Fan/Blower | MCC 221 | 480 V MOLDED CASE BREAKER
UNIT 2 ACHE FAN 03B | 02-CCW-MFN-03B | HRSG-2 ENCLSURE 480V MCC 221, CUBICLE 7FF | Fan/Blower | MCC 221 | 480 V MOLDED CASE BREAKER
UNIT 2 ACHE FAN 03C | 02-CCW-MFN-03C | HRSG-2 ENCLSURE 480V MCC 221, CUBICLE 7FJ | Fan/Blower | MCC 221 | 480 V MOLDED CASE BREAKER
UNIT 2 ACHE FAN 04A | 02-CCW-MFN-04A | HRSG-2 ENCLSURE 480V MCC 221, CUBICLE 7FM | Fan/Blower | MCC 221 | 480 V MOLDED CASE BREAKER
UNIT 2 ACHE FAN 04B | 02-CCW-MFN-04B | HRSG-2 ENCLSURE 480V MCC 221, CUBICLE 8FC | Fan/Blower | MCC 221 | 480 V MOLDED CASE BREAKER
UNIT 2 ACHE FAN 04C | 02-CCW-MFN-04C | HRSG-2 ENCLSURE 480V MCC 221, CUBICLE 8FF | Fan/Blower | MCC 221 | 480 V MOLDED CASE BREAKER
UNIT 2 ACHE FAN 05A | 02-CCW-MFN-05A | HRSG-2 ENCLSURE 480V MCC 221, CUBICLE 8FJ | Fan/Blower | MCC 221 | 480 V MOLDED CASE BREAKER
UNIT 2 ACHE FAN 05B | 02-CCW-MFN-05B | HRSG-2 ENCLSURE 480V MCC 221, CUBICLE 8FM | Fan/Blower | MCC 221 | 480 V MOLDED CASE BREAKER
UNIT 2 ACHE FAN 05C | 02-CCW-MFN-05C | HRSG-2 ENCLSURE 480V MCC 221, CUBICLE 9FC | Fan/Blower | MCC 221 | 480 V MOLDED CASE BREAKER
HRSG2 AMMONIA INJECTION BLOWER B | 02-SCR-MFN-100B | HRSG-2 ENCLSURE 480V MCC 221, CUBICLE 5FM | Fan/Blower | MCC 221 | 480 V MOLDED CASE BREAKER
6.9 KV XFR 11 | 00-MVA-XFR-11 | MVB swithcgear 1, cubicle 03B | Transformer | SWG 1 | 13.8 KV RACK-OUT BREAKER
HRSG 01 SUS XFMR 01 | 01-MVA-XFR-11 | MVB swithcgear 1, cubicle 06A | Transformer | SWG 1 | 13.8 KV RACK-OUT BREAKER
HRSG 02 SUS XFMR 01 | 02-MVA-XFR-12 | MVB swithcgear 1, cubicle 06B | Transformer | SWG 1 | 13.8 KV RACK-OUT BREAKER
ACC 01 SUS XFMR 01 | 01-MVA-XFR-13 | MVB swithcgear 1, cubicle 05A | Transformer | SWG 1 | 13.8 KV RACK-OUT BREAKER
ACC 02 SUS XFMR 01 | 02-MVA-XFR-14 | MVB swithcgear 1, cubicle 04A | Transformer | SWG 1 | 13.8 KV RACK-OUT BREAKER
ACC 01 SUS XFMR 03 | 01-MVA-XFR-15 | MVB swithcgear 1, cubicle 05B | Transformer | SWG 1 | 13.8 KV RACK-OUT BREAKER
ACC 02 SUS XFMR 03 | 02-MVA-XFR-16 | MVB swithcgear 1, cubicle 04B | Transformer | SWG 1 | 13.8 KV RACK-OUT BREAKER
BOP SUS XFMR | 00-MVA-XFR-17 | MVB swithcgear 1, cubicle 03A | Transformer | SWG 1 | 13.8 KV RACK-OUT BREAKER
U2 BOILER FEED WATER PUMP B | 02-BFW-MPM-02B | MVB swithcgear 1, cubicle 02A | Pump | SWG 1 | 13.8 KV RACK-OUT BREAKER
U1 BOILER FEED WATER PUMP A | 01-BFW-MPM-01A | MVB swithcgear 1, cubicle 02B | Pump | SWG 1 | 13.8 KV RACK-OUT BREAKER
Main feed breaker | 00-UAT-XFR-1 | MVB swithcgear 1, cubicle 7B | Transformer | SWG 1 | 13.8 KV RACK-OUT BREAKER
TIE BREAKER 13.8 SWG-1 AND 13.8 SWG-2 |  | MVB swithcgear 1, cubicle 9B |  | SWG 1 | 13.8 KV RACK-OUT BREAKER
BUS1 VTS |  | MVB swithcgear 1, cubicle 8B |  | SWG 1 | FUES
U1 SFC TRANSFORMER | 01-LCI-XFR-01 | MVB SWITCHGEAR 11, CUBICLE 04B | Transformer | SWG 11 | 6.9 KV RACK-OUT BREAKER
U2 GT ENHANCED AIR COMPRESSOR B | 02-MBH06AN102 | MVB SWITCHGEAR 11, CUBICLE 05B | Compressor | SWG 11 | FUES
U1 GT ENHANCED AIR COMPRESSOR A | 01-MBH06AN101 | MVB SWITCHGEAR 11, CUBICLE 05A | Compressor | SWG 11 | FUES
U2 CLOSED COOLING WATER PUMP B | 02-CCW-MPM-02B | MVB SWITCHGEAR 11, CUBICLE 04A | Pump | SWG 11 | FUES
U1 CLOSED COOLING WATER PUMP A | 01-CCW-MPM-01A | MVB SWITCHGEAR 11, CUBICLE 04B | Pump | SWG 11 | FUES
U2 CONDENSATE PUMP B | 02-CND-MPM-02B | MVB SWITCHGEAR 11, CUBICLE 03A | Pump | SWG 11 | FUES
U1 CONDENSATE PUMP A | 01-CND-MPM-01A | MVB SWITCHGEAR 11, CUBICLE 02A | Pump | SWG 11 | FUES
U1 CONDENSATE PUMP C | 01-CND-MPM-01C | MVB SWITCHGEAR 11, CUBICLE 03B | Pump | SWG 11 | FUES
FUEL GAS COMPRESSOR C | 00-FGS-CMP-01C | MVB SWITCHGEAR 11, CUBICLE 02B | Compressor | SWG 11 | FUES
FUEL GAS COMPRESSOR A | 00-FGS-CMP-01A | MVB SWITCHGEAR 11, CUBICLE 01B | Compressor | SWG 11 | FUES
Main feed breaker |  | MVB SWITCHGEAR 11, CUBICLE 02B |  | SWG 11 | 6.9 KV RACK-OUT BREAKER
TIE BREAKER 6.9 SWG-11 AND 6.9 SWG-21 |  | MVB SWITCHGEAR 11, CUBICLE 04A |  | SWG 11 | 6.9 KV RACK-OUT BREAKER
UNIT 2 STEAM ELEC SUPERHEATER | 02-AXS-HTR-01 | HRSG-2 ECLOSURE, SWG 12, CUBICLE 01D | Heater | SWG 12/22 | 480 V RACK OUT BREAKER
HRSG 2 MCC 01 | 02-HRG-MCC-121 | HRSG-2 ECLOSURE, SWG 12, CUBICLE 01B |  | SWG 12/22 | 480 V RACK OUT BREAKER
UNIT 2 AMMONIA INJ HEATER "A" | 02-SCR-HTR-01 | HRSG-2 ECLOSURE, SWG 12, CUBICLE 03D | Heater | SWG 12/22 | 480 V RACK OUT BREAKER
HRSG 2 MCC 02 | 02-HRG-MCC-221 | HRSG-2 ECLOSURE, SWG 22, CUBICLE 06B |  | SWG 12/22 | 480 V RACK OUT BREAKER
UNIT 2 AMMONIA INJ HEATER "B" | 02-SCR-HTR-02 | HRSG-2 ECLOSURE, SWG 22, CUBICLE 05D | Heater | SWG 12/22 | 480 V RACK OUT BREAKER
ADMIN BLDG PWR FEED | 00-LVB-PPL-173 | HRSG-2 ECLOSURE, SWG 22, CUBICLE 06D | Power Panel | SWG 12/22 | 480 V RACK OUT BREAKER
MAIN FEED BREAKER SWG 12 | 02-LVB-SWG-12 | HRSG-2 ECLOSURE, SWG 12, CUBICLE 02A |  | SWG 12/22 | 480 V RACK OUT BREAKER
MAIN FEED BREAKER SWG 22 | 02-LVB-SWG-22 | HRSG-2 ECLOSURE, SWG 22, CUBICLE 07A |  | SWG 12/22 | 480 V RACK OUT BREAKER
TIE BREAKER SWG 12 AND 22 |  | HRSG-2 ECLOSURE, SWG 12, CUBICLE |  | SWG 12/22 | 480 V RACK OUT BREAKER
FIRE PUMP CONTROL PANEL | 00-FPS-PNL-01 | FIRE PUMP ECLOSURE |  | SWG 12/22 | LOCAL DISCONNECT
6.9KV XFR 21 | 00-MVA-XFR-21 | MVB swithcgear 2, cubicle 15B | Transformer | SWG 2 | 13.8 KV RACK-OUT BREAKER
HRSG 01 SUS XFMR 02 | 01-MVA-XFR-21 | MVB swithcgear 2, cubicle 12A | Transformer | SWG 2 | 13.8 KV RACK-OUT BREAKER
HRSG 02 SUS XFMR 02 | 02-MVA-XFR-22 | MVB swithcgear 2, cubicle 12B | Transformer | SWG 2 | 13.8 KV RACK-OUT BREAKER
ACC 01 SUS XFMR 02 | 01-MVA-XFR-23 | MVB swithcgear 2, cubicle 13A | Transformer | SWG 2 | 13.8 KV RACK-OUT BREAKER
ACC 02 SUS XFMR 02 | 02-MVA-XFR-24 | MVB swithcgear 2, cubicle 13B | Transformer | SWG 2 | 13.8 KV RACK-OUT BREAKER
ACC 01 SUS XFMR 04 | 01-MVA-XFR-25 | MVB swithcgear 2, cubicle 14A | Transformer | SWG 2 | 13.8 KV RACK-OUT BREAKER
ACC 02 SUS XFMR 04 | 02-MVA-XFR-26 | MVB swithcgear 2, cubicle 14B | Transformer | SWG 2 | 13.8 KV RACK-OUT BREAKER
BOP SUS XFMR 02 | 00-MVA-XFR-27 | MVB swithcgear 2, cubicle 15A | Transformer | SWG 2 | 13.8 KV RACK-OUT BREAKER
U2 BOILER FEED WATER PUMP A | 02-BFW-MPM-01A | MVB swithcgear 2, cubicle 16B | Pump | SWG 2 | 13.8 KV RACK-OUT BREAKER
U1 BOILER FEED WATER PUMP B | 01-BFW-MPM-01B | MVB swithcgear 2, cubicle 16A | Pump | SWG 2 | 13.8 KV RACK-OUT BREAKER
Main feed breaker | 00-UAT-XFR-2 | MVB swithcgear 2, cubicle 10B | Transformer | SWG 2 | 13.8 KV RACK-OUT BREAKER
BUS2 VTS |  | MVB swithcgear 2, cubicle 11B |  | SWG 2 | FUES
U2 SFC TRANSFORMER | 02-LCI-XFR-01 | MVB SWITCHGEAR 21, CUBICLE 07B | Transformer | SWG 21 | 6.9 KV RACK-OUT BREAKER
U2 GT ENHANCED AIR COMPRESSOR A | 02-MBH06AN101 | MVB SWITCHGEAR 21, CUBICLE 01A | Compressor | SWG 21 | FUES
U1 GT ENHANCED AIR COMPRESSOR B | 02-MBH06AN102 | MVB SWITCHGEAR 21, CUBICLE 01B | Compressor | SWG 21 | FUES
U2 CLOSED COOLING WATER PUMP A | 02-CCW-MPM-02A | MVB SWITCHGEAR 21, CUBICLE 02A | Pump | SWG 21 | FUES
U1 CLOSED COOLING WATER PUMP B | 01-CCW-MPM-01B | MVB SWITCHGEAR 21, CUBICLE 02B | Pump | SWG 21 | FUES
U1 CONDENSATE PUMP B | 01-CND-MPM-01B | MVB SWITCHGEAR 21, CUBICLE 03A | Pump | SWG 21 | FUES
U2 CONDENSATE PUMP C | 02-CND-MPM-02C | MVB SWITCHGEAR 21, CUBICLE 03B | Pump | SWG 21 | FUES
FUEL GAS COMPRESSOR B | 00-FGS-CMP-01B | MVB SWITCHGEAR 21, CUBICLE 04B | Compressor | SWG 21 | FUES
U2 CONDENSATE PUMP A | 02-CND-MPM-02A | MVB SWITCHGEAR 21, CUBICLE 04A | Pump | SWG 21 | FUES
Main feed breaker |  | MVB SWITCHGEAR 21, CUBICLE 06B |  | SWG 21 | 6.9 KV RACK-OUT BREAKER
STHP TURBINE STEAM INLET PIPE DRAIN MOV | 01MAL02AA901 | TCP | Motor Operated Valve | U1 ESS | 480 V MOLDED CASE BREAKER
ST IP TURBINE STEAM INLET PIPE DRAIN MOV | 01MAL06AA901 | TCP | Motor Operated Valve | U1 ESS | 480 V MOLDED CASE BREAKER
GT Package Ventilation Fan A | 01MBA11AN101-M01 | TCP | Fan/Blower | U1 ESS | 480 V MOLDED CASE BREAKER
GT Package Ventilation Fan B | 01MBA11AN102-M01 | TCP | Fan/Blower | U1 ESS | 480 V MOLDED CASE BREAKER
GT Casing Cooling Air Fan | 01QEF13AN101-M01 | TCP | Fan/Blower | U1 ESS | 480 V MOLDED CASE BREAKER
MCC Feeder Breaker |  | TCP |  | U1 ESS | 480 V MOLDED CASE BREAKER
Turning Gear Motor | 01MAK11AE101-M01 | TCP |  | U1 ESS | 480 V MOLDED CASE BREAKER
Main Seal Oil Pump | 01MKW01AP101-M01 | TCP | Pump | U1 ESS | 480 V MOLDED CASE BREAKER
Lube Oil Vapor Extractor A | 01MPV01AN101-M01 | TCP | Pump | U1 ESS | 480 V MOLDED CASE BREAKER
Lube Oil Vapor Extractor B | 01MPV01AN102-M01 | TCP | Pump | U1 ESS | 480 V MOLDED CASE BREAKER
Jacking Oil Pump A | 01MKV05AP201-M01 | TCP | Pump | U1 ESS | 480 V MOLDED CASE BREAKER
Jacking Oil Pump B | 01MKV05AP202-M01 | TCP | Pump | U1 ESS | 480 V MOLDED CASE BREAKER
GT ECA Compressor A Aux Oil | 01MBH06AP401-M01 | TCP | Pump | U1 ESS | 480 V MOLDED CASE BREAKER
GT ECA Compressor B Aux Oil | 01MBH06AP402-M01 | TCP | Pump | U1 ESS | 480 V MOLDED CASE BREAKER
GT ECA Compressor A Vapor | 01MBH06AN104-M01 | TCP | Pump | U1 ESS | 480 V MOLDED CASE BREAKER
GT ECA Compressor B Vapor | 01MBH06AN106-M01 | TCP | Pump | U1 ESS | 480 V MOLDED CASE BREAKER
125VDC BATTERY CHARGER B | 01BTM03 | TCP |  | U1 ESS | 480 V MOLDED CASE BREAKER
208-120VAC Essential Distribution Panel | 01BME01 | TCP | Power Panel | U1 ESS | 480 V MOLDED CASE BREAKER
CO2 TANK CONTROL PANEL | 01SGJ02BB101 | TCP | Control Power Feed | U1 ESS | 480 V MOLDED CASE BREAKER
CO2 TANK HEATER | 01SGJ02AH001 | TCP | Heater | U1 ESS | 480 V MOLDED CASE BREAKER
220V DC RECTIFIER PANEL | 01BTL01 | TCP | Control Power Feed | U1 ESS | 480 V MOLDED CASE BREAKER
CONTROL PACKAGE AIR CONDITIONER-1 | 01UCA51AH101 | TCP |  | U1 ESS | 480 V MOLDED CASE BREAKER
CONTROL PACKAGE AIR CONDITIONER-3 | 01UCA51AH201 | TCP |  | U1 ESS | 480 V MOLDED CASE BREAKER
CONTROL PACKAGE AIR CONDITIONER-5 | 01UCA51AH103 | TCP |  | U1 ESS | 480 V MOLDED CASE BREAKER
CONTROL PACKAGE PRESSURIZATION UNIT | 01UCA51AH401 | TCP |  | U1 ESS | 480 V MOLDED CASE BREAKER
CONTROL PACKAGE BATTERY ROOM AC-1 | 01UCA51AH301 | TCP |  | U1 ESS | 480 V MOLDED CASE BREAKER
ST VENTILATOR VALVE | 01LBC01AA103 | TCP | Motor Operated Valve | U1 MHI MCC | 480 V MOLDED CASE BREAKER
ECA RECIRC PUP (A) SEAL COOLER | 01LCA14AP101-M02 | TCP | Fan/Blower | U1 MHI MCC | 480 V MOLDED CASE BREAKER
ECA RECIRC PUP (B) SEAL COOLER | 01LCA14AP102-M02 | TCP | Fan/Blower | U1 MHI MCC | 480 V MOLDED CASE BREAKER
CMV SEAT DRAIN MOTOR VALVE | 01MAL01AA901 | TCP | Motor Operated Valve | U1 MHI MCC | 480 V MOLDED CASE BREAKER
CRV SEAT DRAIN MOTOR VALVE | 01MAL04AA901 | TCP | Motor Operated Valve | U1 MHI MCC | 480 V MOLDED CASE BREAKER
CMV STEM LEAK RECOVERY MOTOR VALVE | 01MAM30AA101 | TCP | Motor Operated Valve | U1 MHI MCC | 480 V MOLDED CASE BREAKER
CMV STEAM LEAK DRAIN VALVE | 01MAM30AA102 | TCP | Motor Operated Valve | U1 MHI MCC | 480 V MOLDED CASE BREAKER
GLAND STEAM CONDENSER EXHAUST FAN (A) | 01MAW01AN101-M01 | TCP | Fan/Blower | U1 MHI MCC | 480 V MOLDED CASE BREAKER
GLAND STEAM CONDENSER EXHAUST FAN (B) | 01MAW01AN102-M01 | TCP | Fan/Blower | U1 MHI MCC | 480 V MOLDED CASE BREAKER
GT 4S COOLER FAN MOTOR (A | 01MBH01AN101-M01 | TCP | Fan/Blower | U1 MHI MCC | 480 V MOLDED CASE BREAKER
GT 4S COOLER FAN MOTOR (B) | 01MBH01AN102-M01 | TCP | Fan/Blower | U1 MHI MCC | 480 V MOLDED CASE BREAKER
GT 4S COOLER FAN MOTOR (C) | 01MBH01AN103-M01 | TCP | Fan/Blower | U1 MHI MCC | 480 V MOLDED CASE BREAKER
MAIN FEEDER BREAKER TO MHI MCC | 01BFJ01 | TCP | Power Panel | U1 MHI MCC | 480 V MOLDED CASE BREAKER
CONTROL OIL PUMP MOTOR (A) | 01MPX01AP101-M01 | TCP | Pump | U1 MHI MCC | 480 V MOLDED CASE BREAKER
CONTROL OIL PUMP MOTOR (B) | 01MPX01AP102-M01 | TCP | Pump | U1 MHI MCC | 480 V MOLDED CASE BREAKER
GT 2C/ECA RECIRCULATION PUMP (B) | 01LCA14AP102 | TCP | Pump | U1 MHI MCC | 480 V MOLDED CASE BREAKER
GT 2C/ECA RECIRCULATION PUMP (A) | 01LCA14AP101 | TCP | Pump | U1 MHI MCC | 480 V MOLDED CASE BREAKER
CONTROL OIL POLISHING PUMP | 01MPX11AP101-M01 | TCP | Pump | U1 MHI MCC | 480 V MOLDED CASE BREAKER
LUBE OIL PURIFIER PUMP MOTOR | 01MPV21AP101-M01 | TCP | Pump | U1 MHI MCC | 480 V MOLDED CASE BREAKER
SEAL OIL VACUUM PUMP MOTOR(A) | 01MKW05AP201-M01 | TCP | Pump | U1 MHI MCC | 480 V MOLDED CASE BREAKER
SEAL OIL VACUUM PUMP MOTOR(B) | 01MKW05AP202-M01 | TCP | Pump | U1 MHI MCC | 480 V MOLDED CASE BREAKER
GT ECA COMPRESSOR A ENCLOSURE | 01MBH06AN107-M01 | TCP |  | U1 MHI MCC | 480 V MOLDED CASE BREAKER
GT ECA COMPRESSOR B ENCLOSURE | 01MBH06AN110-M01 | TCP |  | U1 MHI MCC | 480 V MOLDED CASE BREAKER
GT ECA COMPRESSOR A ENCLOSURE | 01MBH06AN108-M01 | TCP |  | U1 MHI MCC | 480 V MOLDED CASE BREAKER
GT ECA COMPRESSOR B ENCLOSURE | 01MBH06AN109-M01 | TCP |  | U1 MHI MCC | 480 V MOLDED CASE BREAKER
GT ECA COMPRESSOR B VAPOR EXTRACTOR (A) | 01MBH06AN105-M01 | TCP |  | U1 MHI MCC | 480 V MOLDED CASE BREAKER
GT ECA COMPRESSOR A VAPOR EXTRACTOR (A) | 01MBH06AN103-M01 | TCP |  | U1 MHI MCC | 480 V MOLDED CASE BREAKER
GENERATOR VAPOR EXTRACTOR MOTOR | 01MKV04AN101-M01 | TCP |  | U1 MHI MCC | 480 V MOLDED CASE BREAKER
LUBE OIL HEATER (A) | 01MPV01AH101 | TCP | Heater | U1 MHI MCC | 480 V MOLDED CASE BREAKER
LUBE OIL HEATER (B) | 01MPV01AH102 | TCP | Heater | U1 MHI MCC | 480 V MOLDED CASE BREAKER
LUBE OIL HEATER (C) | 01MPV01AH103 | TCP | Heater | U1 MHI MCC | 480 V MOLDED CASE BREAKER
LUBE OIL HEATER (D) | 01MPV01AH104 | TCP | Heater | U1 MHI MCC | 480 V MOLDED CASE BREAKER
GT ECA COMPRESSOR A OIL HEATER | 01MBH06AH101 | TCP | Heater | U1 MHI MCC | 480 V MOLDED CASE BREAKER
GT ECA COMPRESSOR B OIL HEATER | 01MBH06AH102 | TCP | Heater | U1 MHI MCC | 480 V MOLDED CASE BREAKER
CONTROL OIL HEATER | 01MPX01AH101 | TCP | Heater | U1 MHI MCC | 480 V MOLDED CASE BREAKER
GT IGNITION EXCITER | 01MBM01GU001 | TCP |  | U1 MHI MCC | 480 V MOLDED CASE BREAKER
GENERATOR COLLECTOR HOUSING SPACE HEATER | 01MKA01AH001 | TCP | Heater | U1 MHI MCC | 480 V MOLDED CASE BREAKER
125V DC BATTERY CHARGER A | 01BTM01 | TCP | Power Panel | U1 MHI MCC | 480 V MOLDED CASE BREAKER
208-120V AC DISTRIBUTION PANEL | 01BJA01 | TCP | Power Panel | U1 MHI MCC | 480 V MOLDED CASE BREAKER
GT AIR INTAKE SYSTEM | 01MBL30GH001 | TCP |  | U1 MHI MCC | 480 V MOLDED CASE BREAKER
ST BOLT HEATER DB (A) | 01MAA31AH101 | TCP | Heater | U1 MHI MCC | 480 V MOLDED CASE BREAKER
ST BOLT HEATER DB (B) | 01MAA31AH102 | TCP | Heater | U1 MHI MCC | 480 V MOLDED CASE BREAKER
GT FUEL GAS MANIFOLD HEAT TRACE | 01CZA00GH001 | TCP |  | U1 MHI MCC | 480 V MOLDED CASE BREAKER
220V DC RECTIFIER PANE | 01BTL01 | TCP | Power Panel | U1 MHI MCC | 480 V MOLDED CASE BREAKER
CONTROL PACKAGE AIR CONDITIONER-4 | 01UCA51AH202 | TCP |  | U1 MHI MCC | 480 V MOLDED CASE BREAKER
CONTROL PACKAGE AIR CONDITIONER-2 | 01UCA51AH102 | TCP |  | U1 MHI MCC | 480 V MOLDED CASE BREAKER
CONTROL PACKAGE BATTERY ROOM AC-2 | 01UCA51AH302 | TCP |  | U1 MHI MCC | 480 V MOLDED CASE BREAKER
HYDROGEN GAS DRYER | 01MKG03AT001 | TCP |  | U1 MHI MCC | 480 V MOLDED CASE BREAKER
EXCITATION TRANSFORMER (SPACE HEATER) | 01MKC01GT101\00 | TCP | Heater | U1 Non essential distribution panel
NEUTRAL GROUND CUBICLE FOR GEN | 01BAW11GH001\00 | TCP |  | U1 Non essential distribution panel
EXCITATION TRANSFORMER (UTILITY CIRCUIT) | 01MKC01GT101\01 | TCP |  | U1 Non essential distribution panel
EXCITATION DC BUSDUCT (SPACE HEATER) | 01MKC01GA401 | TCP | Heater | U1 Non essential distribution panel
GT PACKAGE LIGHTING 1 | 01MBA11GP101 | TCP |  | U1 Non essential distribution panel
GT PACKAGE LIGHTING 2 | 01MBA11GP102 | TCP |  | U1 Non essential distribution panel
120V feed to 480V AC MCC | 01BFJ01 | TCP | Control Power Feed | U1 Non essential distribution panel
120V feed to 480V AC ESSENTIAL MCC | 01BMC01 | TCP | Control Power Feed | U1 Non essential distribution panel
TURBINE REMOTE I/O PANEL B | 01MBY93GH002\00 | TCP | Control Power Feed | U1 Non essential distribution panel
TURBINE REMOTE I/O PANEL A | 01MBY93GH001\00 | TCP | Control Power Feed | U1 Non essential distribution panel
TURBINE PROTECTION PANEL | 01MBY01GH010\00 | TCP | Control Power Feed | U1 Non essential distribution panel
TURBINE SUPERVISORY INSTRUMENT PANEL | 01MBY01GH016\00 | TCP | Control Power Feed | U1 Non essential distribution panel
EXCITATION AC BUSDUCT (SPACE HEATER) | 01MKC01GA301 | TCP | Heater | U1 Non essential distribution panel
CONTROL PACKAGE EXTERIOR RECEPTACLES - 1 | 01UCA51GQ102 | TCP |  | U1 Non essential distribution panel
CONTROL PACKAGE EXTERIOR RECEPTACLES - 2 | 01UCA51GQ202 | TCP |  | U1 Non essential distribution panel
TURBINE CONTROL PANEL | 01MBY01GH001\00 | TCP |  | U1 Non essential distribution panel
CONTROL PACKAGE INTERIOR RECEPTACLES - 1 | 01UCA51GQ101 | TCP |  | U1 Non essential distribution panel
CONTROL PACKAGE INTERIOR RECEPTACLES - 2 | 01UCA51GQ201 | TCP |  | U1 Non essential distribution panel
GCRP (MAINTENANCE) | 01CHC00GH001\00 | TCP |  | U1 Non essential distribution panel
125V DC BATTERY CHARGER (A) (SPACE HEATER) | 01BTM01\00 | TCP | Heater | U1 Non essential distribution panel
125V DC BATTERY CHARGER (B) (SPACE HEATER) | 01BTM02\00 | TCP |  | U1 Non essential distribution panel
220V DC RECTIFIER PANEL | 01BTL01 | TCP |  | U1 Non essential distribution panel
25V DC STARTER PANEL | 01BVR01 | TCP |  | U1 Non essential distribution panel
GT FUEL GAS SYSTEM DVP PANEL (SPACE HEATER) | 01MBP02GH001\00 | TCP | Heater | U1 Non essential distribution panel
GENERATOR COLLECTOR HOUSING LIGHTING | 01MKA01GP001 | TCP |  | U1 Non essential distribution panel
GENERATOR ON-LINE MONITORING SYSTEM | 01MKA01GH001 | TCP |  | U1 Non essential distribution panel
GT ECA COMPRESSOR B ENCLOSURE LIGHTING | 01MBH06GP102 | TCP |  | U1 Non essential distribution panel
GT ECA COMPRESSOR A ENCLOSURE LIGHTING | 01MBH06GP101 | TCP |  | U1 Non essential distribution panel
ST HP STEAM INLET PIPE DRAIN MOV (SPACE HEATER) | 01MAL02AA901-H01 | TCP |  | U1 Non essential distribution panel
CMV STEAM LEAK DRAIN VALVE (SPACE HEATER) | 01MAM30AA102-H01 | TCP |  | U1 Non essential distribution panel
CMV STEM LEAK RECOVERY MOV (SPACE HEATER) | 01MAM30AA101-H01 | TCP |  | U1 Non essential distribution panel
ST IP STEAM INLET PIPE DRAIN MOV (SPACE HEATER) | 01MAL06AA901-H01 | TCP |  | U1 Non essential distribution panel
CRV SEAT DRAIN MOTOR VALVE (SPACE HEATER) | 01MAL04AA901-H01 | TCP |  | U1 Non essential distribution panel
CMV SEAT DRAIN MOTOR VALVE (SPACE HEATER) | 01MAL01AA901-H01 | TCP |  | U1 Non essential distribution panel
ST VENTILATOR VALVE (SPACE HEATER) | 01LBC01AA103-H01 | TCP |  | U1 Non essential distribution panel
ST VACUUM BREAKER No.2 (SPACE HEATER | 01MAC11AA902-H01 | TCP |  | U1 Non essential distribution panel
ST VACUUM BREAKER No.1 (SPACE HEATER) | 01MAC11AA901-H01 | TCP |  | U1 Non essential distribution panel
HEATER (GT PACKAGE GAS DETECTORS) | 01MBY91GZ100 | TCP |  | U1 Non essential distribution panel
ECA RECIRCULATION PUMP (A) (BEARING HEATER) | 01LCA14AH101 | TCP | Heater | U1 Non essential distribution panel
ECA RECIRCULATION PUMP (B) (BEARING HEATER) | 01LCA14AH102 | TCP | Heater | U1 Non essential distribution panel
STHP TURBINE STEAM INLET PIPE DRAIN MOV | 02MAL02AA901 | TCP | Motor Operated Valve | U2 ESS | 480 V MOLDED CASE BREAKER
ST IP TURBINE STEAM INLET PIPE DRAIN MOV | 02MAL06AA901 | TCP | Motor Operated Valve | U2 ESS | 480 V MOLDED CASE BREAKER
GT Package Ventilation Fan A | 02MBA11AN101-M01 | TCP | Fan/Blower | U2 ESS | 480 V MOLDED CASE BREAKER
GT Package Ventilation Fan B | 02MBA11AN102-M01 | TCP | Fan/Blower | U2 ESS | 480 V MOLDED CASE BREAKER
MCC Feeder Breaker |  | TCP | Power Panel | U2 ESS | 480 V MOLDED CASE BREAKER
Turning Gear Motor | 02MAK11AE101-M01 | TCP |  | U2 ESS | 480 V MOLDED CASE BREAKER
Main Seal Oil Pump | 02MKW01AP101-M01 | TCP | Pump | U2 ESS | 480 V MOLDED CASE BREAKER
Lube Oil Vapor Extractor A | 02MPV01AN101-M01 | TCP | Pump | U2 ESS | 480 V MOLDED CASE BREAKER
Lube Oil Vapor Extractor B | 02MPV01AN102-M01 | TCP | Pump | U2 ESS | 480 V MOLDED CASE BREAKER
Jacking Oil Pump A | 02MKV05AP201-M01 | TCP | Pump | U2 ESS | 480 V MOLDED CASE BREAKER
Jacking Oil Pump B | 02MKV05AP202-M01 | TCP | Pump | U2 ESS | 480 V MOLDED CASE BREAKER
GT ECA Compressor A Aux Oil | 02MBH06AP401-M01 | TCP | Pump | U2 ESS | 480 V MOLDED CASE BREAKER
GT ECA Compressor B Aux Oil | 02MBH06AP402-M01 | TCP | Pump | U2 ESS | 480 V MOLDED CASE BREAKER
GT ECA Compressor A Vapor | 02MBH06AN104-M01 | TCP | Pump | U2 ESS | 480 V MOLDED CASE BREAKER
GT ECA Compressor B Vapor | 02MBH06AN106-M01 | TCP | Pump | U2 ESS | 480 V MOLDED CASE BREAKER
125VDC BATTERY CHARGER B | 02BTM03 | TCP |  | U2 ESS | 480 V MOLDED CASE BREAKER
208-120VAC Essential Distribution Panel | 02BME01 | TCP | Power Panel | U2 ESS | 480 V MOLDED CASE BREAKER
CO2 TANK CONTROL PANEL | 02SGJ02BB101 | TCP | Control Power Feed | U2 ESS | 480 V MOLDED CASE BREAKER
CO2 TANK HEATER | 02SGJ02AH001 | TCP | Heater | U2 ESS | 480 V MOLDED CASE BREAKER
220V DC RECTIFIER PANEL | 02BTL01 | TCP | Control Power Feed | U2 ESS | 480 V MOLDED CASE BREAKER
CONTROL PACKAGE AIR CONDITIONER-1 | 02UCA51AH101 | TCP |  | U2 ESS | 480 V MOLDED CASE BREAKER
CONTROL PACKAGE AIR CONDITIONER-3 | 02UCA51AH201 | TCP |  | U2 ESS | 480 V MOLDED CASE BREAKER
CONTROL PACKAGE AIR CONDITIONER-5 | 02UCA51AH103 | TCP |  | U2 ESS | 480 V MOLDED CASE BREAKER
CONTROL PACKAGE PRESSURIZATION UNIT | 02UCA51AH401 | TCP |  | U2 ESS | 480 V MOLDED CASE BREAKER
CONTROL PACKAGE BATTERY ROOM AC-1 | 02UCA51AH301 | TCP |  | U2 ESS | 480 V MOLDED CASE BREAKER
GT Casing Cooling Air Fan | 02QEF13AN101-M01 | TCP | Fan/Blower | U2 ESS | 480 V MOLDED CASE BREAKER
ST VENTILATOR VALVE | 02LBC01AA103 | TCP | Motor Operated Valve | U2 MHI MCC | 480 V MOLDED CASE BREAKER
ECA RECIRC PUP (A) SEAL COOLER | 02LCA14AP101-M02 | TCP | Fan/Blower | U2 MHI MCC | 480 V MOLDED CASE BREAKER
ECA RECIRC PUP (B) SEAL COOLER | 02LCA14AP102-M02 | TCP | Fan/Blower | U2 MHI MCC | 480 V MOLDED CASE BREAKER
CMV SEAT DRAIN MOTOR VALVE | 02MAL01AA901 | TCP | Motor Operated Valve | U2 MHI MCC | 480 V MOLDED CASE BREAKER
CRV SEAT DRAIN MOTOR VALVE | 02MAL04AA901 | TCP | Motor Operated Valve | U2 MHI MCC | 480 V MOLDED CASE BREAKER
CMV STEM LEAK RECOVERY MOTOR VALVE | 02MAM30AA101 | TCP | Motor Operated Valve | U2 MHI MCC | 480 V MOLDED CASE BREAKER
CMV STEAM LEAK DRAIN VALVE | 02MAM30AA102 | TCP | Motor Operated Valve | U2 MHI MCC | 480 V MOLDED CASE BREAKER
GLAND STEAM CONDENSER EXHAUST FAN (A) | 02MAW01AN101-M01 | TCP | Fan/Blower | U2 MHI MCC | 480 V MOLDED CASE BREAKER
GLAND STEAM CONDENSER EXHAUST FAN (B) | 02MAW01AN102-M01 | TCP | Fan/Blower | U2 MHI MCC | 480 V MOLDED CASE BREAKER
GT 4S COOLER FAN MOTOR (A | 02MBH01AN101-M01 | TCP | Fan/Blower | U2 MHI MCC | 480 V MOLDED CASE BREAKER
GT 4S COOLER FAN MOTOR (B) | 02MBH01AN102-M01 | TCP | Fan/Blower | U2 MHI MCC | 480 V MOLDED CASE BREAKER
GT 4S COOLER FAN MOTOR (C) | 02MBH01AN103-M01 | TCP | Fan/Blower | U2 MHI MCC | 480 V MOLDED CASE BREAKER
MAIN FEEDER BREAKER TO MHI MCC | 02BFJ01 | TCP | Power Panel | U2 MHI MCC | 480 V MOLDED CASE BREAKER
CONTROL OIL PUMP MOTOR (A) | 02MPX01AP101-M01 | TCP | Pump | U2 MHI MCC | 480 V MOLDED CASE BREAKER
CONTROL OIL PUMP MOTOR (B) | 02MPX01AP102-M01 | TCP | Pump | U2 MHI MCC | 480 V MOLDED CASE BREAKER
GT 2C/ECA RECIRCULATION PUMP (B) | 02LCA14AP102 | TCP | Pump | U2 MHI MCC | 480 V MOLDED CASE BREAKER
GT 2C/ECA RECIRCULATION PUMP (A) | 02LCA14AP101 | TCP | Pump | U2 MHI MCC | 480 V MOLDED CASE BREAKER
CONTROL OIL POLISHING PUMP | 02MPX11AP101-M01 | TCP | Pump | U2 MHI MCC | 480 V MOLDED CASE BREAKER
LUBE OIL PURIFIER PUMP MOTOR | 02MPV21AP101-M01 | TCP | Pump | U2 MHI MCC | 480 V MOLDED CASE BREAKER
SEAL OIL VACUUM PUMP MOTOR(A) | 02MKW05AP201-M01 | TCP | Pump | U2 MHI MCC | 480 V MOLDED CASE BREAKER
SEAL OIL VACUUM PUMP MOTOR(B) | 02MKW05AP202-M01 | TCP | Pump | U2 MHI MCC | 480 V MOLDED CASE BREAKER
GT ECA COMPRESSOR A ENCLOSURE | 02MBH06AN107-M01 | TCP |  | U2 MHI MCC | 480 V MOLDED CASE BREAKER
GT ECA COMPRESSOR B ENCLOSURE | 02MBH06AN110-M01 | TCP |  | U2 MHI MCC | 480 V MOLDED CASE BREAKER
GT ECA COMPRESSOR A ENCLOSURE | 02MBH06AN108-M01 | TCP |  | U2 MHI MCC | 480 V MOLDED CASE BREAKER
GT ECA COMPRESSOR B ENCLOSURE | 02MBH06AN109-M01 | TCP |  | U2 MHI MCC | 480 V MOLDED CASE BREAKER
GT ECA COMPRESSOR B VAPOR EXTRACTOR (A) | 02MBH06AN105-M01 | TCP |  | U2 MHI MCC | 480 V MOLDED CASE BREAKER
GT ECA COMPRESSOR A VAPOR EXTRACTOR (A) | 02MBH06AN103-M01 | TCP |  | U2 MHI MCC | 480 V MOLDED CASE BREAKER
GENERATOR VAPOR EXTRACTOR MOTOR | 02MKV04AN101-M01 | TCP |  | U2 MHI MCC | 480 V MOLDED CASE BREAKER
LUBE OIL HEATER (A) | 02MPV01AH101 | TCP | Heater | U2 MHI MCC | 480 V MOLDED CASE BREAKER
LUBE OIL HEATER (B) | 02MPV01AH102 | TCP | Heater | U2 MHI MCC | 480 V MOLDED CASE BREAKER
LUBE OIL HEATER (C) | 02MPV01AH103 | TCP | Heater | U2 MHI MCC | 480 V MOLDED CASE BREAKER
LUBE OIL HEATER (D) | 02MPV01AH104 | TCP | Heater | U2 MHI MCC | 480 V MOLDED CASE BREAKER
GT ECA COMPRESSOR A OIL HEATER | 02MBH06AH101 | TCP | Heater | U2 MHI MCC | 480 V MOLDED CASE BREAKER
GT ECA COMPRESSOR B OIL HEATER | 02MBH06AH102 | TCP | Heater | U2 MHI MCC | 480 V MOLDED CASE BREAKER
CONTROL OIL HEATER | 02MPX01AH101 | TCP | Heater | U2 MHI MCC | 480 V MOLDED CASE BREAKER
GT IGNITION EXCITER | 02MBM01GU001 | TCP |  | U2 MHI MCC | 480 V MOLDED CASE BREAKER
GENERATOR COLLECTOR HOUSING SPACE HEATER | 02MKA01AH001 | TCP | Heater | U2 MHI MCC | 480 V MOLDED CASE BREAKER
125V DC BATTERY CHARGER A | 02BTM01 | TCP | Power Panel | U2 MHI MCC | 480 V MOLDED CASE BREAKER
208-120V AC DISTRIBUTION PANEL | 02BJA01 | TCP | Power Panel | U2 MHI MCC | 480 V MOLDED CASE BREAKER
GT AIR INTAKE SYSTEM | 02MBL30GH001 | TCP |  | U2 MHI MCC | 480 V MOLDED CASE BREAKER
ST BOLT HEATER DB (A) | 02MAA31AH101 | TCP | Heater | U2 MHI MCC | 480 V MOLDED CASE BREAKER
ST BOLT HEATER DB (B) | 02MAA31AH102 | TCP | Heater | U2 MHI MCC | 480 V MOLDED CASE BREAKER
GT FUEL GAS MANIFOLD HEAT TRACE | 02CZA00GH001 | TCP |  | U2 MHI MCC | 480 V MOLDED CASE BREAKER
220V DC RECTIFIER PANE | 02BTL01 | TCP | Power Panel | U2 MHI MCC | 480 V MOLDED CASE BREAKER
CONTROL PACKAGE AIR CONDITIONER-4 | 02UCA51AH202 | TCP |  | U2 MHI MCC | 480 V MOLDED CASE BREAKER
CONTROL PACKAGE AIR CONDITIONER-2 | 02UCA51AH102 | TCP |  | U2 MHI MCC | 480 V MOLDED CASE BREAKER
CONTROL PACKAGE BATTERY ROOM AC-2 | 02UCA51AH302 | TCP |  | U2 MHI MCC | 480 V MOLDED CASE BREAKER
HYDROGEN GAS DRYER | 02MKG03AT001 | TCP |  | U2 MHI MCC | 480 V MOLDED CASE BREAKER
EXCITATION TRANSFORMER (SPACE HEATER) | 02MKC01GT101\00 | TCP | Heater | U2 Non essential distribution panel
NEUTRAL GROUND CUBICLE FOR GEN | 02BAW11GH001\00 | TCP |  | U2 Non essential distribution panel
EXCITATION TRANSFORMER (UTILITY CIRCUIT) | 02MKC01GT101\01 | TCP |  | U2 Non essential distribution panel
EXCITATION DC BUSDUCT (SPACE HEATER) | 02MKC01GA401 | TCP | Heater | U2 Non essential distribution panel
GT PACKAGE LIGHTING 1 | 02MBA11GP101 | TCP |  | U2 Non essential distribution panel
GT PACKAGE LIGHTING 2 | 02MBA11GP102 | TCP |  | U2 Non essential distribution panel
120V feed to 480V AC MCC | 02BFJ01 | TCP | Control Power Feed | U2 Non essential distribution panel
120V feed to 480V AC ESSENTIAL MCC | 02BMC01 | TCP | Control Power Feed | U2 Non essential distribution panel
TURBINE REMOTE I/O PANEL B | 02MBY93GH002\00 | TCP | Control Power Feed | U2 Non essential distribution panel
TURBINE REMOTE I/O PANEL A | 02MBY93GH001\00 | TCP | Control Power Feed | U2 Non essential distribution panel
TURBINE PROTECTION PANEL | 02MBY01GH010\00 | TCP | Control Power Feed | U2 Non essential distribution panel
TURBINE SUPERVISORY INSTRUMENT PANEL | 02MBY01GH016\00 | TCP | Control Power Feed | U2 Non essential distribution panel
EXCITATION AC BUSDUCT (SPACE HEATER) | 02MKC01GA301 | TCP | Heater | U2 Non essential distribution panel
CONTROL PACKAGE EXTERIOR RECEPTACLES - 1 | 02UCA51GQ102 | TCP |  | U2 Non essential distribution panel
CONTROL PACKAGE EXTERIOR RECEPTACLES - 2 | 02UCA51GQ202 | TCP |  | U2 Non essential distribution panel
TURBINE CONTROL PANEL | 02MBY01GH001\00 | TCP |  | U2 Non essential distribution panel
CONTROL PACKAGE INTERIOR RECEPTACLES - 1 | 02UCA51GQ101 | TCP |  | U2 Non essential distribution panel
CONTROL PACKAGE INTERIOR RECEPTACLES - 2 | 02UCA51GQ201 | TCP |  | U2 Non essential distribution panel
GCRP (MAINTENANCE) | 02CHC00GH001\00 | TCP |  | U2 Non essential distribution panel
125V DC BATTERY CHARGER (A) (SPACE HEATER) | 02BTM01\00 | TCP | Heater | U2 Non essential distribution panel
125V DC BATTERY CHARGER (B) (SPACE HEATER) | 02BTM02\00 | TCP |  | U2 Non essential distribution panel
220V DC RECTIFIER PANEL | 02BTL01 | TCP |  | U2 Non essential distribution panel
25V DC STARTER PANEL | 02BVR01 | TCP |  | U2 Non essential distribution panel
GT FUEL GAS SYSTEM DVP PANEL (SPACE HEATER) | 02MBP02GH001\00 | TCP | Heater | U2 Non essential distribution panel
GENERATOR COLLECTOR HOUSING LIGHTING | 02MKA01GP001 | TCP |  | U2 Non essential distribution panel
GENERATOR ON-LINE MONITORING SYSTEM | 02MKA01GH001 | TCP |  | U2 Non essential distribution panel
GT ECA COMPRESSOR B ENCLOSURE LIGHTING | 02MBH06GP102 | TCP |  | U2 Non essential distribution panel
GT ECA COMPRESSOR A ENCLOSURE LIGHTING | 02MBH06GP101 | TCP |  | U2 Non essential distribution panel
ST HP STEAM INLET PIPE DRAIN MOV (SPACE HEATER) | 02MAL02AA901-H01 | TCP |  | U2 Non essential distribution panel
CMV STEAM LEAK DRAIN VALVE (SPACE HEATER) | 02MAM30AA102-H01 | TCP |  | U2 Non essential distribution panel
CMV STEM LEAK RECOVERY MOV (SPACE HEATER) | 02MAM30AA101-H01 | TCP |  | U2 Non essential distribution panel
ST IP STEAM INLET PIPE DRAIN MOV (SPACE HEATER) | 02MAL06AA901-H01 | TCP |  | U2 Non essential distribution panel
CRV SEAT DRAIN MOTOR VALVE (SPACE HEATER) | 02MAL04AA901-H01 | TCP |  | U2 Non essential distribution panel
CMV SEAT DRAIN MOTOR VALVE (SPACE HEATER) | 02MAL01AA901-H01 | TCP |  | U2 Non essential distribution panel
ST VENTILATOR VALVE (SPACE HEATER) | 02LBC01AA103-H01 | TCP |  | U2 Non essential distribution panel
ST VACUUM BREAKER No.2 (SPACE HEATER | 02MAC11AA902-H01 | TCP |  | U2 Non essential distribution panel
ST VACUUM BREAKER No.1 (SPACE HEATER) | 02MAC11AA901-H01 | TCP |  | U2 Non essential distribution panel
HEATER (GT PACKAGE GAS DETECTORS) | 02MBY91GZ100 | TCP |  | U2 Non essential distribution panel
ECA RECIRCULATION PUMP (A) (BEARING HEATER) | 02LCA14AH101 | TCP | Heater | U2 Non essential distribution panel
ECA RECIRCULATION PUMP (B) (BEARING HEATER) | 02LCA14AH102 | TCP | Heater | U2 Non essential distribution panel

## Sheet2
Equipment | Tag Number | Breaker location | Category | Bus | Breaker type
UNIT 1 ACC FAN 01A | 01-ACC-MFN-01A | 01-ACC-MCC-131, CUBICLE 4FM | Fan/Blower | 01-ACC-MCC-131 | 480 V MOLDED CASE BREAKER
UNIT 1 ACC FAN 01C | 01-ACC-MFN-01C | 01-ACC-MCC-131, CUBICLE 5FM | Fan/Blower | 01-ACC-MCC-131 | 480 V MOLDED CASE BREAKER
UNIT 1 ACC FAN 01E | 01-ACC-MFN-01E | 01-ACC-MCC-131, CUBICLE 6FM | Fan/Blower | 01-ACC-MCC-131 | 480 V MOLDED CASE BREAKER
UNIT 1 ACC FAN 02B | 01-ACC-MFN-02B | 01-ACC-MCC-131, CUBICLE 7FM | Fan/Blower | 01-ACC-MCC-131 | 480 V MOLDED CASE BREAKER
UNIT 1 ACC FAN 02D | 01-ACC-MFN-02D | 01-ACC-MCC-131, CUBICLE 8FM | Fan/Blower | 01-ACC-MCC-131 | 480 V MOLDED CASE BREAKER
UNIT 1 ACC FAN 02F | 01-ACC-MFN-02F | 01-ACC-MCC-131, CUBICLE 9FM | Fan/Blower | 01-ACC-MCC-131 | 480 V MOLDED CASE BREAKER
ACC 1 GLYCOL HX FAN 01 | 01-ARM-MFN-01 | 01-ACC-MCC-131, CUBICLE 13FD | Fan/Blower | 01-ACC-MCC-131 | 480 V MOLDED CASE BREAKER
ACC 1 GLYCOL HX FAN 02 | 01-ARM-MFN-02 | 01-ACC-MCC-131, CUBICLE 13FF | Fan/Blower | 01-ACC-MCC-131 | 480 V MOLDED CASE BREAKER
ACC 1 GLYCOL HX FAN 03 | 01-ARM-MFN-03 | 01-ACC-MCC-131, CUBICLE 13FH | Fan/Blower | 01-ACC-MCC-131 | 480 V MOLDED CASE BREAKER
ACC 1 PDC XFMR | 01-LVB-XFR-1311 | 01-ACC-MCC-131, CUBICLE 2FG(L) | Transformer | 01-ACC-MCC-131 | 480 V MOLDED CASE BREAKER
UNIT 1 ACC FINTUBE CLEANING SYS | 01-CND-RCP-983 | 01-ACC-MCC-131, CUBICLE 2FJ(L) |  | 01-ACC-MCC-131 | 480 V MOLDED CASE BREAKER
MAIN BREAKER 1 CONTROL POWER TRANSFORMER |  | 01-ACC-MCC-131, CUBICLE |  | 01-ACC-MCC-131 | 480 V MOLDED CASE BREAKER
MAIN SUPPLY FEED FROM 01-MVA-XFR-13 |  | 01-ACC-MCC-131, CUBICLE 3FM |  | 01-ACC-MCC-131 | 480 V MOLDED CASE BREAKER
ACC 1 LRVP 01A | 01-ARM-MPM-01A | 01-ACC-MCC-131, CUBICLE 10FM | Pump | 01-ACC-MCC-131 | 480 V MOLDED CASE BREAKER
UNIT 1 LP DRAINS TANK PUMP MTR A | 01-STP-MPM-01A | 01-ACC-MCC-131, CUBICLE 12FB | Pump | 01-ACC-MCC-131 | 480 V MOLDED CASE BREAKER
ACC 1 GLYCOL RECIRC PMP 03A | 01-ARM-MPM-03A | 01-ACC-MCC-131, CUBICLE 12FD | Pump | 01-ACC-MCC-131 | 480 V MOLDED CASE BREAKER
ACC 1 GLYCOL RECIRC PMP 03C | 01-ARM-MPM-03C | 01-ACC-MCC-131, CUBICLE 12FF | Pump | 01-ACC-MCC-131 | 480 V MOLDED CASE BREAKER
ACC 1 PDC PANELBOARD 480VAC | 01-LVB-PPL-1311 | 01-ACC-MCC-131, CUBICLE 16FM | Power Panel | 01-ACC-MCC-131 | 480 V MOLDED CASE BREAKER
ACC 1 SEAL WTR PMP 02A | 01-ARM-MPM-02A | 01-ACC-MCC-131, CUBICLE 13FK | Pump | 01-ACC-MCC-131 | 480 V MOLDED CASE BREAKER
MAIN BREAKER 2 CONTROL POWER TRANSFORMER |  | 01-ACC-MCC-131, CUBICLE |  | 01-ACC-MCC-131 | 480 V MOLDED CASE BREAKER
SECONDARY SUPPLY FEED FROM 01-MVA-XFR-23 |  | 01-ACC-MCC-131, CUBICLE 15FM |  | 01-ACC-MCC-131 | 480 V MOLDED CASE BREAKER
UNIT 1 ACC FAN GEARBOX OIL COOLER 01A | 01-ACC-HEX-01A | 01-ACC-MCC-131, CUBICLE 17FB |  | 01-ACC-MCC-131 | 480 V MOLDED CASE BREAKER
UNIT 1 ACC FAN GEARBOX OIL COOLER 01C | 01-ACC-HEX-01C | 01-ACC-MCC-131, CUBICLE 17FD |  | 01-ACC-MCC-131 | 480 V MOLDED CASE BREAKER
UNIT 1 ACC FAN GEARBOX OIL COOLER 01E | 01-ACC-HEX-01E | 01-ACC-MCC-131, CUBICLE 17FF |  | 01-ACC-MCC-131 | 480 V MOLDED CASE BREAKER
UNIT 1 ACC FAN GEARBOX OIL COOLER 02B | 01-ACC-HEX-02B | 01-ACC-MCC-131, CUBICLE 17FH |  | 01-ACC-MCC-131 | 480 V MOLDED CASE BREAKER
UNIT 1 ACC FAN GEARBOX OIL COOLER 02D | 01-ACC-HEX-02D | 01-ACC-MCC-131, CUBICLE 17FK |  | 01-ACC-MCC-131 | 480 V MOLDED CASE BREAKER
UNIT 1 ACC FAN GEARBOX OIL COOLER 02F | 01-ACC-HEX-02F | 01-ACC-MCC-131, CUBICLE 17FM |  | 01-ACC-MCC-131 | 480 V MOLDED CASE BREAKER
UNIT 1 ACC FAN 03A | 01-ACC-MFN-03A | 01-ACC-MCC-151, CUBICLE5FM | Fan/Blower | 01-ACC-MCC-151 | 480 V MOLDED CASE BREAKER
UNIT 1 ACC FAN 03C | 01-ACC-MFN-03C | 01-ACC-MCC-151, CUBICLE6FM | Fan/Blower | 01-ACC-MCC-151 | 480 V MOLDED CASE BREAKER
UNIT 1 ACC FAN 03E | 01-ACC-MFN-03E | 01-ACC-MCC-151, CUBICLE7FM | Fan/Blower | 01-ACC-MCC-151 | 480 V MOLDED CASE BREAKER
UNIT 1 ACC FAN 04B | 01-ACC-MFN-04B | 01-ACC-MCC-151, CUBICLE8FM | Fan/Blower | 01-ACC-MCC-151 | 480 V MOLDED CASE BREAKER
UNIT 1 ACC FAN 04D | 01-ACC-MFN-04D | 01-ACC-MCC-151, CUBICLE9FM | Fan/Blower | 01-ACC-MCC-151 | 480 V MOLDED CASE BREAKER
UNIT 1 ACC FAN 04F | 01-ACC-MFN-04F | 01-ACC-MCC-151, CUBICLE10FM | Fan/Blower | 01-ACC-MCC-151 | 480 V MOLDED CASE BREAKER
UNIT 1 ACC FAN GEARBOX OIL COOLER 03A | 01-ACC-HEX-03A | 01-ACC-MCC-151, CUBICLE2FB |  | 01-ACC-MCC-151 | 480 V MOLDED CASE BREAKER
UNIT 1 ACC FAN GEARBOX OIL COOLER 03C | 01-ACC-HEX-03C | 01-ACC-MCC-151, CUBICLE2FD |  | 01-ACC-MCC-151 | 480 V MOLDED CASE BREAKER
UNIT 1 ACC FAN GEARBOX OIL COOLER 03E | 01-ACC-HEX-03E | 01-ACC-MCC-151, CUBICLE2FF |  | 01-ACC-MCC-151 | 480 V MOLDED CASE BREAKER
UNIT 1 ACC FAN GEARBOX OIL COOLER 04B | 01-ACC-HEX-04B | 01-ACC-MCC-151, CUBICLE2FH |  | 01-ACC-MCC-151 | 480 V MOLDED CASE BREAKER
UNIT 1 ACC FAN GEARBOX OIL COOLER 04D | 01-ACC-HEX-04D | 01-ACC-MCC-151, CUBICLE2FK |  | 01-ACC-MCC-151 | 480 V MOLDED CASE BREAKER
UNIT 1 ACC FAN GEARBOX OIL COOLER 04F | 01-ACC-HEX-04F | 01-ACC-MCC-151, CUBICLE2FM |  | 01-ACC-MCC-151 | 480 V MOLDED CASE BREAKER
MAIN BREAKER 1 CONTROL POWER TRANSFORMER |  | 01-ACC-MCC-151, CUBICLE4FM |  | 01-ACC-MCC-151 | 480 V MOLDED CASE BREAKER
MAIN SUPPLY FEED FROM 01-MVA-XFR-15 |  | 01-ACC-MCC-151, CUBICLE4FM |  | 01-ACC-MCC-151 | 480 V MOLDED CASE BREAKER
ACC 1 LRVP 01C | 01-ARM-MPM-01C | 01-ACC-MCC-151, CUBICLE11FM | Pump | 01-ACC-MCC-151 | 480 V MOLDED CASE BREAKER
ACC 1 PDC PANELBOARD 480VAC | 01-LVB-PPL-1511 | 01-ACC-MCC-151, CUBICLE12FC | Power Panel | 01-ACC-MCC-151 | 480 V MOLDED CASE BREAKER
ACC 1 SEAL WTR PMP 02C | 01-ARM-MPM-02C | 01-ACC-MCC-151, CUBICLE14FB | Pump | 01-ACC-MCC-151 | 480 V MOLDED CASE BREAKER
MAIN BREAKER 2 CONTROL POWER TRANSFORMER |  | 01-ACC-MCC-151 |  | 01-ACC-MCC-151 | 480 V MOLDED CASE BREAKER
SECONDARY SUPPLY FEED FROM 01-MVA-XFR-25 |  | 01-ACC-MCC-151 |  | 01-ACC-MCC-151 | 480 V MOLDED CASE BREAKER
UNIT 1 ACC FAN 01B | 01-ACC-MFN-01B | 01-ACC-MCC-231, CUBICLE8FM | Fan/Blower | 01-ACC-MCC-231 | 480 V MOLDED CASE BREAKER
UNIT 1 ACC FAN 01D | 01-ACC-MFN-01D | 01-ACC-MCC-231, CUBICLE10FM | Fan/Blower | 01-ACC-MCC-231 | 480 V MOLDED CASE BREAKER
UNIT 1 ACC FAN 01F | 01-ACC-MFN-01F | 01-ACC-MCC-231, CUBICLE11FM | Fan/Blower | 01-ACC-MCC-231 | 480 V MOLDED CASE BREAKER
UNIT 1 ACC FAN 02A | 01-ACC-MFN-02A | 01-ACC-MCC-231, CUBICLE6FM | Fan/Blower | 01-ACC-MCC-231 | 480 V MOLDED CASE BREAKER
UNIT 1 ACC FAN 02C | 01-ACC-MFN-02C | 01-ACC-MCC-231, CUBICLE7FM | Fan/Blower | 01-ACC-MCC-231 | 480 V MOLDED CASE BREAKER
UNIT 1 ACC FAN 02E | 01-ACC-MFN-02E | 01-ACC-MCC-231, CUBICLE8FM | Fan/Blower | 01-ACC-MCC-231 | 480 V MOLDED CASE BREAKER
ACC 1 GLYCOL HX FAN 04 | 01-ARM-MFN-04 | 01-ACC-MCC-231, CUBICLE15FB | Fan/Blower | 01-ACC-MCC-231 | 480 V MOLDED CASE BREAKER
ACC 1 GLYCOL HX FAN 05 | 01-ARM-MFN-05 | 01-ACC-MCC-231, CUBICLE15FD | Fan/Blower | 01-ACC-MCC-231 | 480 V MOLDED CASE BREAKER
UNIT 1 ACC FAN GEARBOX OIL COOLER 02A | 01-ACC-HEX-02A | 01-ACC-MCC-231, CUBICLE2FB |  | 01-ACC-MCC-231 | 480 V MOLDED CASE BREAKER
UNIT 1 ACC FAN GEARBOX OIL COOLER 02C | 01-ACC-HEX-02C | 01-ACC-MCC-231, CUBICLE2FD |  | 01-ACC-MCC-231 | 480 V MOLDED CASE BREAKER
UNIT 1 ACC FAN GEARBOX OIL COOLER 02E | 01-ACC-HEX-02E | 01-ACC-MCC-231, CUBICLE2FF |  | 01-ACC-MCC-231 | 480 V MOLDED CASE BREAKER
UNIT 1 ACC FAN GEARBOX OIL COOLER 01B | 01-ACC-HEX-01B | 01-ACC-MCC-231, CUBICLE2FH |  | 01-ACC-MCC-231 | 480 V MOLDED CASE BREAKER
UNIT 1 ACC FAN GEARBOX OIL COOLER 01D | 01-ACC-HEX-01D | 01-ACC-MCC-231, CUBICLE2FK |  | 01-ACC-MCC-231 | 480 V MOLDED CASE BREAKER
UNIT 1 ACC FAN GEARBOX OIL COOLER 01F | 01-ACC-HEX-01F | 01-ACC-MCC-231, CUBICLE2FM |  | 01-ACC-MCC-231 | 480 V MOLDED CASE BREAKER
MAIN BREAKER 1 CONTROL POWER TRANSFORMER |  | 01-ACC-MCC-231, CUBICLE |  | 01-ACC-MCC-231 | 480 V MOLDED CASE BREAKER
MAIN SUPPLY FEED FROM 01-MVA-XFR-23 |  | 01-ACC-MCC-231, CUBICLE5FM |  | 01-ACC-MCC-231 | 480 V MOLDED CASE BREAKER
ACC 1 LRVP 01B | 01-ARM-MPM-01B | 01-ACC-MCC-231, CUBICLE12FM | Pump | 01-ACC-MCC-231 | 480 V MOLDED CASE BREAKER
UNIT 1 LP DRAINS TANK PUMP MTR B | 01-STP-MPM-01B | 01-ACC-MCC-231, CUBICLE14FB | Pump | 01-ACC-MCC-231 | 480 V MOLDED CASE BREAKER
ACC 1 GLYCOL RECIRC PMP 03B | 01-ARM-MPM-03B | 01-ACC-MCC-231, CUBICLE15FF | Pump | 01-ACC-MCC-231 | 480 V MOLDED CASE BREAKER
ACC 1 SEAL WTR PMP 02B | 01-ARM-MPM-02B | 01-ACC-MCC-231, CUBICLE15FH | Pump | 01-ACC-MCC-231 | 480 V MOLDED CASE BREAKER
MAIN BREAKER 2 CONTROL POWER TRANSFORMER |  | 01-ACC-MCC-231, CUBICLE |  | 01-ACC-MCC-231 | 480 V MOLDED CASE BREAKER
SECONDARY SUPPLY FEED FROM 01-MVA-XFR-13 |  | 01-ACC-MCC-231, CUBICLE17FM |  | 01-ACC-MCC-231 | 480 V MOLDED CASE BREAKER
UNIT 1 ACC FAN 03B | 01-ACC-MFN-03B | 01-ACC-MCC-251, CUBICLE9FM | Fan/Blower | 01-ACC-MCC-251 | 480 V MOLDED CASE BREAKER
UNIT 1 ACC FAN 03D | 01-ACC-MFN-03D | 01-ACC-MCC-251, CUBICLE10FM | Fan/Blower | 01-ACC-MCC-251 | 480 V MOLDED CASE BREAKER
UNIT 1 ACC FAN 03F | 01-ACC-MFN-03F | 01-ACC-MCC-251, CUBICLE11FM | Fan/Blower | 01-ACC-MCC-251 | 480 V MOLDED CASE BREAKER
UNIT 1 ACC FAN 04A | 01-ACC-MFN-04A | 01-ACC-MCC-251, CUBICLE6FM | Fan/Blower | 01-ACC-MCC-251 | 480 V MOLDED CASE BREAKER
UNIT 1 ACC FAN 04C | 01-ACC-MFN-04C | 01-ACC-MCC-251, CUBICLE7FM | Fan/Blower | 01-ACC-MCC-251 | 480 V MOLDED CASE BREAKER
UNIT 1 ACC FAN 04E | 01-ACC-MFN-04E | 01-ACC-MCC-251, CUBICLE8FM | Fan/Blower | 01-ACC-MCC-251 | 480 V MOLDED CASE BREAKER
UNIT 1 ACC FAN GEARBOX OIL COOLER 04A | 01-ACC-HEX-04A | 01-ACC-MCC-251, CUBICLE2FB |  | 01-ACC-MCC-251 | 480 V MOLDED CASE BREAKER
UNIT 1 ACC FAN GEARBOX OIL COOLER 04C | 01-ACC-HEX-04C | 01-ACC-MCC-251, CUBICLE2FD |  | 01-ACC-MCC-251 | 480 V MOLDED CASE BREAKER
UNIT 1 ACC FAN GEARBOX OIL COOLER 04E | 01-ACC-HEX-04E | 01-ACC-MCC-251, CUBICLE2FF |  | 01-ACC-MCC-251 | 480 V MOLDED CASE BREAKER
UNIT 1 ACC FAN GEARBOX OIL COOLER 03B | 01-ACC-HEX-03B | 01-ACC-MCC-251, CUBICLE2FH |  | 01-ACC-MCC-251 | 480 V MOLDED CASE BREAKER
UNIT 1 ACC FAN GEARBOX OIL COOLER 03D | 01-ACC-HEX-03D | 01-ACC-MCC-251, CUBICLE2FK |  | 01-ACC-MCC-251 | 480 V MOLDED CASE BREAKER
UNIT 1 ACC FAN GEARBOX OIL COOLER 03F | 01-ACC-HEX-03F | 01-ACC-MCC-251, CUBICLE2FM |  | 01-ACC-MCC-251 | 480 V MOLDED CASE BREAKER
MAIN BREAKER 1 CONTROL POWER TRANSFORMER |  | 01-ACC-MCC-251, CUBICLE4FM |  | 01-ACC-MCC-251 | 480 V MOLDED CASE BREAKER
MAIN SUPPLY FEED FROM 01-MVA-XFR-25 |  | 01-ACC-MCC-251, CUBICLE4FM |  | 01-ACC-MCC-251 | 480 V MOLDED CASE BREAKER
ACC 1 LRVP 01D | 01-ARM-MPM-01D | 01-ACC-MCC-251, CUBICLE12FM | Pump | 01-ACC-MCC-251 | 480 V MOLDED CASE BREAKER
ACC 1 PDC XFMR 480-120/208VAC | 01-LVB-XFR-2511 | 01-ACC-MCC-251, CUBICLE13FC(L) | Transformer | 01-ACC-MCC-251 | 480 V MOLDED CASE BREAKER
ACC 1 LRVP 01E | 01-ARM-MPM-01E | 01-ACC-MCC-251, CUBICLE13FM | Pump | 01-ACC-MCC-251 | 480 V MOLDED CASE BREAKER
ACC 1 SEAL WTR PMP 02D | 01-ARM-MPM-02D | 01-ACC-MCC-251, CUBICLE15FB | Pump | 01-ACC-MCC-251 | 480 V MOLDED CASE BREAKER
ACC 1 SEAL WTR PMP 02E | 01-ARM-MPM-02E | 01-ACC-MCC-251, CUBICLE15FD | Pump | 01-ACC-MCC-251 | 480 V MOLDED CASE BREAKER
MAIN BREAKER 2 CONTROL POWER TRANSFORMER |  | 01-ACC-MCC-251, CUBICLE16FM |  | 01-ACC-MCC-251 | 480 V MOLDED CASE BREAKER
SECONDARY SUPPLY FEED FROM 01-MVA-XFR-15 |  | 01-ACC-MCC-251, CUBICLE16FM |  | 01-ACC-MCC-251 | 480 V MOLDED CASE BREAKER
UNIT 1 ACC HEAT TRACE XFMR 480-120/208VAC | 01-HTT-XFR-2511 | 01-ACC-MCC-251, CUBICLE17FJ(R) | Transformer | 01-ACC-MCC-251 | 480 V MOLDED CASE BREAKER
BATTERY ROOM EXHAUST FAN | 01UCA51AN301 | TCP | Fan/Blower | 01BMT01
MAIN FEED TO ESSENTIAL DISTRIBUTION PANEL | 01BMT01 | TCP | Power Panel | 01BMT01
TURBINE CONTROL PANEL | 01MBY01GH001\10 | TCP | Control Power Feed | 01BMT01
TURBINE SUPERVISORY INSTRUMENT PANEL | 01MBY01GH016\10 | TCP | Control Power Feed | 01BMT01
LOCAL FIRE ALARM CONTROL PANEL | 01SGY03GH001 | TCP | Control Power Feed | 01BMT01
TURBINE PROTECTION PANEL | 01MBY01GH010\10 | TCP | Control Power Feed | 01BMT01
TURBINE REMOTE I/O PANEL A | 01MBY93GH001\10 | TCP | Control Power Feed | 01BMT01
TURBINE REMOTE I/O PANEL B | 01MBY93GH002\10 | TCP | Control Power Feed | 01BMT01
CONTROL PACKAGE INTERIOR LIGHTING - 1 | 01UCA51GP101 | TCP |  | 01BMT01
CONTROL PACKAGE INTERIOR LIGHTING - 2 | 01UCA51GP201 | TCP |  | 01BMT01
CONTROL PACKAGE EXTERIOR LIGHTING - 1 | 01UCA51GP102 | TCP |  | 01BMT01
CONTROL PACKAGE EXTERIOR LIGHTING - 2 | 01UCA51GP202 | TCP |  | 01BMT01
CONTROL PACKAGE LOCAL FIRE ALARM PANEL | 01SGY01GH001 | TCP | Control Power Feed | 01BMT01
CONTROL PACKAGE HVAC CONTROLLER | 01UCA51AH101-N01 | TCP |  | 01BMT01
Unit 1 Turbine BLDG AHU 13 DSW | 01-HVC-DSW-29 | 01-LVB-PPL-1111 BR 9 NE corner turbine building |  | 01-LVB-PPL-1111 | 480 V CIRCUIT BREACKER
Unit 1 Turbine BLDG AHU 12 DSW | 01-HVC-DSW-28 | 01-LVB-PPL-1111 BR 10 NE corner turbine building |  | 01-LVB-PPL-1111 | 480 V CIRCUIT BREACKER
Unit 1 Turbine BLDG Roll Up Door 2 | 01-HVC-DOR-02 | 01-LVB-PPL-1111 BR 11 NE corner turbine building |  | 01-LVB-PPL-1111 | 480 V CIRCUIT BREACKER
Unit 1 Turbine BLDG Roof EXH Fan DSW 19 | 01-HVC-DSW-19 | 01-LVB-PPL-1111 BR 1 NE corner turbine building | Fan/Blower | 01-LVB-PPL-1111 | 480 V CIRCUIT BREACKER
Unit 1 Turbine BLDG Roof EXH Fan DSW 20 | 01-HVC-DSW-20 | 01-LVB-PPL-1111 BR 2 NE corner turbine building | Fan/Blower | 01-LVB-PPL-1111 | 480 V CIRCUIT BREACKER
Unit 1 Turbine BLDG Roof EXH Fan DSW 21 | 01-HVC-DSW-21 | 01-LVB-PPL-1111 BR 3 NE corner turbine building | Fan/Blower | 01-LVB-PPL-1111 | 480 V CIRCUIT BREACKER
Unit 1 Turbine BLDG Roof EXH Fan DSW 22 | 01-HVC-DSW-22 | 01-LVB-PPL-1111 BR 4 NE corner turbine building | Fan/Blower | 01-LVB-PPL-1111 | 480 V CIRCUIT BREACKER
Unit 1 Turbine BLDG Roof EXH Fan DSW 23 | 01-HVC-DSW-23 | 01-LVB-PPL-1111 BR 5 NE corner turbine building | Fan/Blower | 01-LVB-PPL-1111 | 480 V CIRCUIT BREACKER
Unit 1 Turbine BLDG Roof EXH Fan DSW 24 | 01-HVC-DSW-24 | 01-LVB-PPL-1111 BR 6 NE corner turbine building | Fan/Blower | 01-LVB-PPL-1111 | 480 V CIRCUIT BREACKER
Unit 1 Turbine BLDG Roof EXH Fan DSW 25 | 01-HVC-DSW-25 | 01-LVB-PPL-1111 BR 7 NE corner turbine building | Fan/Blower | 01-LVB-PPL-1111 | 480 V CIRCUIT BREACKER
Unit 1 Turbine BLDG Roof EXH Fan DSW 26 | 01-HVC-DSW-26 | 01-LVB-PPL-1111 BR 8 NE corner turbine building | Fan/Blower | 01-LVB-PPL-1111 | 480 V CIRCUIT BREACKER
HRSG 1 Grade W 480 Panelboard 2 Main PWR FD | 01-LVB-PPL-11121 | 01-LVB-PPL-1112 BR 6 Outside HRSG SWG enclosure | Power Panel | 01-LVB-PPL-1112 | 480 V CIRCUIT BREACKER
Unit 1 BFP A Sound Enclosure Heater PWR Feed | 01-BFW-PNL-01A | 01-LVB-PPL-1112 BR 7 Outside HRSG SWG enclosure | Heater | 01-LVB-PPL-1112 | 480 V CIRCUIT BREACKER
Unit 1 BFP B Sound Enclosure Heater PWR Feed | 01-BFW-PNL-01B | 01-LVB-PPL-1112 BR 8 Outside HRSG SWG enclosure | Heater | 01-LVB-PPL-1112 | 480 V CIRCUIT BREACKER
Unit 1 HRSG Stack Hoist PWR Feed | 01-HRG-HST-01 | 01-LVB-PPL-1112 BR 9 Outside HRSG SWG enclosure |  | 01-LVB-PPL-1112 | 480 V CIRCUIT BREACKER
Piperack 1 Welding Recept 9 480VAC | 01-LVB-RCP-09 | 01-LVB-PPL-1112 BR 10 Outside HRSG SWG enclosure |  | 01-LVB-PPL-1112 | 480 V CIRCUIT BREACKER
Unit 1 CCF HP/IP Phosphate & Ammonia SYS | 01-CCF-DSW-02 | 01-LVB-PPL-1112 BR 11 Outside HRSG SWG enclosure | Control Power Feed | 01-LVB-PPL-1112 | 480 V CIRCUIT BREACKER
Unit 1 HP Steam Bypass Valve Hoist PWR Feed | 01-HPS-HST-01 | 01-LVB-PPL-1112 BR 15 Outside HRSG SWG enclosure |  | 01-LVB-PPL-1112 | 480 V CIRCUIT BREACKER
Unit 1 BFW Pump 01A Hoist 480VAC PWR Feed | 01-BFW-HST-01A | 01-LVB-PPL-1112 BR 17 Outside HRSG SWG enclosure |  | 01-LVB-PPL-1112 | 480 V CIRCUIT BREACKER
Unit 1 BFW Pump 01B Hoist 480VAC PWR Feed | 01-BFW-HST-01B | 01-LVB-PPL-1112 BR 18 Outside HRSG SWG enclosure |  | 01-LVB-PPL-1112 | 480 V CIRCUIT BREACKER
Piperack 1 Welding Recept 10 480VAC | 01-LVB-RCP-10 | 01-LVB-PPL-1112 BR 19 Outside HRSG SWG enclosure |  | 01-LVB-PPL-1112 | 480 V CIRCUIT BREACKER
Piperack 1 Welding Recept 11 480VAC | 01-LVB-RCP-11 | 01-LVB-PPL-1112 BR 20 Outside HRSG SWG enclosure |  | 01-LVB-PPL-1112 | 480 V CIRCUIT BREACKER
Piperack 1 Welding Recept 12 480VAC | 01-LVB-RCP-12 | 01-LVB-PPL-1112 BR 21 Outside HRSG SWG enclosure |  | 01-LVB-PPL-1112 | 480 V CIRCUIT BREACKER
Piperack 1 Welding Recept 13 480VAC | 01-LVB-RCP-13 | 01-LVB-PPL-1112 BR 22 Outside HRSG SWG enclosure |  | 01-LVB-PPL-1112 | 480 V CIRCUIT BREACKER
HRSG 1 HP Attemp Spray Water Stop MOV PWR | 01-MOV-HHS908 | 01-LVB-PPL-1112 BR 14 Outside HRSG SWG enclosure | Motor Operated Valve | 01-LVB-PPL-1112 | 480 V CIRCUIT BREACKER
HRSG 1 IP Steam Outlet MOV Main PWR Feed | 01-MOV-HIS902 | 01-LVB-PPL-1112 BR 3 Outside HRSG SWG enclosure | Motor Operated Valve | 01-LVB-PPL-1112 | 480 V CIRCUIT BREACKER
HRSG 1 IP SH MOV Vent VLV 480VAC | 01-MOV-HIS946 | 01-LVB-PPL-1112 BR 16 Outside HRSG SWG enclosure | Motor Operated Valve | 01-LVB-PPL-1112 | 480 V CIRCUIT BREACKER
HrRSG 1 LP Econ Vent Main PWR Feed | 01-MOV-HLS907 | 01-LVB-PPL-1112 BR 5 Outside HRSG SWG enclosure | Motor Operated Valve | 01-LVB-PPL-1112 | 480 V CIRCUIT BREACKER
HRSG 1 LP Intermittent BD Stop Main PWR Feed | 01-MOV-HLS908 | 01-LVB-PPL-1112 BR 13 Outside HRSG SWG enclosure | Motor Operated Valve | 01-LVB-PPL-1112 | 480 V CIRCUIT BREACKER
HRSG 1 LP Feedwater Inlet Stop Main PWR Feed | 01-MOV-HLS931 | 01-LVB-PPL-1112 BR 4 Outside HRSG SWG enclosure | Motor Operated Valve | 01-LVB-PPL-1112 | 480 V CIRCUIT BREACKER
HRSG 1 LP Sparging Steam Shutoff Valve | 01-MOV-HLS944 | 01-LVB-PPL-1112 BR 12 Outside HRSG SWG enclosure | Motor Operated Valve | 01-LVB-PPL-1112 | 480 V CIRCUIT BREACKER
HRSG 1 HP SPARGING STEAM MOV MAIN FEED | 01-MOV-HHS904 | 01-LVB-PPL-11121 BR 13 Outside HRSG SWG enclosure | Motor Operated Valve | 01-LVB-PPL-11121 | 480 V CIRCUIT BREACKER
HRSG 1 ATTEMP DRAIN POT STOP MOV MAIN FEED | 01-MOV-HHS911 | 01-LVB-PPL-11121 BR 14 Outside HRSG SWG enclosure | Motor Operated Valve | 01-LVB-PPL-11121 | 480 V CIRCUIT BREACKER
HRSG 1 HP ECON VENT MAIN PWR FEED | 01-MOV-HHS942 | 01-LVB-PPL-11121 BR 4 Outside HRSG SWG enclosure | Motor Operated Valve | 01-LVB-PPL-11121 | 480 V CIRCUIT BREACKER
HRSG 1 HP CASCADING BD ISOLATION MAIN FEED | 01-MOV-HHS943 | 01-LVB-PPL-11121 BR 6 Outside HRSG SWG enclosure | Motor Operated Valve | 01-LVB-PPL-11121 | 480 V CIRCUIT BREACKER
HRSG 1 IP FEEDWATER FGH STOP VLV MAIN FEED | 01-MOV-HIS904 | 01-LVB-PPL-11121 BR 5 Outside HRSG SWG enclosure | Motor Operated Valve | 01-LVB-PPL-11121 | 480 V CIRCUIT BREACKER
HRSG 1 IP CONT BLOWDOWN STOP MAIN FEED | 01-MOV-HIS905 | 01-LVB-PPL-11121 BR 7 Outside HRSG SWG enclosure | Motor Operated Valve | 01-LVB-PPL-11121 | 480 V CIRCUIT BREACKER
HRSG 1 IP STEAM STOP MAIN PWR FEED | 01-MOV-HIS908 | 01-LVB-PPL-11121 BR 8 Outside HRSG SWG enclosure | Motor Operated Valve | 01-LVB-PPL-11121 | 480 V CIRCUIT BREACKER
HRSG 1 IP SPARGING STEAM STOP MAIN PWR FEED | 01-MOV-HIS909 | 01-LVB-PPL-11121 BR 10 Outside HRSG SWG enclosure | Motor Operated Valve | 01-LVB-PPL-11121 | 480 V CIRCUIT BREACKER
HRSG 1 IP INTERMITTENT BD STOP MAIN FEED | 01-MOV-HIS916 | 01-LVB-PPL-11121 BR 9 Outside HRSG SWG enclosure | Motor Operated Valve | 01-LVB-PPL-11121 | 480 V CIRCUIT BREACKER
HRSG 1 IP INTERMITTENT BD STOP MAIN FEED | 01-MOV-HIS917 | 01-LVB-PPL-11121 BR 11 Outside HRSG SWG enclosure | Motor Operated Valve | 01-LVB-PPL-11121 | 480 V CIRCUIT BREACKER
HRSG 1 IP ECON VENT STOP MAIN PWR FEED | 01-MOV-HIS943 | 01-LVB-PPL-11121 BR 12 Outside HRSG SWG enclosure | Motor Operated Valve | 01-LVB-PPL-11121 | 480 V CIRCUIT BREACKER
Fuel Gas Area Welding Recept | 00-LVB-RCP-02 | 01-LVB-PPL-1113 BR 11 Pipe rack 1 by startup htr |  | 01-LVB-PPL-1113 | 480 V CIRCUIT BREACKER
UNIT 1 AUXBLR TO STM SEP INLET BLK VLV PWR | 01-MOV-AXS321 | 01-LVB-PPL-1113 BR 10 Pipe rack 1 by startup htr | Motor Operated Valve | 01-LVB-PPL-1113 | 480 V CIRCUIT BREACKER
UNIT 1 AUXBLR TO STM SEP INLET BYP VLV PWR | 01-MOV-AXS322 | 01-LVB-PPL-1113 BR 9 Pipe rack 1 by startup htr | Motor Operated Valve | 01-LVB-PPL-1113 | 480 V CIRCUIT BREACKER
Unit 1 BFW PMP 01A IP DISCH VLV PWR 480VAC | 01-MOV-BFW139 | 01-LVB-PPL-1113 BR 5 Pipe rack 1 by startup htr | Motor Operated Valve | 01-LVB-PPL-1113 | 480 V CIRCUIT BREACKER
UNIT 1 BFW PMP 01A IP DISCH BYP VLV PWR | 01-MOV-BFW140 | 01-LVB-PPL-1113 BR 6 Pipe rack 1 by startup htr | Motor Operated Valve | 01-LVB-PPL-1113 | 480 V CIRCUIT BREACKER
Unit 1 BFW PMP 01A HP DISCH VLV PWR 480VAC | 01-MOV-BFW145 | 01-LVB-PPL-1113 BR 1 Pipe rack 1 by startup htr | Motor Operated Valve | 01-LVB-PPL-1113 | 480 V CIRCUIT BREACKER
Unit 1 BFW PMP 01A HP DISCH BYP VLV PWR | 01-MOV-BFW146 | 01-LVB-PPL-1113 BR 2 Pipe rack 1 by startup htr | Motor Operated Valve | 01-LVB-PPL-1113 | 480 V CIRCUIT BREACKER
UNIT 1 BFW PMP 01B IP DISCH VLV PWR 480VAC | 01-MOV-BFW179 | 01-LVB-PPL-1113 BR 8 Pipe rack 1 by startup htr | Motor Operated Valve | 01-LVB-PPL-1113 | 480 V CIRCUIT BREACKER
UNIT 1 BFW PMP 01B IP DISCH BYP VLV PWR | 01-MOV-BFW180 | 01-LVB-PPL-1113 BR 7 Pipe rack 1 by startup htr | Motor Operated Valve | 01-LVB-PPL-1113 | 480 V CIRCUIT BREACKER
Unit 1 BFW PMP 01B HP DISCH VLV PWR 480VAC | 01-MOV-BFW185 | 01-LVB-PPL-1113 BR 3 Pipe rack 1 by startup htr | Motor Operated Valve | 01-LVB-PPL-1113 | 480 V CIRCUIT BREACKER
Unit 1 BFW PMP 01B HP DISCH BYP VLV PWR | 01-MOV-BFW186 | 01-LVB-PPL-1113 BR 4 Pipe rack 1 by startup htr | Motor Operated Valve | 01-LVB-PPL-1113 | 480 V CIRCUIT BREACKER
Unit 1 ACHE Area Welding Recept 480VAC | 01-LVB-RCP-02 | 01-LVB-PPL-1114 BR 1 Outside HRSG SWG enclosure |  | 01-LVB-PPL-1114 | 480 V CIRCUIT BREACKER
Unit 1 SMPL PNL 8 Ton TCU Main 480VAC | 01-SMP-HEX-01 | 01-LVB-PPL-1114 BR 3 Outside HRSG SWG enclosure |  | 01-LVB-PPL-1114 | 480 V CIRCUIT BREACKER
Unit 1 Oil/Water Seperator PWR 480VAC | 01-WDR-CPL-01 | 01-LVB-PPL-1114 BR 4 Outside HRSG SWG enclosure | Control Power Feed | 01-LVB-PPL-1114 | 480 V CIRCUIT BREACKER
HRSG 1 HP BD Manifold DRN MOV Main PWR Feed | 01-MOV-HBD941 | 01-LVB-PPL-1114 BR 8 Outside HRSG SWG enclosure | Motor Operated Valve | 01-LVB-PPL-1114 | 480 V CIRCUIT BREACKER
HRSG 1 IP BD Manifold Drain Main PWR Feed | 01-MOV-HBD942 | 01-LVB-PPL-1114 BR 9 Outside HRSG SWG enclosure | Motor Operated Valve | 01-LVB-PPL-1114 | 480 V CIRCUIT BREACKER
HRSG 1 LP BD Manifold DRN Main PWR Feed | 01-MOV-HBD943 | 01-LVB-PPL-1114 BR 10 Outside HRSG SWG enclosure | Motor Operated Valve | 01-LVB-PPL-1114 | 480 V CIRCUIT BREACKER
HRSP 1 HP Intermittent BD Dtop Main PWR Feed | 01-MOV-HHS909 | 01-LVB-PPL-1114 BR 11 Outside HRSG SWG enclosure | Motor Operated Valve | 01-LVB-PPL-1114 | 480 V CIRCUIT BREACKER
HRSG 1 HP SH #1 Drain Pot Stop MOV Main PWR | 01-MOV-HHS910 | 01-LVB-PPL-1114 BR 5 Outside HRSG SWG enclosure | Motor Operated Valve | 01-LVB-PPL-1114 | 480 V CIRCUIT BREACKER
HRSP 1 HP Intermittent BD Dtop Main PWR Feed | 01-MOV-HHS912 | 01-LVB-PPL-1114 BR 13 Outside HRSG SWG enclosure | Motor Operated Valve | 01-LVB-PPL-1114 | 480 V CIRCUIT BREACKER
HRSG 1 HP Feedwater Stop MOV Main PWR Feed | 01-MOV-HHS941 | 01-LVB-PPL-1114 BR 6 Outside HRSG SWG enclosure | Motor Operated Valve | 01-LVB-PPL-1114 | 480 V CIRCUIT BREACKER
HRSG 1 IP Feedwater Inlet Stop VLV Main PWR | 01-MOV-HIS941 | 01-LVB-PPL-1114 BR 7 Outside HRSG SWG enclosure | Motor Operated Valve | 01-LVB-PPL-1114 | 480 V CIRCUIT BREACKER
5 Ton HVAC #1 |  | 01-LVB-PPL-1115 BR 1 Inside HRSG SWG enclosure |  | 01-LVB-PPL-1115 | 480 V CIRCUIT BREACKER
5 Ton HVAC #2 |  | 01-LVB-PPL-1115 BR 2 Inside HRSG SWG enclosure |  | 01-LVB-PPL-1115 | 480 V CIRCUIT BREACKER
5 Ton HVAC #3 |  | 01-LVB-PPL-1115 BR 3 Inside HRSG SWG enclosure |  | 01-LVB-PPL-1115 | 480 V CIRCUIT BREACKER
HRSG 1 BFW LOL HTR A 480VAC | 01-BFW-HTR-02A | 01-LVB-PPL-1115 BR 7 Inside HRSG SWG enclosure | Heater | 01-LVB-PPL-1115 | 480 V CIRCUIT BREACKER
HRSG 1 BFW LOL HTR B 480VAC | 01-BFW-HTR-02B | 01-LVB-PPL-1115 BR 8 Inside HRSG SWG enclosure | Heater | 01-LVB-PPL-1115 | 480 V CIRCUIT BREACKER
Welding Receptacle |  | 01-LVB-PPL-1115 BR 9 Inside HRSG SWG enclosure |  | 01-LVB-PPL-1115 | 480 V CIRCUIT BREACKER
FGS CND BMS CPL SKD 7 Main 480VAC | 00-FGS-CPL-12 | 01-LVB-PPL-1115 BR 10 Inside HRSG SWG enclosure | Control Power Feed | 01-LVB-PPL-1115 | 480 V CIRCUIT BREACKER
Unit 1 CEMS DSW 01 480VAC | 01-CEM-DSW-01 | 01-LVB-PPL-1115 BR 12 Inside HRSG SWG enclosure |  | 01-LVB-PPL-1115 | 480 V CIRCUIT BREACKER
UNIT 1 COND TO COND IRON FLTR 01A VLV PWR 480VAC | 01-MOV-CND201 | 01-LVB--PPL-1311, BR5ACC MCC enclosure | Motor Operated Valve | 01-LVB--PPL-1311 | 480 V CIRCUIT BREACKER
UNIT 1 COND TO COND IRON FLTR 01B VLV PWR 480V | 01-MOV-CND211 | 01-LVB--PPL-1311, BR6ACC MCC enclosure | Motor Operated Valve | 01-LVB--PPL-1311 | 480 V CIRCUIT BREACKER
UNIT 1 COND IRON FLTR BYP VLV PWR 480VAC | 01-MOV-CND221 | 01-LVB--PPL-1311, BR7ACC MCC enclosure | Motor Operated Valve | 01-LVB--PPL-1311 | 480 V CIRCUIT BREACKER
UNIT 1 ACC STM VLV ROW 1 PWR 480VAC | 01-MOV-CND814 | 01-LVB--PPL-1311, BR10ACC MCC enclosure | Motor Operated Valve | 01-LVB--PPL-1311 | 480 V CIRCUIT BREACKER
UNIT 1 ACC STM VLV ROW 2 PWR 480VAC | 01-MOV-CND815 | 01-LVB--PPL-1311, BR12ACC MCC enclosure | Motor Operated Valve | 01-LVB--PPL-1311 | 480 V CIRCUIT BREACKER
ACC PDC HVAC#3 |  | 01-LVB--PPL-1311, BR1ACC MCC enclosure |  | 01-LVB--PPL-1311 | 480 V CIRCUIT BREACKER
ACC PDC HVAC#5 |  | 01-LVB--PPL-1311, BR3ACC MCC enclosure |  | 01-LVB--PPL-1311 | 480 V CIRCUIT BREACKER
ACC PDC HVAC#2 |  | 01-LVB--PPL-1311, BR2ACC MCC enclosure |  | 01-LVB--PPL-1311 | 480 V CIRCUIT BREACKER
WELDING RECEPTACLE |  | 01-LVB--PPL-1311, BR4ACC MCC enclosure |  | 01-LVB--PPL-1311 | 480 V CIRCUIT BREACKER
ACC PDC HVAC#1 |  | 01-LVB-PPL-1511, BR1ACC MCC enclosure |  | 01-LVB-PPL-1511 | 480 V CIRCUIT BREACKER
UNIT 1 ACC UPPER DECK WELDING RECEPT 4 | 01-LVB-RCP-04 | 01-LVB-PPL-1511, BR3ACC MCC enclosure |  | 01-LVB-PPL-1511 | 480 V CIRCUIT BREACKER
UNIT 1 ACC UPPER DECK WELDING RECEPT 5 | 01-LVB-RCP-05 | 01-LVB-PPL-1511, BR5ACC MCC enclosure |  | 01-LVB-PPL-1511 | 480 V CIRCUIT BREACKER
UNIT 1 ACC UPPER DECK WELDING RECEPT 6 | 01-LVB-RCP-06 | 01-LVB-PPL-1511, BR7ACC MCC enclosure |  | 01-LVB-PPL-1511 | 480 V CIRCUIT BREACKER
UNIT 1 ACC UPPER DECK WELDING RECEPT 7 | 01-LVB-RCP-07 | 01-LVB-PPL-1511, BR9ACC MCC enclosure |  | 01-LVB-PPL-1511 | 480 V CIRCUIT BREACKER
UNIT 1 ACC GRADE WELDING RECEPT 8 | 01-LVB-RCP-08 | 01-LVB-PPL-1511, BR11ACC MCC enclosure |  | 01-LVB-PPL-1511 | 480 V CIRCUIT BREACKER
ACC PDC HVAC#4 |  | 01-LVB-PPL-1511, BR2ACC MCC enclosure |  | 01-LVB-PPL-1511 | 480 V CIRCUIT BREACKER
UNIT 1 ACC CND TNK IMMERSION HTR | 01-CND-HTR-869 | 01-LVB-PPL-1511, BR4ACC MCC enclosure | Heater | 01-LVB-PPL-1511 | 480 V CIRCUIT BREACKER
HRSG 1 Top LVL 480-208/120V XFMR | 01-LVB-XFR-21111 | 01-LVB-PPL-2111 BR 38,40,42 Top of HRSG HP drum | Transformer | 01-LVB-PPL-2111 | 480 V CIRCUIT BREACKER
HRSG 1 SCR Hoist & Trolley 480VAC PWR Feed | 01-SCR-JBX-104 | 01-LVB-PPL-2111 BR 20,22,24 Top of HRSG HP drum |  | 01-LVB-PPL-2111 | 480 V CIRCUIT BREACKER
HRSG 1 Stack Damper MOV Main PWR Feed | 01-MOV-HEH901 | 01-LVB-PPL-2111 BR 19,21,23 Top of HRSG HP drum | Motor Operated Valve | 01-LVB-PPL-2111 | 480 V CIRCUIT BREACKER
HRSG 1 HP Vent MOV Main PWR Feed | 01-MOV-HHS905 | 01-LVB-PPL-2111 BR 8,10,12 Top of HRSG HP drum | Motor Operated Valve | 01-LVB-PPL-2111 | 480 V CIRCUIT BREACKER
HRSG 1 HP Steam Outlet Stop MOV PWR Feed | 01-MOV-HHS906 | 01-LVB-PPL-2111 BR 25,27,29 Top of HRSG HP drum | Motor Operated Valve | 01-LVB-PPL-2111 | 480 V CIRCUIT BREACKER
HRSG 1 HP Steam Outlet Stop VLV BYP MOV Feed | 01-MOV-HHS907 | 01-LVB-PPL-2111 BR 7,9,11 Top of HRSG HP drum | Motor Operated Valve | 01-LVB-PPL-2111 | 480 V CIRCUIT BREACKER
HRSG 1 HP Vent MOV Main PWR Feed | 01-MOV-HHS913 | 01-LVB-PPL-2111 BR 13,15,17 Top of HRSG HP drum | Motor Operated Valve | 01-LVB-PPL-2111 | 480 V CIRCUIT BREACKER
HRSG 1 IP to DA Pegging MOV Main PWR Feed | 01-MOV-HIS910 | 01-LVB-PPL-2111 BR 32,34,36 Top of HRSG HP drum | Motor Operated Valve | 01-LVB-PPL-2111 | 480 V CIRCUIT BREACKER
HRSG 1 Reheat Outlet Startup Vent Stop MOV | 01-MOV-HRS904 | 01-LVB-PPL-2111 BR 37,39,41 Top of HRSG HP drum | Motor Operated Valve | 01-LVB-PPL-2111 | 480 V CIRCUIT BREACKER
HRSG 1 Reheat Startup Vent MOV Main Feed | 01-MOV-HRS911 | 01-LVB-PPL-2111 BR 14,16,18 Top of HRSG HP drum | Motor Operated Valve | 01-LVB-PPL-2111 | 480 V CIRCUIT BREACKER
5 Ton HVAC #4 |  | 01-LVB-PPL-2112 BR 1,3,5 Inside HRSG SWG enclosure |  | 01-LVB-PPL-2112 | 480 V CIRCUIT BREACKER
5 Ton HVAC #5 |  | 01-LVB-PPL-2112 BR 2,4,6 Inside HRSG SWG enclosure |  | 01-LVB-PPL-2112 | 480 V CIRCUIT BREACKER
5 Ton HVAC #6 |  | 01-LVB-PPL-2112 BR 7,9,11 Inside HRSG SWG enclosure |  | 01-LVB-PPL-2112 | 480 V CIRCUIT BREACKER
Unit 1 CEMS DSW 02 480VAC | 01-CEM-DSW-02 | 01-LVB-PPL-2112 BR 32,34,36 Inside HRSG SWG enclosure |  | 01-LVB-PPL-2112 | 480 V CIRCUIT BREACKER
HRSG 1 IP Drain Pot Stop MOV Main PWR Feed | 01-MOV-HIS915 | 01-LVB-PPL-2112 BR 26,28,30 Inside HRSG SWG enclosure | Motor Operated Valve | 01-LVB-PPL-2112 | 480 V CIRCUIT BREACKER
HRSG 1 IP Outlet Drain Pot Stop MOV PWR Feed | 01-MOV-HIS918 | 01-LVB-PPL-2112 BR 25,27,29 Inside HRSG SWG enclosure | Motor Operated Valve | 01-LVB-PPL-2112 | 480 V CIRCUIT BREACKER
HRSG 1 IP Feedwater Inlet Stop VLV PWR Feed | 01-MOV-HLS902 | 01-LVB-PPL-2112 BR 19,21,23 Inside HRSG SWG enclosure | Motor Operated Valve | 01-LVB-PPL-2112 | 480 V CIRCUIT BREACKER
HRSG 1 LP Steam Startup Vent Stop MOV PWR | 01-MOV-HLS905 | 01-LVB-PPL-2112 BR 14,16,18 Inside HRSG SWG enclosure | Motor Operated Valve | 01-LVB-PPL-2112 | 480 V CIRCUIT BREACKER
HRSG 1 LP Steam Outlet Stop Main PWR Feed | 01-MOV-HLS906 | 01-LVB-PPL-2112 BR 20,22,24 Inside HRSG SWG enclosure | Motor Operated Valve | 01-LVB-PPL-2112 | 480 V CIRCUIT BREACKER
HRSG 1 RHT Attemp Spray Water Stop PWR Feed | 01-MOV-HRS912 | 01-LVB-PPL-2112 BR 8,10,12 Inside HRSG SWG enclosure | Motor Operated Valve | 01-LVB-PPL-2112 | 480 V CIRCUIT BREACKER
HRSG 1 Reheat Attemp Loop Drain Pot PWR Feed | 01-MOV-HRS914 | 01-LVB-PPL-2112 BR 13.15.17 Inside HRSG SWG enclosure | Motor Operated Valve | 01-LVB-PPL-2112 | 480 V CIRCUIT BREACKER
FGS CMP A Starter ENCL OIL RSVR HTR 1/2 | 00-FGS-CPL-02A-200 | 01-LVB-PPL-2113 BR 7,9,11 Outside Chromatograph bldg | Heater | 01-LVB-PPL-2113 | 480 V CIRCUIT BREACKER
FGS CMP B Starter ENCL OIL RSVR HTR 1/2 | 00-FGS-CPL-02B | 01-LVB-PPL-2113 BR 8,10,12 Outside Chromatograph bldg | Heater | 01-LVB-PPL-2113 | 480 V CIRCUIT BREACKER
FGS CMP C Starter ENCL OIL RSVR HTR 1/2 | 00-FGS-CPL-02C-200 | 01-LVB-PPL-2113 BR 13,15,17 Outside Chromatograph bldg | Heater | 01-LVB-PPL-2113 | 480 V CIRCUIT BREACKER
FGS Cond Load Center XFMR | 01-LVB-PPL-21132 | 01-LVB-PPL-2113 BR 14,16,18 Outside Chromatograph bldg | Power Panel | 01-LVB-PPL-2113 | 480 V CIRCUIT BREACKER
FGS COMP N2 GEN HTR A | 00-FGS-JBX-03 | 01-LVB-PPL-2113 BR 25,27,29 Outside Chromatograph bldg |  | 01-LVB-PPL-2113 | 480 V CIRCUIT BREACKER
FGS COMP N2 GEN HTR B | 00-FGS-JBX-03 | 01-LVB-PPL-2113 BR 26,28,30 Outside Chromatograph bldg |  | 01-LVB-PPL-2113 | 480 V CIRCUIT BREACKER
FGS COMP N2 ENCL HTR A/B | 00-FGS-JBX-03 | 01-LVB-PPL-2113 BR 31,33,35 Outside Chromatograph bldg |  | 01-LVB-PPL-2113 | 480 V CIRCUIT BREACKER
UNIT 1 TURBINE BLDG ROOF EXH FAN DSW 11 480VAC | 01-HVC-DSW-11 | 01-LVB-PPL-21132 BR 1,3,5 Turbine Deck SE |  | 01-LVB-PPL-21132 | 480 V CIRCUIT BREACKER
UNIT 1 TURBINE BLDG ROOF EXH FAN DSW 13 480VAC | 01-HVC-DSW-13 | 01-LVB-PPL-21132 BR 7,9,11 Turbine Deck SE |  | 01-LVB-PPL-21132 | 480 V CIRCUIT BREACKER
UNIT 1 TURBINE BLDG ROOF EXH FAN DSW 15 480VAC | 01-HVC-DSW-15 | 01-LVB-PPL-21132 BR 13,15,17 Turbine Deck SE |  | 01-LVB-PPL-21132 | 480 V CIRCUIT BREACKER
UNIT 1 TURBINE BLDG ROOF EXH FAN DSW 17 480VAC | 01-HVC-DSW-17 | 01-LVB-PPL-21132 BR 19,21,23 Turbine Deck SE |  | 01-LVB-PPL-21132 | 480 V CIRCUIT BREACKER
UNIT 1 TURBINE BLDG AHU 11 DSW 480 VAC | 01-HVC-DSW-27 | 01-LVB-PPL-21132 BR 25,27,29 Turbine Deck SE |  | 01-LVB-PPL-21132 | 480 V CIRCUIT BREACKER
UNIT 1 TURBINE BLDG ROLL UP DOOR 1 480 VAC | 01-HVC-DOR-01 | 01-LVB-PPL-21132 BR 31,33,35 Turbine Deck SE |  | 01-LVB-PPL-21132 | 480 V CIRCUIT BREACKER
CONTRACT SPARE |  | 01-LVB-PPL-21132 BR 37,39,41 Turbine Deck SE |  | 01-LVB-PPL-21132 | 480 V CIRCUIT BREACKER
UNIT 1 TURBINE BLDG ROOF EXH FAN DSW 12 480VAC | 01-HVC-DSW-12 | 01-LVB-PPL-21132 BR 2,4,6 Turbine Deck SE |  | 01-LVB-PPL-21132 | 480 V CIRCUIT BREACKER
UNIT 1 TURBINE BLDG ROOF EXH FAN DSW 14 480VAC | 01-HVC-DSW-14 | 01-LVB-PPL-21132 BR 8,10,12 Turbine Deck SE |  | 01-LVB-PPL-21132 | 480 V CIRCUIT BREACKER
UNIT 1 TURBINE BLDG ROOF EXH FAN DSW 16 480VAC | 01-HVC-DSW-16 | 01-LVB-PPL-21132 BR 14,16,18 Turbine Deck SE |  | 01-LVB-PPL-21132 | 480 V CIRCUIT BREACKER
UNIT 1 TURBINE BLDG ROOF EXH FAN DSW 18 480VAC | 01-HVC-DSW-18 | 01-LVB-PPL-21132 BR 20,22,24 Turbine Deck SE |  | 01-LVB-PPL-21132 | 480 V CIRCUIT BREACKER
UNIT 1 TURBINE BLDG AHU 14 DSW 480 VAC | 01-HVC-DSW-30 | 01-LVB-PPL-21132 BR 26,28,30 Turbine Deck SE |  | 01-LVB-PPL-21132 | 480 V CIRCUIT BREACKER
CONTRACT SPARE |  | 01-LVB-PPL-21132 BR 32,34,36 Turbine Deck SE |  | 01-LVB-PPL-21132 | 480 V CIRCUIT BREACKER
CONTRACT SPARE |  | 01-LVB-PPL-21132 BR 38,40,42 Turbine Deck SE |  | 01-LVB-PPL-21132 | 480 V CIRCUIT BREACKER
UNIT 1 TUR BLDG 480-208/120V AC DIST XFR 2 | 01-LVB-PPL-21133 | 01-LVB-PPL-21133 BR 7,9,11 Turbine Deck SW | Power Panel | 01-LVB-PPL-21133 | 480 V CIRCUIT BREACKER
UNIT 1 LP DRAIN PUMPS HOIST 480VAC PWR FEED | 01-STP-HST-01 | 01-LVB-PPL-21133 BR 13,15,17 Turbine Deck SW |  | 01-LVB-PPL-21133 | 480 V CIRCUIT BREACKER
CONTRACT SPARE |  | 01-LVB-PPL-21133 BR 37,39,41 Turbine Deck SW |  | 01-LVB-PPL-21133 | 480 V CIRCUIT BREACKER
CONTRACT SPARE |  | 01-LVB-PPL-21133 BR 32,34,36 Turbine Deck SW |  | 01-LVB-PPL-21133 | 480 V CIRCUIT BREACKER
CONTRACT SPARE |  | 01-LVB-PPL-21133 BR 38,40,42 Turbine Deck SW |  | 01-LVB-PPL-21133 | 480 V CIRCUIT BREACKER
INA AIR COOLER A MAIN POWER FEED | 00-INA-CPL-03A | MVB, 01-LVB-SWB-171, BR 44 | Fan/Blower | 01-LVB-SWB-171 | 480 V CIRCUIT BREACKER
INA AIR COOLER B MAIN POWER FEED | 00-INA-CPL-03B | MVB, 01-LVB-SWB-171, BR 42 | Fan/Blower | 01-LVB-SWB-171 | 480 V CIRCUIT BREACKER
SWYD PPL 1 480VAC MAIN | 01-LVB-PPL-1711 | MVB, 01-LVB-SWB-171, BR 2 | Power Panel | 01-LVB-SWB-171 | 480 V CIRCUIT BREACKER
UPS SYSTEM UNIT 01 | 01-LVF-UPS-01 | MVB, 01-LVB-SWB-171, BR 4 |  | 01-LVB-SWB-171 | 480 V CIRCUIT BREACKER
UNIT 1 GSU CTRL PNL 480 VAC PWR MAIN 1 | 01-GSU-CPL-01 | MVB, 01-LVB-SWB-171, BR 6 | Control Power Feed | 01-LVB-SWB-171 | 480 V CIRCUIT BREACKER
10 TON HVAC UNIT - MAIN ROOM HVAC #5 |  | MVB, 01-LVB-SWB-171, BR 8 |  | 01-LVB-SWB-171 | 480 V CIRCUIT BREACKER
WELDING RECEPTACLE #1 |  | MVB, 01-LVB-SWB-171, BR 10 |  | 01-LVB-SWB-171 | 480 V CIRCUIT BREACKER
WELDING RECEPTACLE #2 |  | MVB, 01-LVB-SWB-171, BR 12 |  | 01-LVB-SWB-171 | 480 V CIRCUIT BREACKER
UNIT 1 125VDC BATTERY CHARGER A (MVB) | 01-LVE-CHG-01A | MVB, 01-LVB-SWB-171, BR 14 |  | 01-LVB-SWB-171 | 480 V CIRCUIT BREACKER
EDG AUX POWER XFMR 45KVA | 00-DSL-DSW-01 | MVB, 01-LVB-SWB-171, BR 22 |  | 01-LVB-SWB-171 | 480 V CIRCUIT BREACKER
UPS BYPASS TRANSFORMER | 00-LVF-XFR-01 | MVB, 01-LVB-SWB-171, BR 3 | Transformer | 01-LVB-SWB-171 | 480 V CIRCUIT BREACKER
UNIT 2 GSU CTRL PNL 480 VAC PWR MAIN 2 | 02-GSU-CPL-01 | MVB, 01-LVB-SWB-171, BR 7 | Control Power Feed | 01-LVB-SWB-171 | 480 V CIRCUIT BREACKER
10 TON HVAC UNIT - MAIN ROOM HVAC #7 |  | MVB, 01-LVB-SWB-171, BR 9 |  | 01-LVB-SWB-171 | 480 V CIRCUIT BREACKER
MV PDC XFMR 1 480-120/208VAC | 01-LVB-XFR-1712 | MVB, 01-LVB-SWB-171, BR 17 | Transformer | 01-LVB-SWB-171 | 480 V CIRCUIT BREACKER
UNIT 2 125VDC BATTERY CHARGER B | 02-LVE-CHG-01B | MVB, 01-LVB-SWB-171, BR 15 |  | 01-LVB-SWB-171 | 480 V CIRCUIT BREACKER
10 TON HVAC UNIT - MAIN ROOM HVAC #9 |  | MVB, 01-LVB-SWB-171, BR 11 |  | 01-LVB-SWB-171 | 480 V CIRCUIT BREACKER
UNIT 1 GEN EXCIT PKG AUX PWR SPLY 480 VAC | 01MKC01GP101 | MVB, 01-LVB-SWB-171, BR 26 |  | 01-LVB-SWB-171 | 480 V CIRCUIT BREACKER
UNIT 1 UAT AREA WELDING RECEPT | 01-LVB-RCP-03 | MVB, 01-LVB-SWB-171, BR 31 |  | 01-LVB-SWB-171 | 480 V CIRCUIT BREACKER
UNIT 1 TURBINE BLDG WELDING RECEPT | 01-LVB-RCP-01 | MVB, 01-LVB-SWB-171, BR 33 |  | 01-LVB-SWB-171 | 480 V CIRCUIT BREACKER
AQUEOUS AMMONIA TNK AREA WELDING RECEPT | 00-LVB-RCP-03 | MVB, 01-LVB-SWB-171, BR 35 |  | 01-LVB-SWB-171 | 480 V CIRCUIT BREACKER
UNIT 1 GT SFC PKG AUX PWR SPLY 480 VAC | 01MKE01GP101 | MVB, 01-LVB-SWB-171, BR 37 |  | 01-LVB-SWB-171 | 480 V CIRCUIT BREACKER
GT CMP BLADE WASHING DEVICE CTRL PNL MAIN | 00SDD01GH001 | MVB, 01-LVB-SWB-171, BR 43 |  | 01-LVB-SWB-171 | 480 V CIRCUIT BREACKER
10kW ROOM HEATER #1 |  | MVB, 01-LVB-SWB-171, BR 47 |  | 01-LVB-SWB-171 | 480 V CIRCUIT BREACKER
10kW ROOM HEATER #3 |  | MVB, 01-LVB-SWB-171, BR 49 |  | 01-LVB-SWB-171 | 480 V CIRCUIT BREACKER
5 TON HVAC - BATTERY ROOM UNIT #1 |  | MVB, 01-LVB-SWB-171, BR 51 |  | 01-LVB-SWB-171 | 480 V CIRCUIT BREACKER
UAT 2 CTRL PNL 480 VAC PWR MAIN 2 | 00-UAT-CPL-02 | MVB, 01-LVB-SWB-171, BR 53 | Control Power Feed | 01-LVB-SWB-171 | 480 V CIRCUIT BREACKER
UAT 1 CTRL PNL 480 VAC PWR MAIN 1 | 00-UAT-CPL-01 | MVB, 01-LVB-SWB-171, BR 55 | Control Power Feed | 01-LVB-SWB-171 | 480 V CIRCUIT BREACKER
UNIT 1 GCB CPL MAIN 480 VAC | 01-GEN-CPL-01 | MVB, 01-LVB-SWB-171, BR 57 | Control Power Feed | 01-LVB-SWB-171 | 480 V CIRCUIT BREACKER
WAREHOUSE BUILDING LOAD BKR | 01-LVB-DSW-1713 | MVB, 01-LVB-SWB-171, BR 26 |  | 01-LVB-SWB-171 | 480 V CIRCUIT BREACKER
10kW ROOM HEATER #2 |  | MVB, 01-LVB-SWB-171, BR 48 |  | 01-LVB-SWB-171 | 480 V CIRCUIT BREACKER
5 TON HVAC - BATTERY ROOM UNIT #3 |  | MVB, 01-LVB-SWB-171, BR 52 |  | 01-LVB-SWB-171 | 480 V CIRCUIT BREACKER
SAT 21 CTRL PNL 480 VAC PWR MAIN 2 | 00-SAT-CPL-21 | MVB, 01-LVB-SWB-171, BR 54 | Control Power Feed | 01-LVB-SWB-171 | 480 V CIRCUIT BREACKER
SAT 11 CTRL PNL 480 VAC PWR MAIN 1 | 00-SAT-CPL-11 | MVB, 01-LVB-SWB-171, BR 56 | Control Power Feed | 01-LVB-SWB-171 | 480 V CIRCUIT BREACKER
UNIT 1 TURBINE BUILDING 480V PANELBOARD SW |  | 01-LVB-SWB-2113 BR NE corner turbine bldg | Power Panel | 01-LVB-SWB-2113
UNIT 1 TUR BLDG 480V/208-120V AC DIST XFR 1 |  | 01-LVB-SWB-2113 BR NE corner turbine bldg |  | 01-LVB-SWB-2113
UNIT 1 TURBINE BUILDING 480V PANELBOARD SE |  | 01-LVB-SWB-2113 BR NE corner turbine bldg | Power Panel | 01-LVB-SWB-2113
U1 BOP ESS SWITCHBOARD | 01-LVB-SWB-171 | MV BLDG, 01-LVB-SWG-17, CUBICLE02A |  | 01-LVB-SWG-17 | 480 V RACK OUT BREAKER
U1 MHI MCC | 01BFJ01 | MV BLDG, 01-LVB-SWG-17, CUBICLE02D |  | 01-LVB-SWG-17 | 480 V RACK OUT BREAKER
U1 MHI ESS MCC | 01BMC01 | MV BLDG, 01-LVB-SWG-17, CUBICLE02B |  | 01-LVB-SWG-17 | 480 V RACK OUT BREAKER
U2 MHI ESS MCC | 02BMC01 | MV BLDG, 01-LVB-SWG-17, CUBICLE03A |  | 01-LVB-SWG-17 | 480 V RACK OUT BREAKER
EDG TO SWG-17 | 00-GEN-NSB-01 | MV BLDG, 01-LVB-SWG-17, CUBICLE04A |  | 01-LVB-SWG-17 | 480 V RACK OUT BREAKER
TIE BREAKER SWG 17 AND 27 |  | MV BLDG, 01-LVB-SWG-17 |  | 01-LVB-SWG-17 | 480 V RACK OUT BREAKER
INTERIOR LIGHTING |  | 01-LVD-PPL-1111 BR Inside HRSG SWG enclosure |  | 01-LVD-PPL-1111 | 208/120VAC CIRCUIT BREAKER
EXTERIOR GFCI RECEPTACLES |  | 01-LVD-PPL-1111 BR Inside HRSG SWG enclosure |  | 01-LVD-PPL-1111 | 208/120VAC CIRCUIT BREAKER
INTERIOR GFCI RECEPTACLES |  | 01-LVD-PPL-1111 BR Inside HRSG SWG enclosure |  | 01-LVD-PPL-1111 | 208/120VAC CIRCUIT BREAKER
EXTERIOR LIGHTS HRSG ENCLOSURE 120VAC | 01-LTG-CNT-1111 | 01-LVD-PPL-1111 BR Inside HRSG SWG enclosure |  | 01-LVD-PPL-1111 | 208/120VAC CIRCUIT BREAKER
MCC-111 SECTION SPACE HEATER SUPPLY #1 |  | 01-LVD-PPL-1111 BR Inside HRSG SWG enclosure |  | 01-LVD-PPL-1111 | 208/120VAC CIRCUIT BREAKER
LIGHTING CONTACTOR COIL 120VAC | 01-LTG-CNT-1111 | 01-LVD-PPL-1111 BR Inside HRSG SWG enclosure |  | 01-LVD-PPL-1111 | 208/120VAC CIRCUIT BREAKER
HVAC 1 PRESSURIZATION MODULE |  | 01-LVD-PPL-1111 BR Inside HRSG SWG enclosure |  | 01-LVD-PPL-1111 | 208/120VAC CIRCUIT BREAKER
HVAC 2 PRESSURIZATION MODULE |  | 01-LVD-PPL-1111 BR Inside HRSG SWG enclosure |  | 01-LVD-PPL-1111 | 208/120VAC CIRCUIT BREAKER
LV SWGR 11/21 SPACE HEATER SUPPLY #1 |  | 01-LVD-PPL-1111 BR Inside HRSG SWG enclosure |  | 01-LVD-PPL-1111 | 208/120VAC CIRCUIT BREAKER
NSBD - 11 SPACE HEATER SUPPLY |  | 01-LVD-PPL-1111 BR Inside HRSG SWG enclosure |  | 01-LVD-PPL-1111 | 208/120VAC CIRCUIT BREAKER
MCC-111 MOTOR SPACE HEATER SUPPLY #1 |  | 01-LVD-PPL-1111 BR Inside HRSG SWG enclosure |  | 01-LVD-PPL-1111 | 208/120VAC CIRCUIT BREAKER
HVAC 4 PRESSURIZATION MODULE |  | 01-LVD-PPL-1111 BR Inside HRSG SWG enclosure |  | 01-LVD-PPL-1111 | 208/120VAC CIRCUIT BREAKER
HVAC 3 PRESSURIZATION MODULE |  | 01-LVD-PPL-1111 BR Inside HRSG SWG enclosure |  | 01-LVD-PPL-1111 | 208/120VAC CIRCUIT BREAKER
HVAC 6 PRESSURIZATION MODULE |  | 01-LVD-PPL-1111 BR Inside HRSG SWG enclosure |  | 01-LVD-PPL-1111 | 208/120VAC CIRCUIT BREAKER
HVAC 5 PRESSURIZATION MODULE |  | 01-LVD-PPL-1111 BR Inside HRSG SWG enclosure |  | 01-LVD-PPL-1111 | 208/120VAC CIRCUIT BREAKER
HRSG 01 ELEC ENCL LCAL FIRE ALRM CPL NODE #7 | 00-FPS-PNL-07 | 01-LVD-PPL-1111 BR Inside HRSG SWG enclosure |  | 01-LVD-PPL-1111 | 208/120VAC CIRCUIT BREAKER
DCS CAB 00-DCS-CAB-60 UTILITY POWER |  | 01-LVD-PPL-1111 BR Inside HRSG SWG enclosure |  | 01-LVD-PPL-1111 | 208/120VAC CIRCUIT BREAKER
PRESSURE MONITORING PANEL |  | 01-LVD-PPL-1111 BR Inside HRSG SWG enclosure |  | 01-LVD-PPL-1111 | 208/120VAC CIRCUIT BREAKER
MCC 111 SPACE HEATER 2 |  | 01-LVD-PPL-1111 BR Inside HRSG SWG enclosure |  | 01-LVD-PPL-1111 | 208/120VAC CIRCUIT BREAKER
CONVENIENCE RECPTS UNIT 1 PIPE RACK | 01-0201-R1 | 01-LVD-PPL-1111 BR Inside HRSG SWG enclosure |  | 01-LVD-PPL-1111 | 208/120VAC CIRCUIT BREAKER
CONV. RECPTS UNIT 1 PIPE RACK GROUND LEVEL | 01-0101-R1 | 01-LVD-PPL-1111 BR Inside HRSG SWG enclosure |  | 01-LVD-PPL-1111 | 208/120VAC CIRCUIT BREAKER
CONV. RECEPT UNIT 1 HRSG GROUND LEVEL | 01-0401-R1 | 01-LVD-PPL-1111 BR Inside HRSG SWG enclosure |  | 01-LVD-PPL-1111 | 208/120VAC CIRCUIT BREAKER
CONVENIENCE RECPT FUEL GAS AREA | 00-0101-R1 | 01-LVD-PPL-1111 BR Inside HRSG SWG enclosure |  | 01-LVD-PPL-1111 | 208/120VAC CIRCUIT BREAKER
UNIT 1 PIPE RACK GROUND LEVEL LIGHTS 208VAC | 01-LTG-CNT-1111 | 01-LVD-PPL-1111 BR Inside HRSG SWG enclosure |  | 01-LVD-PPL-1111 | 208/120VAC CIRCUIT BREAKER
UNIT 1 PIPE RACK GROUND LEVEL LIGHTS 208VAC | 01-LTG-CNT-1111 | 01-LVD-PPL-1111 BR Inside HRSG SWG enclosure |  | 01-LVD-PPL-1111 | 208/120VAC CIRCUIT BREAKER
UNIT 1 ACHE & COMPR. AREA GRND LEVEL LIGHTS | 01-LTG-CNT-1111 | 01-LVD-PPL-1111 BR Inside HRSG SWG enclosure |  | 01-LVD-PPL-1111 | 208/120VAC CIRCUIT BREAKER
UNIT 1 BELOW HRSG LIGHTS 208VAC | 01-LTG-CNT-1111 | 01-LVD-PPL-1111 BR Inside HRSG SWG enclosure |  | 01-LVD-PPL-1111 | 208/120VAC CIRCUIT BREAKER
FUEL GAS AREA LIGHTS 208VAC | 01-LTG-CNT-1111 | 01-LVD-PPL-1111 BR Inside HRSG SWG enclosure |  | 01-LVD-PPL-1111 | 208/120VAC CIRCUIT BREAKER
INTERIOR LIGHTING |  | 01-LVD-PPL-1311, BR1ACC MCC enclosure |  | 01-LVD-PPL-1311 | 208/120VAC CIRCUIT BREAKER
INTERIOR GFCI RECEPTACLES |  | 01-LVD-PPL-1311, BR3ACC MCC enclosure |  | 01-LVD-PPL-1311 | 208/120VAC CIRCUIT BREAKER
EXTERIOR GFCI RECEPTACLES |  | 01-LVD-PPL-1311, BR5ACC MCC enclosure |  | 01-LVD-PPL-1311 | 208/120VAC CIRCUIT BREAKER
MCC-131 SECTION HEATER SUPPLY #1 | 01-ACC-MCC-131 | 01-LVD-PPL-1311, BR7ACC MCC enclosure |  | 01-LVD-PPL-1311 | 208/120VAC CIRCUIT BREAKER
MCC-131 SECTION HEATER SUPPLY #2 | 01-ACC-MCC-131 | 01-LVD-PPL-1311, BR9ACC MCC enclosure |  | 01-LVD-PPL-1311 | 208/120VAC CIRCUIT BREAKER
MCC-231 MOTOR SPACE HEATER SUPPLY | 01-ACC-MCC-231 | 01-LVD-PPL-1311, BR11ACC MCC enclosure |  | 01-LVD-PPL-1311 | 208/120VAC CIRCUIT BREAKER
ACC 1 LRVP SEP TNK SEAL WTR HTR 888 120VAC | 01-ARM-HTR-888 | 01-LVD-PPL-1311, BR13ACC MCC enclosure | Heater | 01-LVD-PPL-1311 | 208/120VAC CIRCUIT BREAKER
UNIT 1 ACC FAN GRBX OIL HTR 04B | 01-ACC-HTR-04B | 01-LVD-PPL-1311, BR15ACC MCC enclosure | Heater | 01-LVD-PPL-1311 | 208/120VAC CIRCUIT BREAKER
UTILITY POWER-LIGHT/ 120VAC | 00-DCS-CAB-10 | 01-LVD-PPL-1311, BR17ACC MCC enclosure |  | 01-LVD-PPL-1311 | 208/120VAC CIRCUIT BREAKER
HVAC 3 PRESSURIZATION MODULE |  | 01-LVD-PPL-1311, BR21ACC MCC enclosure |  | 01-LVD-PPL-1311 | 208/120VAC CIRCUIT BREAKER
HVAC 5 PRESSURIZATION MODULE |  | 01-LVD-PPL-1311, BR23ACC MCC enclosure |  | 01-LVD-PPL-1311 | 208/120VAC CIRCUIT BREAKER
CONVENIENCE RECPTS UNIT 1 ACC GROUND LEVEL | 01-0501-R1 | 01-LVD-PPL-1311, BR29ACC MCC enclosure |  | 01-LVD-PPL-1311 | 208/120VAC CIRCUIT BREAKER
ACC 1 LIGHTING - GROUND LEVEL 208VAC | 01-LTG-CNT-1311 | 01-LVD-PPL-1311, BR31/33ACC MCC enclosure |  | 01-LVD-PPL-1311 | 208/120VAC CIRCUIT BREAKER
ACC 1 LIGHTING - GROUND LEVEL 208VAC | 01-LTG-CNT-1311 | 01-LVD-PPL-1311, BR35/37ACC MCC enclosure |  | 01-LVD-PPL-1311 | 208/120VAC CIRCUIT BREAKER
EXTERIOR LIGHTS ACC ENCLOSURE 120VAC | 01-LTG-CNT-1311 | 01-LVD-PPL-1311, BR2ACC MCC enclosure |  | 01-LVD-PPL-1311 | 208/120VAC CIRCUIT BREAKER
ACC 1 LIGHTING CONTACTOR COIL | 01-LTG-CNT-1311 | 01-LVD-PPL-1311, BR4ACC MCC enclosure |  | 01-LVD-PPL-1311 | 208/120VAC CIRCUIT BREAKER
ACC 1 LRVP SEP TNK SEAL WTR HTR 895 120VAC | 01-ARM-HTR-895 | 01-LVD-PPL-1311, BR6ACC MCC enclosure | Heater | 01-LVD-PPL-1311 | 208/120VAC CIRCUIT BREAKER
MCC-131 MOTOR SPACE HEATER SUPPLY | 01-ACC-MCC-131 | 01-LVD-PPL-1311, BR8ACC MCC enclosure |  | 01-LVD-PPL-1311 | 208/120VAC CIRCUIT BREAKER
MCC-231 HEATER BUS. | 01-ACC-MCC-231 | 01-LVD-PPL-1311, BR10ACC MCC enclosure |  | 01-LVD-PPL-1311 | 208/120VAC CIRCUIT BREAKER
MCC-231 HEATER BUS. | 01-ACC-MCC-231 | 01-LVD-PPL-1311, BR12ACC MCC enclosure |  | 01-LVD-PPL-1311 | 208/120VAC CIRCUIT BREAKER
NON-SEG SPACE HTR MCC-231, M1 | 01-LVB-NSB-23 | 01-LVD-PPL-1311, BR14ACC MCC enclosure |  | 01-LVD-PPL-1311 | 208/120VAC CIRCUIT BREAKER
NON-SEG SPACE HTR MCC-231, M2 | 01-LVB-NSB-23 | 01-LVD-PPL-1311, BR16ACC MCC enclosure |  | 01-LVD-PPL-1311 | 208/120VAC CIRCUIT BREAKER
HVAC 2 PRESSURIZATION MODULE |  | 01-LVD-PPL-1311, BR18ACC MCC enclosure |  | 01-LVD-PPL-1311 | 208/120VAC CIRCUIT BREAKER
UNIT 1 ACC FAN GRBX OIL HTR 04C | 01-ACC-HTR-04C | 01-LVD-PPL-1311, BR20ACC MCC enclosure | Heater | 01-LVD-PPL-1311 | 208/120VAC CIRCUIT BREAKER
ACC 1 LRVP SEP TNK SEAL WTR HTR 901 120VAC | 01-ARM-HTR-901 | 01-LVD-PPL-1311, BR22ACC MCC enclosure | Heater | 01-LVD-PPL-1311 | 208/120VAC CIRCUIT BREAKER
ACC 1 LRVP SEP TNK SEAL WTR HTR 911 120VAC | 01-ARM-HTR-911 | 01-LVD-PPL-1311, BR24ACC MCC enclosure | Heater | 01-LVD-PPL-1311 | 208/120VAC CIRCUIT BREAKER
ACC 1 LRVP SEP TNK SEAL WTR HTR 919 120VAC | 01-ARM-HTR-919 | 01-LVD-PPL-1311, BR26ACC MCC enclosure | Heater | 01-LVD-PPL-1311 | 208/120VAC CIRCUIT BREAKER
ACC 1 LIGHTING - GROUND LEVEL 208VAC | 01-LTG-CNT-1311 | 01-LVD-PPL-1311, BR30/32ACC MCC enclosure |  | 01-LVD-PPL-1311 | 208/120VAC CIRCUIT BREAKER
ACC 1 LIGHTING - GROUND LEVEL 208VAC | 01-LTG-CNT-1311 | 01-LVD-PPL-1311, BR34/36ACC MCC enclosure |  | 01-LVD-PPL-1311 | 208/120VAC CIRCUIT BREAKER
UNIT 1 OIL-IN-WATER ANALYZER PWR 120VAC | 01-WDR-PNL-02 | 01-LVD-PPL-2111 BR 1 Inside HRSG SWG enclosure |  | 01-LVD-PPL-2111 | 208/120VAC CIRCUIT BREAKER
UNIT 1 CT WASH WTR DRAINS TNK PWR 120VAC | 01-CTP-CPL-01 | 01-LVD-PPL-2111 BR 3 Inside HRSG SWG enclosure | Control Power Feed | 01-LVD-PPL-2111 | 208/120VAC CIRCUIT BREAKER
MCC-211 SECTION SPACE HEATER SUPPLY #1 |  | 01-LVD-PPL-2111 BR 5 Inside HRSG SWG enclosure |  | 01-LVD-PPL-2111 | 208/120VAC CIRCUIT BREAKER
HRG 1 DCT BNR MAIN 120VAC | 01-BUR-CPL-01 | 01-LVD-PPL-2111 BR 7 Inside HRSG SWG enclosure | Control Power Feed | 01-LVD-PPL-2111 | 208/120VAC CIRCUIT BREAKER
VIB MONITOR 01-VMS-CPL-01 UTILITY POWER |  | 01-LVD-PPL-2111 BR 9 Inside HRSG SWG enclosure |  | 01-LVD-PPL-2111 | 208/120VAC CIRCUIT BREAKER
MCC-211 MOTOR SPACE HEATER SUPPLY #1 |  | 01-LVD-PPL-2111 BR 11 Inside HRSG SWG enclosure |  | 01-LVD-PPL-2111 | 208/120VAC CIRCUIT BREAKER
FGS CMP B CPL MAIN 120VAC | 00-FGS-CPL-01B | 01-LVD-PPL-2111 BR 13 Inside HRSG SWG enclosure | Control Power Feed | 01-LVD-PPL-2111 | 208/120VAC CIRCUIT BREAKER
MVA XFR HRSG 1 B - SUS HEATERS | 01-MVA-XFR-21 | 01-LVD-PPL-2111 BR 15 Inside HRSG SWG enclosure | Transformer | 01-LVD-PPL-2111 | 208/120VAC CIRCUIT BREAKER
DCS CAB 00-DCS-CAB-70 UTILITY POWER |  | 01-LVD-PPL-2111 BR 17 Inside HRSG SWG enclosure |  | 01-LVD-PPL-2111 | 208/120VAC CIRCUIT BREAKER
CONTRACT SPARE |  | 01-LVD-PPL-2111 BR 19 Inside HRSG SWG enclosure |  | 01-LVD-PPL-2111 | 208/120VAC CIRCUIT BREAKER
CONTRACT SPARE |  | 01-LVD-PPL-2111 BR 21 Inside HRSG SWG enclosure |  | 01-LVD-PPL-2111 | 208/120VAC CIRCUIT BREAKER
CONTRACT SPARE |  | 01-LVD-PPL-2111 BR 23 Inside HRSG SWG enclosure |  | 01-LVD-PPL-2111 | 208/120VAC CIRCUIT BREAKER
MCC-211 SECTION SPACE HEATER SUPPLY #2 |  | 01-LVD-PPL-2111 BR 25 Inside HRSG SWG enclosure |  | 01-LVD-PPL-2111 | 208/120VAC CIRCUIT BREAKER
CONTRACT SPARE |  | 01-LVD-PPL-2111 BR 27 Inside HRSG SWG enclosure |  | 01-LVD-PPL-2111 | 208/120VAC CIRCUIT BREAKER
CONVENIENCE RECPT UNIT 1 ACHE | 01-1201-R1 | 01-LVD-PPL-2111 BR 29 Inside HRSG SWG enclosure |  | 01-LVD-PPL-2111 | 208/120VAC CIRCUIT BREAKER
UNIT 1 PIPE RACK PLATFORM LIGHTING 208VAC | 01-LTG-CNT-2111 | 01-LVD-PPL-2111 BR 31,33 Inside HRSG SWG enclosure |  | 01-LVD-PPL-2111 | 208/120VAC CIRCUIT BREAKER
UNIT 1 ACHE UPPER DECK LIGHTING 208VAC | 01-LTG-CNT-2111 | 01-LVD-PPL-2111 BR 35,37 Inside HRSG SWG enclosure |  | 01-LVD-PPL-2111 | 208/120VAC CIRCUIT BREAKER
UNIT 1 BFP A SOUND ENCLOSURE EXHAUST FAN PWR FEED | 01-BFW-PNL-01A | 01-LVD-PPL-2111 BR 39 Inside HRSG SWG enclosure |  | 01-LVD-PPL-2111 | 208/120VAC CIRCUIT BREAKER
UNIT 1 BFP B SOUND ENCLOSURE EXHAUST FAN PWR FEED | 01-BFW-PNL-01B | 01-LVD-PPL-2111 BR 41 Inside HRSG SWG enclosure |  | 01-LVD-PPL-2111 | 208/120VAC CIRCUIT BREAKER
GS CMP N2 GENERATOR CTRL PNL MAIN 120VAC | 00-FGS-JBX-03 | 01-LVD-PPL-2111 BR 2 Inside HRSG SWG enclosure |  | 01-LVD-PPL-2111 | 208/120VAC CIRCUIT BREAKER
FGS CMP A CPL MAIN 120VAC | 00-FGS-CPL-01A | 01-LVD-PPL-2111 BR 4 Inside HRSG SWG enclosure | Control Power Feed | 01-LVD-PPL-2111 | 208/120VAC CIRCUIT BREAKER
LIGHTING CONTACTOR COIL120VAC | 01-LTG-CNT-2111 | 01-LVD-PPL-2111 BR 6 Inside HRSG SWG enclosure |  | 01-LVD-PPL-2111 | 208/120VAC CIRCUIT BREAKER
MVA XFR HRSG 1 A - SUS HEATERS | 01-MVA-XFR-11 | 01-LVD-PPL-2111 BR 8 Inside HRSG SWG enclosure | Transformer | 01-LVD-PPL-2111 | 208/120VAC CIRCUIT BREAKER
NSBD - 21 SPACE HEATER SUPPLY |  | 01-LVD-PPL-2111 BR 10 Inside HRSG SWG enclosure |  | 01-LVD-PPL-2111 | 208/120VAC CIRCUIT BREAKER
INA CMP CTRL PWR FEED | 00-INA-CPL-01 | 01-LVD-PPL-2111 BR 12 Inside HRSG SWG enclosure | Control Power Feed | 01-LVD-PPL-2111 | 208/120VAC CIRCUIT BREAKER
FGS CMP C CPL MAIN 120VAC | 00-FGS-CPL-01C | 01-LVD-PPL-2111 BR 14 Inside HRSG SWG enclosure | Control Power Feed | 01-LVD-PPL-2111 | 208/120VAC CIRCUIT BREAKER
UNIT 1 SCR SKID SAFETY SHWR 120 VAC MAIN | 00-PWS-JBX-04 | 01-LVD-PPL-2111 BR 16 Inside HRSG SWG enclosure |  | 01-LVD-PPL-2111 | 208/120VAC CIRCUIT BREAKER
UNIT 2 OIL-IN-WATER ANALYZER PWR 120VAC | 02-WDR-PNL-02 | 01-LVD-PPL-2111 BR 18 Inside HRSG SWG enclosure |  | 01-LVD-PPL-2111 | 208/120VAC CIRCUIT BREAKER
CONTRACT SPARE |  | 01-LVD-PPL-2111 BR 20 Inside HRSG SWG enclosure |  | 01-LVD-PPL-2111 | 208/120VAC CIRCUIT BREAKER
CONTRACT SPARE |  | 01-LVD-PPL-2111 BR 22 Inside HRSG SWG enclosure |  | 01-LVD-PPL-2111 | 208/120VAC CIRCUIT BREAKER
CONTRACT SPARE |  | 01-LVD-PPL-2111 BR 24 Inside HRSG SWG enclosure |  | 01-LVD-PPL-2111 | 208/120VAC CIRCUIT BREAKER
CONTRACT SPARE |  | 01-LVD-PPL-2111 BR 26 Inside HRSG SWG enclosure |  | 01-LVD-PPL-2111 | 208/120VAC CIRCUIT BREAKER
CONTRACT SPARE |  | 01-LVD-PPL-2111 BR 28 Inside HRSG SWG enclosure |  | 01-LVD-PPL-2111 | 208/120VAC CIRCUIT BREAKER
EXTERIOR LIGTHS UNIT 1 PIPE RACK PLATFORMS 208VAC | 01-LTG-CNT-2111 | 01-LVD-PPL-2111 BR 30,32 Inside HRSG SWG enclosure |  | 01-LVD-PPL-2111 | 208/120VAC CIRCUIT BREAKER
UNIT 1 ACHE UPPER DECK LIGHTING 208VAC | 01-LTG-CNT-2111 | 01-LVD-PPL-2111 BR 34,36 Inside HRSG SWG enclosure |  | 01-LVD-PPL-2111 | 208/120VAC CIRCUIT BREAKER
PRESSURE REDUCTION UNIT HEATED REGULATOR 120 VAC | 00MBP01CQ105 | 01-LVD-PPL-2111 BR 38 Inside HRSG SWG enclosure |  | 01-LVD-PPL-2111 | 208/120VAC CIRCUIT BREAKER
LIGHTING CONTACTOR | 01-LTG-CNT-21111 | 01-LVD-PPL-21111 BR 6 Top of HRSG HP drum |  | 01-LVD-PPL-21111 | 208/120VAC CIRCUIT BREAKER
HRSG 1 HP DRUM ENCLOSURE HTR PWR FEED 208VAC | 01-HRG-HTR-01 | 01-LVD-PPL-21111 BR 14,16,18 Top of HRSG HP drum | Heater | 01-LVD-PPL-21111 | 208/120VAC CIRCUIT BREAKER
HRSG 1 HP DRUM ENCL FAN/LOUVER/THRMSTT FEED | 01-HRG-ENC-02 | 01-LVD-PPL-21111 BR 19 Top of HRSG HP drum |  | 01-LVD-PPL-21111 | 208/120VAC CIRCUIT BREAKER
HRSG 1 IP LP DRUM ENCL FAN/LOUVER/THRMSTT FEED | 01-HRG-ENC-03 | 01-LVD-PPL-21111 BR 21 Top of HRSG HP drum |  | 01-LVD-PPL-21111 | 208/120VAC CIRCUIT BREAKER
HRSG 1 IP LP DRUM ENCLOSURE HTR FEED 208VAC | 01-HRG-HTR-02 | 01-LVD-PPL-21111 BR 20,22,24 Top of HRSG HP drum | Heater | 01-LVD-PPL-21111 | 208/120VAC CIRCUIT BREAKER
HRSG 1 HP DRUM LVL GAUGE PWR FEED | 01-LG-HHS905A | 01-LVD-PPL-21111 BR 26 Top of HRSG HP drum |  | 01-LVD-PPL-21111 | 208/120VAC CIRCUIT BREAKER
CONVENIENCE RECPTS HRSG 1 PLATFORMS | 01-0301-R1 | 01-LVD-PPL-21111 BR 29 Top of HRSG HP drum |  | 01-LVD-PPL-21111 | 208/120VAC CIRCUIT BREAKER
UNIT 1 HRSG PIPE RACK PLATFORM LIGHTING 208VAC | 01-LTG-CNT-21111 | 01-LVD-PPL-21111 BR 31,33 Top of HRSG HP drum |  | 01-LVD-PPL-21111 | 208/120VAC CIRCUIT BREAKER
UNIT 1 HRSG PIPE RACK PLATFORM LIGHTING 208VAC | 01-LTG-CNT-21111 | 01-LVD-PPL-21111 BR 30,32 Top of HRSG HP drum |  | 01-LVD-PPL-21111 | 208/120VAC CIRCUIT BREAKER
UNIT 1 HRSG ACHE UPPDER DECK LIGHTING 208VAC | 01-LTG-CNT-21111 | 01-LVD-PPL-21111 BR 35,37 Top of HRSG HP drum |  | 01-LVD-PPL-21111 | 208/120VAC CIRCUIT BREAKER
UNIT 1 HRSG ACHE UPPDER DECK LIGHTING 208VAC | 01-LTG-CNT-21111 | 01-LVD-PPL-21111 BR 34,36 Top of HRSG HP drum |  | 01-LVD-PPL-21111 | 208/120VAC CIRCUIT BREAKER
LIGHTING CONTACTOR COIL 120VAC | 01-LTG-CNT-21131 | 01-LVD-PPL-21131 BR 1 NE corner turbine bldg |  | 01-LVD-PPL-21131 | 208/120VAC CIRCUIT BREAKER
UNIT 1 TURBINE BLDG EAST WALL INTAKE LOUVER 19 | 01-HVC-LVR-19 | 01-LVD-PPL-21131 BR 3 NE corner turbine bldg |  | 01-LVD-PPL-21131 | 208/120VAC CIRCUIT BREAKER
UNIT 1 TURBINE BLDG GAS HEATER FAN 14 120 VAC | 01-HVC-HTR-14 | 01-LVD-PPL-21131 BR 5 NE corner turbine bldg | Heater | 01-LVD-PPL-21131 | 208/120VAC CIRCUIT BREAKER
UNIT 1 TURBINE BLDG GAS HEATER FAN 15 120 VAC | 01-HVC-HTR-15 | 01-LVD-PPL-21131 BR 7 NE corner turbine bldg | Heater | 01-LVD-PPL-21131 | 208/120VAC CIRCUIT BREAKER
UNIT 1 TURBINE BLDG GAS HEATER FAN 16 120 VAC | 01-HVC-HTR-16 | 01-LVD-PPL-21131 BR 9 NE corner turbine bldg | Heater | 01-LVD-PPL-21131 | 208/120VAC CIRCUIT BREAKER
UNIT 1 TURBINE HVAC CONTROL PANEL 12 120 VAC | 01-HVC-CPL-12 | 01-LVD-PPL-21131 BR 11 NE corner turbine bldg | Control Power Feed | 01-LVD-PPL-21131 | 208/120VAC CIRCUIT BREAKER
UNIT 1 TURBINE HVAC CONTROL PANEL 2 120 VAC | 01-HVC-CPL-11 | 01-LVD-PPL-21131 BR 13 NE corner turbine bldg | Control Power Feed | 01-LVD-PPL-21131 | 208/120VAC CIRCUIT BREAKER
ST 1 DRNS SUMP PMP CTRL PNL REDUNDANT 2 120VAC | 01-PDR-CPL-01 | 01-LVD-PPL-21131 BR 15 NE corner turbine bldg | Control Power Feed | 01-LVD-PPL-21131 | 208/120VAC CIRCUIT BREAKER
CONTRACT SPARE |  | 01-LVD-PPL-21131 BR 19 NE corner turbine bldg |  | 01-LVD-PPL-21131 | 208/120VAC CIRCUIT BREAKER
CONTRACT SPARE |  | 01-LVD-PPL-21131 BR 21 NE corner turbine bldg |  | 01-LVD-PPL-21131 | 208/120VAC CIRCUIT BREAKER
CONTRACT SPARE |  | 01-LVD-PPL-21131 BR 23 NE corner turbine bldg |  | 01-LVD-PPL-21131 | 208/120VAC CIRCUIT BREAKER
CONTRACT SPARE |  | 01-LVD-PPL-21131 BR 25 NE corner turbine bldg |  | 01-LVD-PPL-21131 | 208/120VAC CIRCUIT BREAKER
CONTRACT SPARE |  | 01-LVD-PPL-21131 BR 27 NE corner turbine bldg |  | 01-LVD-PPL-21131 | 208/120VAC CIRCUIT BREAKER
CONVENIENCE RECPTS UNIT 1 TURBINE BUILDING | 01-1001-R1 | 01-LVD-PPL-21131 BR 29 NE corner turbine bldg |  | 01-LVD-PPL-21131 | 208/120VAC CIRCUIT BREAKER
UNIT 1 TURBINE BLDG HIGH BAY LIGHTS 208VAC | 01-LTG-CNT-21131 | 01-LVD-PPL-21131 BR 31,33 NE corner turbine bldg |  | 01-LVD-PPL-21131 | 208/120VAC CIRCUIT BREAKER
UNIT 1 TURBINE BLDG PIT LIGHTS 208VAC | 01-LTG-CNT-21131 | 01-LVD-PPL-21131 BR 39,41 NE corner turbine bldg |  | 01-LVD-PPL-21131 | 208/120VAC CIRCUIT BREAKER
UNIT 1 TURBINE BLDG EAST WALL INTAKE LOUVER 18 | 01-HVC-LVR-18 | 01-LVD-PPL-21131 BR 4 NE corner turbine bldg |  | 01-LVD-PPL-21131 | 208/120VAC CIRCUIT BREAKER
UNIT 1 TURBINE BLDG GAS HEATER FAN 17 120 VAC | 01-HVC-HTR-17 | 01-LVD-PPL-21131 BR 6 NE corner turbine bldg | Heater | 01-LVD-PPL-21131 | 208/120VAC CIRCUIT BREAKER
UNIT 1 TURBINE BLDG GAS HEATER FAN 18 120 VAC | 01-HVC-HTR-18 | 01-LVD-PPL-21131 BR 8 NE corner turbine bldg | Heater | 01-LVD-PPL-21131 | 208/120VAC CIRCUIT BREAKER
UNIT 1 TURBINE BLDG GAS HEATER FAN 19 120 VAC | 01-HVC-HTR-19 | 01-LVD-PPL-21131 BR 10 NE corner turbine bldg | Heater | 01-LVD-PPL-21131 | 208/120VAC CIRCUIT BREAKER
UNIT 1 TURBINE BLDG GAS HEATER FAN 20 120 VAC | 01-HVC-HTR-20 | 01-LVD-PPL-21131 BR 12 NE corner turbine bldg | Heater | 01-LVD-PPL-21131 | 208/120VAC CIRCUIT BREAKER
CONTRACT SPARE |  | 01-LVD-PPL-21131 BR 20 NE corner turbine bldg |  | 01-LVD-PPL-21131 | 208/120VAC CIRCUIT BREAKER
CONTRACT SPARE |  | 01-LVD-PPL-21131 BR 22 NE corner turbine bldg |  | 01-LVD-PPL-21131 | 208/120VAC CIRCUIT BREAKER
CONTRACT SPARE |  | 01-LVD-PPL-21131 BR 24 NE corner turbine bldg |  | 01-LVD-PPL-21131 | 208/120VAC CIRCUIT BREAKER
CONTRACT SPARE |  | 01-LVD-PPL-21131 BR 26 NE corner turbine bldg |  | 01-LVD-PPL-21131 | 208/120VAC CIRCUIT BREAKER
CONVENIENCE RECPTS UNIT 1 TURBINE BLDG | 01-1101-R1 | 01-LVD-PPL-21131 BR 28 NE corner turbine bldg |  | 01-LVD-PPL-21131 | 208/120VAC CIRCUIT BREAKER
UNIT 1 TURBINE BLDG VENT FAN PLATFORM LIGHTS | 01-3001-W2 | 01-LVD-PPL-21131 BR 30 NE corner turbine bldg |  | 01-LVD-PPL-21131 | 208/120VAC CIRCUIT BREAKER
UNIT 1 TURBINE BLDG HIGH BAY LIGHTS 208VAC | 01-LTG-CNT-21131 | 01-LVD-PPL-21131 BR 32,34 NE corner turbine bldg |  | 01-LVD-PPL-21131 | 208/120VAC CIRCUIT BREAKER
UNIT 1 TURBINE BLDG PIT LIGHTS 208VAC | 01-LTG-CNT-21131 | 01-LVD-PPL-21131 BR 36,38 NE corner turbine bldg |  | 01-LVD-PPL-21131 | 208/120VAC CIRCUIT BREAKER
TURBINE BUILDING 01 LOCAL FIRE ALRM CPL NODE #9 | 00-FPS-PNL-13 | 01-LVD-PPL-21133 BR 5 Turbine Deck SW |  | 01-LVD-PPL-21133 | 208/120VAC CIRCUIT BREAKER
ST 1 DRNS SUMP PMP CTRL PNL REDUNDANT 1 120VAC | 01-PDR-CPL-01 | 01-LVD-PPL-21133 BR 7 Turbine Deck SW | Control Power Feed | 01-LVD-PPL-21133 | 208/120VAC CIRCUIT BREAKER
UNIT 1 SFC XFMR S.HTR 120 VAC MAIN | 01MKE01GT101 | 01-LVD-PPL-21133 BR 9 Turbine Deck SW |  | 01-LVD-PPL-21133 | 208/120VAC CIRCUIT BREAKER
U1 CALCITE FILTER CO2 INJ MODULE CONTROL PANEL | 01-DWS-CPL-07 | 01-LVD-PPL-21133 BR 11 Turbine Deck SW | Control Power Feed | 01-LVD-PPL-21133 | 208/120VAC CIRCUIT BREAKER
UNIT 1 GCB PLATFORM LIGHTS | 01-3301-M1 | 01-LVD-PPL-21133 BR 15 Turbine Deck SW |  | 01-LVD-PPL-21133 | 208/120VAC CIRCUIT BREAKER
U1 TURB BLDG WEST WALL INTAKE LOUVER 37 120 VAC | 01-HVC-LVR-37 | 01-LVD-PPL-21133 BR 23 Turbine Deck SW |  | 01-LVD-PPL-21133 | 208/120VAC CIRCUIT BREAKER
UNIT 1 TURBINE BLDG GAS HEATER FAN 11 120 VAC | 01-HVC-HTR-11 | 01-LVD-PPL-21133 BR 25 Turbine Deck SW | Heater | 01-LVD-PPL-21133 | 208/120VAC CIRCUIT BREAKER
UNIT 1 TURBINE BLDG GAS HEATER FAN 12 120 VAC | 01-HVC-HTR-12 | 01-LVD-PPL-21133 BR 27 Turbine Deck SW | Heater | 01-LVD-PPL-21133 | 208/120VAC CIRCUIT BREAKER
UNIT 1 TURBINE BLDG GAS HEATER FAN 13 120 VAC | 01-HVC-HTR-13 | 01-LVD-PPL-21133 BR 29 Turbine Deck SW | Heater | 01-LVD-PPL-21133 | 208/120VAC CIRCUIT BREAKER
UNIT 1 TURBINE BLDG EMERGENCY LIGHTING | 01-4001-E2 | 01-LVD-PPL-21133 BR 31 Turbine Deck SW |  | 01-LVD-PPL-21133 | 208/120VAC CIRCUIT BREAKER
CONTRACT SPARE |  | 01-LVD-PPL-21133 BR 33 Turbine Deck SW |  | 01-LVD-PPL-21133 | 208/120VAC CIRCUIT BREAKER
CONTRACT SPARE |  | 01-LVD-PPL-21133 BR 35 Turbine Deck SW |  | 01-LVD-PPL-21133 | 208/120VAC CIRCUIT BREAKER
CONTRACT SPARE |  | 01-LVD-PPL-21133 BR 37 Turbine Deck SW |  | 01-LVD-PPL-21133 | 208/120VAC CIRCUIT BREAKER
CONTRACT SPARE |  | 01-LVD-PPL-21133 BR 39 Turbine Deck SW |  | 01-LVD-PPL-21133 | 208/120VAC CIRCUIT BREAKER
CONTRACT SPARE |  | 01-LVD-PPL-21133 BR 41 Turbine Deck SW |  | 01-LVD-PPL-21133 | 208/120VAC CIRCUIT BREAKER
UNIT 1 WTT CALCITE FILTER 120VAC RECEP | 01-DWS-CPL-06 | 01-LVD-PPL-21133 BR 6 Turbine Deck SW | Control Power Feed | 01-LVD-PPL-21133 | 208/120VAC CIRCUIT BREAKER
UNIT 1 DRAINS TANK AREA DECK LIGHTS 120VAC | 01-2701-W2 | 01-LVD-PPL-21133 BR 8 Turbine Deck SW |  | 01-LVD-PPL-21133 | 208/120VAC CIRCUIT BREAKER
UNIT 1 DRAINS TANK AREA CONVENIENCE RECPT | 01-1301-R1 | 01-LVD-PPL-21133 BR 10 Turbine Deck SW |  | 01-LVD-PPL-21133 | 208/120VAC CIRCUIT BREAKER
UNIT 1 IPBD VTSC MAIN PWR 208VAC | 01-IPB-CPL-03 | 01-LVD-PPL-21133 BR 12,14,16 Turbine Deck SW | Control Power Feed | 01-LVD-PPL-21133 | 208/120VAC CIRCUIT BREAKER
UNIT 1 IPBD DCT/UAT DSW HTRS 208VAC | 01-IPB-CPL-02 | 01-LVD-PPL-21133 BR 18,20,22 Turbine Deck SW | Control Power Feed | 01-LVD-PPL-21133 | 208/120VAC CIRCUIT BREAKER
U1 TURB BLDG WEST WALL INTAKE LOUVER 34 120 VAC | 01-HVC-LVR-34 | 01-LVD-PPL-21133 BR 24 Turbine Deck SW |  | 01-LVD-PPL-21133 | 208/120VAC CIRCUIT BREAKER
UNIT 1 TURBINE BLDG GAS HEATER FAN 21 120 VAC | 01-HVC-HTR-21 | 01-LVD-PPL-21133 BR 26 Turbine Deck SW | Heater | 01-LVD-PPL-21133 | 208/120VAC CIRCUIT BREAKER
UNIT 1 TURBINE BLDG GAS HEATER FAN 22 120 VAC | 01-HVC-HTR-22 | 01-LVD-PPL-21133 BR 28 Turbine Deck SW | Heater | 01-LVD-PPL-21133 | 208/120VAC CIRCUIT BREAKER
UNIT 1 TURBINE BLDG GAS HEATER FAN 23 120 VAC | 01-HVC-HTR-23 | 01-LVD-PPL-21133 BR 30 Turbine Deck SW | Heater | 01-LVD-PPL-21133 | 208/120VAC CIRCUIT BREAKER
UNIT 1 TURBINE BLDG EMERGENCY LIGHTING | 01-4101-E5 | 01-LVD-PPL-21133 BR 32 Turbine Deck SW |  | 01-LVD-PPL-21133 | 208/120VAC CIRCUIT BREAKER
UNIT 1 TURB CTRL PKG SAFETY SHWR 120 VAC MAIN | 00-PWS-JBX-05 | 01-LVD-PPL-21133 BR 34 Turbine Deck SW |  | 01-LVD-PPL-21133 | 208/120VAC CIRCUIT BREAKER
CONTRACT SPARE |  | 01-LVD-PPL-21133 BR 36 Turbine Deck SW |  | 01-LVD-PPL-21133 | 208/120VAC CIRCUIT BREAKER
CONTRACT SPARE |  | 01-LVD-PPL-21133 BR 38 Turbine Deck SW |  | 01-LVD-PPL-21133 | 208/120VAC CIRCUIT BREAKER
CONTRACT SPARE |  | 01-LVD-PPL-21133 BR 40 Turbine Deck SW |  | 01-LVD-PPL-21133 | 208/120VAC CIRCUIT BREAKER
CONTRACT SPARE |  | 01-LVD-PPL-21133 BR 42 Turbine Deck SW |  | 01-LVD-PPL-21133 | 208/120VAC CIRCUIT BREAKER
MCC-151 SECTION HEATER SUPPLY #1 |  | 01-LVD-PPL-2511, BR7ACC MCC enclosure |  | 01-LVD-PPL-2511 | 208/120VAC CIRCUIT BREAKER
MCC-151 SECTION HEATER SUPPLY #2 |  | 01-LVD-PPL-2511, BR9ACC MCC enclosure |  | 01-LVD-PPL-2511 | 208/120VAC CIRCUIT BREAKER
MCC-251 MOTOR SPACE HEATER SUPPLY #1 |  | 01-LVD-PPL-2511, BR11ACC MCC enclosure |  | 01-LVD-PPL-2511 | 208/120VAC CIRCUIT BREAKER
NON-SEG SPACE HTR MCC-151, M1 | 01-LVB-NSB-15 | 01-LVD-PPL-2511, BR13ACC MCC enclosure |  | 01-LVD-PPL-2511 | 208/120VAC CIRCUIT BREAKER
NON-SEG SPACE HTR MCC-151, M2 | 01-LVB-NSB-15 | 01-LVD-PPL-2511, BR15ACC MCC enclosure |  | 01-LVD-PPL-2511 | 208/120VAC CIRCUIT BREAKER
NTW DCS CAB 12 UTILITY |  | 01-LVD-PPL-2511, BR17ACC MCC enclosure |  | 01-LVD-PPL-2511 | 208/120VAC CIRCUIT BREAKER
HVAC 4 PRESSURIZATION MODULE |  | 01-LVD-PPL-2511, BR19ACC MCC enclosure |  | 01-LVD-PPL-2511 | 208/120VAC CIRCUIT BREAKER
UNIT 1 ACC FAN GRBX OIL HTR 04D | 01-ACC-HTR-04D | 01-LVD-PPL-2511, BR25ACC MCC enclosure | Heater | 01-LVD-PPL-2511 | 208/120VAC CIRCUIT BREAKER
CONVENIENCE RECPTS UNIT 1 ACC UPPER DECK | 01-0701-R1 | 01-LVD-PPL-2511, BR27ACC MCC enclosure |  | 01-LVD-PPL-2511 | 208/120VAC CIRCUIT BREAKER
CONVENIENCE RECPTS UNIT 1 ACC UPPER DECK | 01-0901-R1 | 01-LVD-PPL-2511, BR29ACC MCC enclosure |  | 01-LVD-PPL-2511 | 208/120VAC CIRCUIT BREAKER
ACC 1 LIGHTING - UPPER DECK 208VAC | 01-LTG-CNT-2511 | 01-LVD-PPL-2511, BR31/33ACC MCC enclosure |  | 01-LVD-PPL-2511 | 208/120VAC CIRCUIT BREAKER
ACC 1 LIGHTING - UPPER DECK 208VAC | 01-LTG-CNT-2511 | 01-LVD-PPL-2511, BR35/37ACC MCC enclosure |  | 01-LVD-PPL-2511 | 208/120VAC CIRCUIT BREAKER
ACC 1 LIGHTING - SOUTH PLATFORM 208VAC | 01-LTG-CNT-2511 | 01-LVD-PPL-2511, BR39/41ACC MCC enclosure |  | 01-LVD-PPL-2511 | 208/120VAC CIRCUIT BREAKER
SECURITY PANEL |  | 01-LVD-PPL-2511, BR2ACC MCC enclosure |  | 01-LVD-PPL-2511 | 208/120VAC CIRCUIT BREAKER
FIRE PANEL |  | 01-LVD-PPL-2511, BR4ACC MCC enclosure |  | 01-LVD-PPL-2511 | 208/120VAC CIRCUIT BREAKER
MCC-151 MOTOR SPACE HEATER SUPPLY #1 |  | 01-LVD-PPL-2511, BR8ACC MCC enclosure |  | 01-LVD-PPL-2511 | 208/120VAC CIRCUIT BREAKER
MCC-251 SECTION HEATER SUPPLY #1 |  | 01-LVD-PPL-2511, BR10ACC MCC enclosure |  | 01-LVD-PPL-2511 | 208/120VAC CIRCUIT BREAKER
MCC-251 SECTION HEATER SUPPLY #2 |  | 01-LVD-PPL-2511, BR12ACC MCC enclosure |  | 01-LVD-PPL-2511 | 208/120VAC CIRCUIT BREAKER
UNIT 1 ACC FAN GRBX OIL HTR 04E | 01-ACC-HTR-04E | 01-LVD-PPL-2511, BR16ACC MCC enclosure | Heater | 01-LVD-PPL-2511 | 208/120VAC CIRCUIT BREAKER
HVAC 1 PRESSURIZATION MODULE |  | 01-LVD-PPL-2511, BR18ACC MCC enclosure |  | 01-LVD-PPL-2511 | 208/120VAC CIRCUIT BREAKER
UNIT 1 ACC FAN GRBX OIL HTR 04F | 01-ACC-HTR-04F | 01-LVD-PPL-2511, BR20ACC MCC enclosure | Heater | 01-LVD-PPL-2511 | 208/120VAC CIRCUIT BREAKER
CONVENIENCE RECPTS UNIT 1 ACC UPPER DECK | 01-0601-R1 | 01-LVD-PPL-2511, BR26ACC MCC enclosure |  | 01-LVD-PPL-2511 | 208/120VAC CIRCUIT BREAKER
CONVENIENCE RECPTS UNIT 1 ACC UPPER DECK | 01-0801-R1 | 01-LVD-PPL-2511, BR28ACC MCC enclosure |  | 01-LVD-PPL-2511 | 208/120VAC CIRCUIT BREAKER
ACC 1 LIGHTING - UPPER DECK 208VAC | 01-LTG-CNT-2511 | 01-LVD-PPL-2511, BR30/32ACC MCC enclosure |  | 01-LVD-PPL-2511 | 208/120VAC CIRCUIT BREAKER
ACC 1 LIGHTING - NORTH PLATFORM & STAIR TOWER | 01-LTG-CNT-2511 | 01-LVD-PPL-2511, BR34/36ACC MCC enclosure |  | 01-LVD-PPL-2511 | 208/120VAC CIRCUIT BREAKER
ACC 1 LIGHTING - UPPER DECK 208VAC | 01-LTG-CNT-2511 | 01-LVD-PPL-2511, BR38/40ACC MCC enclosure |  | 01-LVD-PPL-2511 | 208/120VAC CIRCUIT BREAKER
ENCLOSURE PRESSURIZATION MODULE |  | 01-LVD-PPL-2511, BR42ACC MCC enclosure |  | 01-LVD-PPL-2511 | 208/120VAC CIRCUIT BREAKER
BATTERY INPUT TO SECONDARY DC BUS | 01-LVE-PPL-01 | MVB, DC DISTRIBUTION PANEL 01-LVE-PPL-01, F1 | Power Panel | 01-LVE-PPL-01 - DC distribution
CHARGER A INPUT TO SECONDARY DC BUS | 01-LVE-PPL-01 | MVB, DC DISTRIBUTION PANEL 01-LVE-PPL-01, F2 | Power Panel | 01-LVE-PPL-01 - DC distribution
CH. A INP. TO PRIM. DC BUS (JUMPER TO FUSE F2) |  | MVB, DC DISTRIBUTION PANEL 01-LVE-PPL-01, F3 |  | 01-LVE-PPL-01 - DC distribution
CHARGER B INPUT TO SECONDARY DC BUS | 01-LVE-PPL-01 | MVB, DC DISTRIBUTION PANEL 01-LVE-PPL-01, F4 | Power Panel | 01-LVE-PPL-01 - DC distribution
CH. B INP. TO PRIM. DC BUS (JUMPER TO FUSE F2) |  | MVB, DC DISTRIBUTION PANEL 01-LVE-PPL-01, F5 |  | 01-LVE-PPL-01 - DC distribution
UPS SYSTEM UNIT 01 | 01-LVF-UPS-01 | MVB, DC DISTRIBUTION PANEL 01-LVE-PPL-01, F6 |  | 01-LVE-PPL-01 - DC distribution
HRSG 1 PDC 125VDC PANELBOARD 01 DSW | 01-LVE-DSW-012 | MVB, DC DISTRIBUTION PANEL 01-LVE-PPL-01, F7 | Power Panel | 01-LVE-PPL-01 - DC distribution
ADMIN BUILDING 125VDC PANELBOARD 01 RBX | 01-LVE-RBX-013 | MVB, DC DISTRIBUTION PANEL 01-LVE-PPL-01, F8 | Power Panel | 01-LVE-PPL-01 - DC distribution
IPBD 1 UAT DSW MAIN 125 VDC | 01-IPB-CPL-01 | MVB, DC DISTRIBUTION PANEL 01-LVE-PPL-01, F10.1 | Control Power Feed | 01-LVE-PPL-01 - DC distribution
SWGR 11/MCC 11 BREAKER CONTROL | 00-MVB-SWG-11 | MVB, DC DISTRIBUTION PANEL 01-LVE-PPL-01, F10.3 |  | 01-LVE-PPL-01 - DC distribution
RELAY PANEL 01-RPS-PNL-07 SEL-487E | 01-RPS-PNL-07 | MVB, DC DISTRIBUTION PANEL 01-LVE-PPL-01, F10.5 |  | 01-LVE-PPL-01 - DC distribution
RELAY PANEL 01-RPS-PNL-07 GE T60U & MET-UAT | 01-RPS-PNL-07 | MVB, DC DISTRIBUTION PANEL 01-LVE-PPL-01, F10.7 |  | 01-LVE-PPL-01 - DC distribution
UNIT 1 GSU CONTROL PANEL 125 VDC PWR MAIN | 01-GSU-CPL-01 | MVB, DC DISTRIBUTION PANEL 01-LVE-PPL-01, F10.9 | Control Power Feed | 01-LVE-PPL-01 - DC distribution
UNIT 2 SFC CUBICLE (REDUNDANT CTRL PWR-1) | 02MKE01GU101\00 | MVB, DC DISTRIBUTION PANEL 01-LVE-PPL-01, F10.13 |  | 01-LVE-PPL-01 - DC distribution
UNIT 1 SFC CUBICLE (REDUNDANT CTRL PWR-2) | 01MKE01GU101\01 | MVB, DC DISTRIBUTION PANEL 01-LVE-PPL-01, F10.15 |  | 01-LVE-PPL-01 - DC distribution
UNIT 1 GCB MAIN 125 VDC | 01-GEN-CPL-01 | MVB, DC DISTRIBUTION PANEL 01-LVE-PPL-01, F10.17 | Control Power Feed | 01-LVE-PPL-01 - DC distribution
UNIT 2 GCB TRIP COIL 2 125 VDC | 02-GEN-CPL-01 | MVB, DC DISTRIBUTION PANEL 01-LVE-PPL-01, F10.19 | Control Power Feed | 01-LVE-PPL-01 - DC distribution
SAT 11 CONTROL PANEL 125 VDC PWR MAIN | 00-SAT-CPL-11 | MVB, DC DISTRIBUTION PANEL 01-LVE-PPL-01, F10.2 | Control Power Feed | 01-LVE-PPL-01 - DC distribution
UAT 01 CONTROL PANEL 125 VDC PWR MAIN | 00-UAT-CPL-01 | MVB, DC DISTRIBUTION PANEL 01-LVE-PPL-01, F10.4 | Control Power Feed | 01-LVE-PPL-01 - DC distribution
SWGR 1 BREAKER CONTROL | 00-MVA-SWG-1 | MVB, DC DISTRIBUTION PANEL 01-LVE-PPL-01, F10.6 |  | 01-LVE-PPL-01 - DC distribution
SWGR 17 BREAKER CONTROL | 01-LVB-SWG-17 | MVB, DC DISTRIBUTION PANEL 01-LVE-PPL-01, F10.8 |  | 01-LVE-PPL-01 - DC distribution
LV SWGR BREAKER TEST CABINET |  | MVB, DC DISTRIBUTION PANEL 01-LVE-PPL-01, F10.10 |  | 01-LVE-PPL-01 - DC distribution
EDG SYNC PANEL | 00-DSL-CPL-01 | MVB, DC DISTRIBUTION PANEL 01-LVE-PPL-01, F10.12 | Control Power Feed | 01-LVE-PPL-01 - DC distribution
LV SWGR 11 BREAKER CONTROL |  | HRSG1 PDC 125VDC BUS, BR1 |  | 01-LVE-PPL-01 - DC distribution
LV SWGR BREAKER TEST CABINET |  | HRSG1 PDC 125VDC BUS, BR3 |  | 01-LVE-PPL-01 - DC distribution
LV SWGR 21 BREAKER CONTROL |  | HRSG1 PDC 125VDC BUS, BR2 |  | 01-LVE-PPL-01 - DC distribution
FEED TO UPS MAIN PANEL BOARD U1 | 01-LVF-PPL-01 | MVB, 01-LVF-PPL-01 | Power Panel | 01-LVF-PPL-01
HRSG 1 U1 UPS PANEL | 01-LVF-PPL-011 | MVB, 01-LVF-PPL-01 | Power Panel | 01-LVF-PPL-01
HRSG 2 U1 UPS PANEL | 01-LVF-PPL-012 | MVB, 01-LVF-PPL-01 | Power Panel | 01-LVF-PPL-01
ADMIN BLDG U1 UPS PNL | 01-LVF-PPL-013 | MVB, 01-LVF-PPL-01 | Power Panel | 01-LVF-PPL-01
ACC 1 U1 UPS PANEL | 01-LVF-PPL-014 | MVB, 01-LVF-PPL-01 | Power Panel | 01-LVF-PPL-01
ACC 2 U1 UPS PANEL | 01-LVF-PPL-015 | MVB, 01-LVF-PPL-01 | Power Panel | 01-LVF-PPL-01
UNIT 2 ACC FAN 01A | 02-ACC-MFN-01A | 02-ACC-MCC-141, CUBICLE4FM | Fan/Blower | 02-ACC-MCC-141 | 480 V MOLDED CASE BREAKER
UNIT 2 ACC FAN 01C | 02-ACC-MFN-01C | 02-ACC-MCC-141, CUBICLE5FM | Fan/Blower | 02-ACC-MCC-141 | 480 V MOLDED CASE BREAKER
UNIT 2 ACC FAN 01E | 02-ACC-MFN-01E | 02-ACC-MCC-141, CUBICLE6FM | Fan/Blower | 02-ACC-MCC-141 | 480 V MOLDED CASE BREAKER
UNIT 2 ACC FAN 02B | 02-ACC-MFN-02B | 02-ACC-MCC-141, CUBICLE7FM | Fan/Blower | 02-ACC-MCC-141 | 480 V MOLDED CASE BREAKER
UNIT 2 ACC FAN 02D | 02-ACC-MFN-02D | 02-ACC-MCC-141, CUBICLE8FM | Fan/Blower | 02-ACC-MCC-141 | 480 V MOLDED CASE BREAKER
UNIT 2 ACC FAN 02F | 02-ACC-MFN-02F | 02-ACC-MCC-141, CUBICLE9FM | Fan/Blower | 02-ACC-MCC-141 | 480 V MOLDED CASE BREAKER
ACC 2 GLYCOL HX FAN 01 | 02-ARM-MFN-01 | 02-ACC-MCC-141, CUBICLE13FD | Fan/Blower | 02-ACC-MCC-141 | 480 V MOLDED CASE BREAKER
ACC 2 GLYCOL HX FAN 02 | 02-ARM-MFN-02 | 02-ACC-MCC-141, CUBICLE13FF | Fan/Blower | 02-ACC-MCC-141 | 480 V MOLDED CASE BREAKER
ACC 2 GLYCOL HX FAN 03 | 02-ARM-MFN-03 | 02-ACC-MCC-141, CUBICLE13FH | Fan/Blower | 02-ACC-MCC-141 | 480 V MOLDED CASE BREAKER
UNIT 2 ACC FINTUBE CLEANING SYS | 02-CND-RCP-983 | 02-ACC-MCC-141, CUBICLE2FJ(L) |  | 02-ACC-MCC-141 | 480 V MOLDED CASE BREAKER
ACC 2 PDC PANELBOARD 480VAC | 02-LVB-PPL-1411 | 02-ACC-MCC-141, CUBICLE2FM | Power Panel | 02-ACC-MCC-141 | 480 V MOLDED CASE BREAKER
MAIN BREAKER 1 CONTROL POWER TRANSFORMER |  | 02-ACC-MCC-141, CUBICLE3FM |  | 02-ACC-MCC-141 | 480 V MOLDED CASE BREAKER
MAIN SUPPLY FEED FROM 02-MVA-XFR-14 |  | 02-ACC-MCC-141, CUBICLE3FM |  | 02-ACC-MCC-141 | 480 V MOLDED CASE BREAKER
ACC 2 LVRP 01A | 02-ARM-MPM-01A | 02-ACC-MCC-141, CUBICLE10FM | Pump | 02-ACC-MCC-141 | 480 V MOLDED CASE BREAKER
UNIT 2 LP DRAINS TANK PUMP MTR A | 02-STP-MPM-01A | 02-ACC-MCC-141, CUBICLE12FB | Pump | 02-ACC-MCC-141 | 480 V MOLDED CASE BREAKER
ACC 2 GLYCOL RECIRC PMP 03A | 02-ARM-MPM-03A | 02-ACC-MCC-141, CUBICLE12FM | Pump | 02-ACC-MCC-141 | 480 V MOLDED CASE BREAKER
ACC 2 GLYCOL RECIRC PMP 03C | 02-ARM-MPM-03C | 02-ACC-MCC-141, CUBICLE13FB | Pump | 02-ACC-MCC-141 | 480 V MOLDED CASE BREAKER
ACC 2 SEAL WTR PMP 02A | 02-ARM-MPM-02A | 02-ACC-MCC-141, CUBICLE13FK | Pump | 02-ACC-MCC-141 | 480 V MOLDED CASE BREAKER
MAIN BREAKER 2 CONTROL POWER TRANSFORMER |  | 02-ACC-MCC-141, CUBICLE15FM |  | 02-ACC-MCC-141 | 480 V MOLDED CASE BREAKER
SECONDARY SUPPLY FEED FROM 02-LVB-NSB-24 |  | 02-ACC-MCC-141, CUBICLE15FM |  | 02-ACC-MCC-141 | 480 V MOLDED CASE BREAKER
ACC 2 PDC XFMR 480-120/208VAC | 02-LVB-XFR-1412 | 02-ACC-MCC-141, CUBICLE16FJ | Transformer | 02-ACC-MCC-141 | 480 V MOLDED CASE BREAKER
UNIT 2 ACC FAN GEARBOX OIL COOLER 01A | 02-ACC-HEX-01A | 02-ACC-MCC-141, CUBICLE17FB |  | 02-ACC-MCC-141 | 480 V MOLDED CASE BREAKER
UNIT 2 ACC FAN GEARBOX OIL COOLER 01C | 02-ACC-HEX-01C | 02-ACC-MCC-141, CUBICLE17FD |  | 02-ACC-MCC-141 | 480 V MOLDED CASE BREAKER
UNIT 2 ACC FAN GEARBOX OIL COOLER 01E | 02-ACC-HEX-01E | 02-ACC-MCC-141, CUBICLE17FF |  | 02-ACC-MCC-141 | 480 V MOLDED CASE BREAKER
UNIT 2 ACC FAN GEARBOX OIL COOLER 02B | 02-ACC-HEX-02B | 02-ACC-MCC-141, CUBICLE17FH |  | 02-ACC-MCC-141 | 480 V MOLDED CASE BREAKER
UNIT 2 ACC FAN GEARBOX OIL COOLER 02D | 02-ACC-HEX-02D | 02-ACC-MCC-141 |  | 02-ACC-MCC-141 | 480 V MOLDED CASE BREAKER
UNIT 2 ACC FAN GEARBOX OIL COOLER 02F | 02-ACC-HEX-02F | 02-ACC-MCC-141 |  | 02-ACC-MCC-141 | 480 V MOLDED CASE BREAKER
UNIT 2 ACC FAN 3A | 02-ACC-MFN-03A | 02-ACC-MCC-161, CUBICLE5FM | Fan/Blower | 02-ACC-MCC-161 | 480 V MOLDED CASE BREAKER
UNIT 2 ACC FAN 3C | 02-ACC-MFN-03C | 02-ACC-MCC-161, CUBICLE6FM | Fan/Blower | 02-ACC-MCC-161 | 480 V MOLDED CASE BREAKER
UNIT 2 ACC FAN 3E | 02-ACC-MFN-03E | 02-ACC-MCC-161, CUBICLE7FM | Fan/Blower | 02-ACC-MCC-161 | 480 V MOLDED CASE BREAKER
UNIT 2 ACC FAN 4B | 02-ACC-MFN-04B | 02-ACC-MCC-161, CUBICLE8FM | Fan/Blower | 02-ACC-MCC-161 | 480 V MOLDED CASE BREAKER
UNIT 2 ACC FAN 4D | 02-ACC-MFN-04D | 02-ACC-MCC-161, CUBICLE9FM | Fan/Blower | 02-ACC-MCC-161 | 480 V MOLDED CASE BREAKER
UNIT 2 ACC FAN 4F | 02-ACC-MFN-04F | 02-ACC-MCC-161, CUBICLE10FM | Fan/Blower | 02-ACC-MCC-161 | 480 V MOLDED CASE BREAKER
UNIT 2 ACC FAN GEARBOX OIL COOLER 03A | 02-ACC-HEX-03A | 02-ACC-MCC-161, CUBICLE2FB |  | 02-ACC-MCC-161 | 480 V MOLDED CASE BREAKER
UNIT 2 ACC FAN GEARBOX OIL COOLER 03C | 02-ACC-HEX-03C | 02-ACC-MCC-161, CUBICLE2FD |  | 02-ACC-MCC-161 | 480 V MOLDED CASE BREAKER
UNIT 2 ACC FAN GEARBOX OIL COOLER 03E | 02-ACC-HEX-03E | 02-ACC-MCC-161, CUBICLE2FF |  | 02-ACC-MCC-161 | 480 V MOLDED CASE BREAKER
UNIT 2 ACC FAN GEARBOX OIL COOLER 04B | 02-ACC-HEX-04B | 02-ACC-MCC-161, CUBICLE2FH |  | 02-ACC-MCC-161 | 480 V MOLDED CASE BREAKER
UNIT 2 ACC FAN GEARBOX OIL COOLER 04D | 02-ACC-HEX-04D | 02-ACC-MCC-161, CUBICLE2FK |  | 02-ACC-MCC-161 | 480 V MOLDED CASE BREAKER
UNIT 2 ACC FAN GEARBOX OIL COOLER 04F | 02-ACC-HEX-04F | 02-ACC-MCC-161, CUBICLE2FM |  | 02-ACC-MCC-161 | 480 V MOLDED CASE BREAKER
ACC 2 PDC PANELBOARD 480VAC | 02-LVB-PPL-1611 | 02-ACC-MCC-161, CUBICLE3FM | Power Panel | 02-ACC-MCC-161 | 480 V MOLDED CASE BREAKER
MAIN BREAKER 1 CONTROL POWER TRANSFORMER |  | 02-ACC-MCC-161, CUBICLE4FM |  | 02-ACC-MCC-161 | 480 V MOLDED CASE BREAKER
MAIN SUPPLY FEED FROM 02-MVA-XFR-14 |  | 02-ACC-MCC-161, CUBICLE4FM |  | 02-ACC-MCC-161 | 480 V MOLDED CASE BREAKER
ACC 2 LRVP 01C | 02-ARM-MPM-01C | 02-ACC-MCC-161, CUBICLE11FM | Pump | 02-ACC-MCC-161 | 480 V MOLDED CASE BREAKER
ACC 2 SEAL WTR PMP 02C | 02-ARM-MPM-02C | 02-ACC-MCC-161, CUBICLE14FB | Pump | 02-ACC-MCC-161 | 480 V MOLDED CASE BREAKER
MAIN BREAKER 2 CONTROL POWER TRANSFORMER |  | 02-ACC-MCC-161, CUBICLE16FM |  | 02-ACC-MCC-161 | 480 V MOLDED CASE BREAKER
SECONDARY SUPPLY FEED FROM 02-LVB-NSB-26 |  | 02-ACC-MCC-161, CUBICLE16FM |  | 02-ACC-MCC-161 | 480 V MOLDED CASE BREAKER
UNIT 2 ACC FAN 01B | 02-ACC-MFN-01B | 02-ACC-MCC-241, BR9FM | Fan/Blower | 02-ACC-MCC-241 | 480 V MOLDED CASE BREAKER
UNIT 2 ACC FAN 01D | 02-ACC-MFN-01D | 02-ACC-MCC-241, BR10FM | Fan/Blower | 02-ACC-MCC-241 | 480 V MOLDED CASE BREAKER
UNIT 2 ACC FAN 01F | 02-ACC-MFN-01F | 02-ACC-MCC-241, BR11FM | Fan/Blower | 02-ACC-MCC-241 | 480 V MOLDED CASE BREAKER
UNIT 2 ACC FAN 02A | 02-ACC-MFN-02A | 02-ACC-MCC-241, BR6FM | Fan/Blower | 02-ACC-MCC-241 | 480 V MOLDED CASE BREAKER
UNIT 2 ACC FAN 02C | 02-ACC-MFN-02C | 02-ACC-MCC-241, BR7FM | Fan/Blower | 02-ACC-MCC-241 | 480 V MOLDED CASE BREAKER
UNIT 2 ACC FAN 02E | 02-ACC-MFN-02E | 02-ACC-MCC-241, BR8FM | Fan/Blower | 02-ACC-MCC-241 | 480 V MOLDED CASE BREAKER
ACC 2 GLYCOL HX FAN 04 | 02-ARM-MFN-04 | 02-ACC-MCC-241 | Fan/Blower | 02-ACC-MCC-241 | 480 V MOLDED CASE BREAKER
ACC 2 GLYCOL HX FAN 05 | 02-ARM-MFN-05 | 02-ACC-MCC-241 | Fan/Blower | 02-ACC-MCC-241 | 480 V MOLDED CASE BREAKER
UNIT 2 ACC FAN GEARBOX OIL COOLER 02A | 02-ACC-HEX-02A | 02-ACC-MCC-241, BR2FB |  | 02-ACC-MCC-241 | 480 V MOLDED CASE BREAKER
UNIT 2 ACC FAN GEARBOX OIL COOLER 02C | 02-ACC-HEX-02C | 02-ACC-MCC-241, BR2FD |  | 02-ACC-MCC-241 | 480 V MOLDED CASE BREAKER
UNIT 2 ACC FAN GEARBOX OIL COOLER 02E | 02-ACC-HEX-02E | 02-ACC-MCC-241, BR2FF |  | 02-ACC-MCC-241 | 480 V MOLDED CASE BREAKER
UNIT 2 ACC FAN GEARBOX OIL COOLER 01B | 02-ACC-HEX-01B | 02-ACC-MCC-241, BR2FH |  | 02-ACC-MCC-241 | 480 V MOLDED CASE BREAKER
UNIT 2 ACC FAN GEARBOX OIL COOLER 01D | 02-ACC-HEX-01D | 02-ACC-MCC-241, BR2FK |  | 02-ACC-MCC-241 | 480 V MOLDED CASE BREAKER
UNIT 2 ACC FAN GEARBOX OIL COOLER 01F | 02-ACC-HEX-01F | 02-ACC-MCC-241, BR2FM |  | 02-ACC-MCC-241 | 480 V MOLDED CASE BREAKER
MAIN BREAKER 1 CONTROL POWER TRANSFORMER |  | 02-ACC-MCC-241, BR5FM |  | 02-ACC-MCC-241 | 480 V MOLDED CASE BREAKER
MAIN SUPPLY FEED FROM 02-MVA-XFR-24 |  | 02-ACC-MCC-241, BR5FM |  | 02-ACC-MCC-241 | 480 V MOLDED CASE BREAKER
ACC 2 LRVP 01B | 02-ARM-MPM-01B | 02-ACC-MCC-241, BR12FM | Pump | 02-ACC-MCC-241 | 480 V MOLDED CASE BREAKER
UNIT 2 LP DRAINS TANK PUMP MTR B | 02-STP-MPM-01B | 02-ACC-MCC-241, BR14FB | Pump | 02-ACC-MCC-241 | 480 V MOLDED CASE BREAKER
ACC 2 GLYCOL RECIRC PMP 03B | 02-ARM-MPM-03B | 02-ACC-MCC-241 | Pump | 02-ACC-MCC-241 | 480 V MOLDED CASE BREAKER
ACC 2 SEAL WTR PMP 02B | 02-ARM-MPM-02B | 02-ACC-MCC-241 | Pump | 02-ACC-MCC-241 | 480 V MOLDED CASE BREAKER
MAIN BREAKER 2 CONTROL POWER TRANSFORMER |  | 02-ACC-MCC-241 |  | 02-ACC-MCC-241 | 480 V MOLDED CASE BREAKER
SECONDARY SUPPLY FEED FROM 02-LVB-NSB-14 |  | 02-ACC-MCC-241 |  | 02-ACC-MCC-241 | 480 V MOLDED CASE BREAKER
UNIT 2 ACC FAN 3B | 02-ACC-MFN-03B | 02-ACC-MCC-261, CUBICLE9FM | Fan/Blower | 02-ACC-MCC-261 | 480 V MOLDED CASE BREAKER
UNIT 2 ACC FAN 3D | 02-ACC-MFN-03D | 02-ACC-MCC-261, CUBICLE10FM | Fan/Blower | 02-ACC-MCC-261 | 480 V MOLDED CASE BREAKER
UNIT 2 ACC FAN 3F | 02-ACC-MFN-03F | 02-ACC-MCC-261, CUBICLE11FM | Fan/Blower | 02-ACC-MCC-261 | 480 V MOLDED CASE BREAKER
UNIT 2 ACC FAN 4A | 02-ACC-MFN-04A | 02-ACC-MCC-261, CUBICLE6FM | Fan/Blower | 02-ACC-MCC-261 | 480 V MOLDED CASE BREAKER
UNIT 2 ACC FAN 4C | 02-ACC-MFN-04C | 02-ACC-MCC-261, CUBICLE7FM | Fan/Blower | 02-ACC-MCC-261 | 480 V MOLDED CASE BREAKER
UNIT 2 ACC FAN 4E | 02-ACC-MFN-04E | 02-ACC-MCC-261, CUBICLE8FM | Fan/Blower | 02-ACC-MCC-261 | 480 V MOLDED CASE BREAKER
UNIT 2 ACC FAN GEARBOX OIL COOLER 04A | 02-ACC-HEX-04A | 02-ACC-MCC-261, CUBICLE2FB |  | 02-ACC-MCC-261 | 480 V MOLDED CASE BREAKER
UNIT 2 ACC FAN GEARBOX OIL COOLER 04C | 02-ACC-HEX-04C | 02-ACC-MCC-261, CUBICLE2FD |  | 02-ACC-MCC-261 | 480 V MOLDED CASE BREAKER
UNIT 2 ACC FAN GEARBOX OIL COOLER 04E | 02-ACC-HEX-04E | 02-ACC-MCC-261, CUBICLE2FF |  | 02-ACC-MCC-261 | 480 V MOLDED CASE BREAKER
UNIT 2 ACC FAN GEARBOX OIL COOLER 03B | 02-ACC-HEX-03B | 02-ACC-MCC-261, CUBICLE2FH |  | 02-ACC-MCC-261 | 480 V MOLDED CASE BREAKER
UNIT 2 ACC FAN GEARBOX OIL COOLER 03D | 02-ACC-HEX-03D | 02-ACC-MCC-261, CUBICLE2FK |  | 02-ACC-MCC-261 | 480 V MOLDED CASE BREAKER
UNIT 2 ACC FAN GEARBOX OIL COOLER 03F | 02-ACC-HEX-03F | 02-ACC-MCC-261, CUBICLE2FM |  | 02-ACC-MCC-261 | 480 V MOLDED CASE BREAKER
MAIN BREAKER 1 CONTROL POWER TRANSFORMER |  | 02-ACC-MCC-261, CUBICLE4FM |  | 02-ACC-MCC-261 | 480 V MOLDED CASE BREAKER
MAIN SUPPLY FEED FROM 02-MVA-XFR-26 |  | 02-ACC-MCC-261, CUBICLE4FM |  | 02-ACC-MCC-261 | 480 V MOLDED CASE BREAKER
ACC 2 PDC XFMR 480-120/208VAC | 02-LVB-XFR-2611 | 02-ACC-MCC-261, CUBICLE5FJ(L) | Transformer | 02-ACC-MCC-261 | 480 V MOLDED CASE BREAKER
UNIT 2 ACC HEAT TRACE XFMR 480-120/208VAC | 02-HTT-XFR-2611 | 02-ACC-MCC-261, CUBICLE5FJ(R) | Transformer | 02-ACC-MCC-261 | 480 V MOLDED CASE BREAKER
ACC 2 LRVP 01D | 02-ARM-MPM-01D | 02-ACC-MCC-261, CUBICLE12FM | Pump | 02-ACC-MCC-261 | 480 V MOLDED CASE BREAKER
ACC 2 LRVP 01E | 02-ARM-MPM-01E | 02-ACC-MCC-261, CUBICLE13FM | Pump | 02-ACC-MCC-261 | 480 V MOLDED CASE BREAKER
ACC 2 SEAL WTR PMP 02D | 02-ARM-MPM-02D | 02-ACC-MCC-261, CUBICLE15FB | Pump | 02-ACC-MCC-261 | 480 V MOLDED CASE BREAKER
ACC 2 SEAL WTR PMP 02E | 02-ARM-MPM-02E | 02-ACC-MCC-261, CUBICLE15FD | Pump | 02-ACC-MCC-261 | 480 V MOLDED CASE BREAKER
MAIN BREAKER 2 CONTROL POWER TRANSFORMER |  | 02-ACC-MCC-261, CUBICLE16FM |  | 02-ACC-MCC-261 | 480 V MOLDED CASE BREAKER
SECONDARY SUPPLY FEED FROM 02-LVB-NSB-16 |  | 02-ACC-MCC-261, CUBICLE16FM |  | 02-ACC-MCC-261 | 480 V MOLDED CASE BREAKER
MAIN FEED TO ESSENTIAL DISTRIBUTION PANEL | 02BMT01 | TCP | Power Panel | 02BMT01
TURBINE CONTROL PANEL | 02MBY01GH001\10 | TCP | Control Power Feed | 02BMT01
TURBINE SUPERVISORY INSTRUMENT PANEL | 02MBY01GH016\10 | TCP | Control Power Feed | 02BMT01
LOCAL FIRE ALARM CONTROL PANEL | 02SGY03GH001 | TCP | Control Power Feed | 02BMT01
TURBINE PROTECTION PANEL | 02MBY01GH010\10 | TCP | Control Power Feed | 02BMT01
TURBINE REMOTE I/O PANEL A | 02MBY93GH001\10 | TCP | Control Power Feed | 02BMT01
TURBINE REMOTE I/O PANEL B | 02MBY93GH002\10 | TCP | Control Power Feed | 02BMT01
CONTROL PACKAGE INTERIOR LIGHTING - 1 | 02UCA51GP101 | TCP |  | 02BMT01
CONTROL PACKAGE INTERIOR LIGHTING - 2 | 02UCA51GP201 | TCP |  | 02BMT01
CONTROL PACKAGE EXTERIOR LIGHTING - 1 | 02UCA51GP102 | TCP |  | 02BMT01
CONTROL PACKAGE EXTERIOR LIGHTING - 2 | 02UCA51GP202 | TCP |  | 02BMT01
CONTROL PACKAGE LOCAL FIRE ALARM PANEL | 02SGY01GH001 | TCP | Control Power Feed | 02BMT01
CONTROL PACKAGE HVAC CONTROLLER | 02UCA51AH101-N01 | TCP |  | 02BMT01
BATTERY ROOM EXHAUST FAN | 02UCA51AN301 | TCP | Fan/Blower | 02BMT01
5 TON HVAC #1 |  | 02-LVB-PPL-1211, BR 1 HRSG MCC enclosure |  | 02-LVB-PPL-1211 | 480 V CIRCUIT BREACKER
5 TON HVAC #2 |  | 02-LVB-PPL-1211, BR 2 HRSG MCC enclosure |  | 02-LVB-PPL-1211 | 480 V CIRCUIT BREACKER
5 TON HVAC #3 |  | 02-LVB-PPL-1211, BR 3 HRSG MCC enclosure |  | 02-LVB-PPL-1211 | 480 V CIRCUIT BREACKER
SPARE GSU CTRL PNL 480 VAC PWR MAIN 1 | 03-GSU-CPL-01 | 02-LVB-PPL-1211, BR 4 HRSG MCC enclosure | Control Power Feed | 02-LVB-PPL-1211 | 480 V CIRCUIT BREACKER
AQA AMMONIA FORWARDING SYS 480VAC | 00-AQA-CPL-01 | 02-LVB-PPL-1211, BR 7 HRSG MCC enclosure | Control Power Feed | 02-LVB-PPL-1211 | 480 V CIRCUIT BREACKER
WELDING RECEPTACLE |  | 02-LVB-PPL-1211, BR 9 HRSG MCC enclosure |  | 02-LVB-PPL-1211 | 480 V CIRCUIT BREACKER
UNIT 2 CEMS DSW 01 480 VAC | 02-CEM-DSW-01 | 02-LVB-PPL-1211, BR 13 HRSG MCC enclosure |  | 02-LVB-PPL-1211 | 480 V CIRCUIT BREACKER
HRSG 2 LP BD MAINFOLD DRN MAIN PWR FEED | 02-MOV-HBD943 | 02-LVB-PPL-1211, BR 8 HRSG MCC enclosure | Motor Operated Valve | 02-LVB-PPL-1211 | 480 V CIRCUIT BREACKER
HRSG 2 LP SH STARTUP VENT MOV MAIN PWR FEED | 02-MOV-HLS905 | 02-LVB-PPL-1211, BR 5 HRSG MCC enclosure | Motor Operated Valve | 02-LVB-PPL-1211 | 480 V CIRCUIT BREACKER
HRSG 2 LP SH STM STOP VLV MAIN PWR FEED | 02-MOV-HLS906 | 02-LVB-PPL-1211, BR 6 HRSG MCC enclosure | Motor Operated Valve | 02-LVB-PPL-1211 | 480 V CIRCUIT BREACKER
HRSG 2 TOP LVL 480-208/120VAC XFR | 02-LVB-XFR-12121 | 02-LVB-PPL-1212, BR 3 Top of HRSG HP drum | Transformer | 02-LVB-PPL-1212 | 480 V CIRCUIT BREACKER
HRSG 2 SCR HOISE AND TROLLEY 480VAC PWR FEED | 02-SCR-JBX-104 | 02-LVB-PPL-1212, BR 5 Top of HRSG HP drum |  | 02-LVB-PPL-1212 | 480 V CIRCUIT BREACKER
HRSG 2 STACK DAMPER MAIN PWR FEED | 02-MOV-HEH901 | 02-LVB-PPL-1212, BR 7 Top of HRSG HP drum | Motor Operated Valve | 02-LVB-PPL-1212 | 480 V CIRCUIT BREACKER
HRSG 2 HP VENT MOV MAIN PWR FEED | 02-MOV-HHS905 | 02-LVB-PPL-1212, BR 11 Top of HRSG HP drum | Motor Operated Valve | 02-LVB-PPL-1212 | 480 V CIRCUIT BREACKER
HRSG 2 HP VENT MOV MAIN PWR FEED | 02-MOV-HHS906 | 02-LVB-PPL-1212, BR 10 Top of HRSG HP drum | Motor Operated Valve | 02-LVB-PPL-1212 | 480 V CIRCUIT BREACKER
HRSG 2 HP STEAM OUTLET STOP VALVE BYPASS MOV | 02-MOV-HHS907 | 02-LVB-PPL-1212, BR 12 Top of HRSG HP drum | Motor Operated Valve | 02-LVB-PPL-1212 | 480 V CIRCUIT BREACKER
HRSG 2 HP VENT MOV MAIN PWR FEED | 02-MOV-HHS913 | 02-LVB-PPL-1212, BR 6 Top of HRSG HP drum | Motor Operated Valve | 02-LVB-PPL-1212 | 480 V CIRCUIT BREACKER
HRSG 2 IP TO DA PEGGING MOV MAIN PWR FEED | 02-MOV-HIS910 | 02-LVB-PPL-1212, BR 4 Top of HRSG HP drum | Motor Operated Valve | 02-LVB-PPL-1212 | 480 V CIRCUIT BREACKER
HRSG 2 REHEAT OUTLET STARTUP VENT STOP MOV | 02-MOV-HRS904 | 02-LVB-PPL-1212, BR 14 Top of HRSG HP drum | Motor Operated Valve | 02-LVB-PPL-1212 | 480 V CIRCUIT BREACKER
HRSG 2 REHEAT STARTUP VENT MOV MAIN PWR FEED | 02-MOV-HRS911 | 02-LVB-PPL-1212, BR 8 Top of HRSG HP drum | Motor Operated Valve | 02-LVB-PPL-1212 | 480 V CIRCUIT BREACKER
UNIT 2 CCF HP/IP PHOSPHATE & AMMONIA SYS | 02-CCF-DSW-02 | 02-LVB-PPL-1213, BR 1 Outside HRSG SWG enclosure |  | 02-LVB-PPL-1213 | 480 V CIRCUIT BREACKER
UNIT 2 SMP PNL 10 TON TCU MAIN 480VAC | 02-SMP-HEX-01 | 02-LVB-PPL-1213, BR 3 Outside HRSG SWG enclosure |  | 02-LVB-PPL-1213 | 480 V CIRCUIT BREACKER
UNIT 2 OIL WATER SEP PWR 480VAC | 02-WDR-CPL-01 | 02-LVB-PPL-1213, BR 4 Outside HRSG SWG enclosure | Control Power Feed | 02-LVB-PPL-1213 | 480 V CIRCUIT BREACKER
HRSG 2 HP SH #1 DRN MOV VLV MAIN PWR FEED | 02-MOV-HHS910 | 02-LVB-PPL-1213, BR 12 Outside HRSG SWG enclosure | Motor Operated Valve | 02-LVB-PPL-1213 | 480 V CIRCUIT BREACKER
HRSG 2 HP FW MOV SHUTOFF VLV MAIN PWR FEED | 02-MOV-HHS941 | 02-LVB-PPL-1213, BR 5 Outside HRSG SWG enclosure | Motor Operated Valve | 02-LVB-PPL-1213 | 480 V CIRCUIT BREACKER
HRSG 2 IP SH MOV DRN VLV MAIN POWER FEED | 02-MOV-HIS915 | 02-LVB-PPL-1213, BR 9 Outside HRSG SWG enclosure | Motor Operated Valve | 02-LVB-PPL-1213 | 480 V CIRCUIT BREACKER
HRSG 2 IP SH MOV DRN VLV MAIN PWR FEED | 02-MOV-HIS918 | 02-LVB-PPL-1213, BR 6 Outside HRSG SWG enclosure | Motor Operated Valve | 02-LVB-PPL-1213 | 480 V CIRCUIT BREACKER
HRSG 2 IP FW MOV STOP VLV MAIN PWR FEED | 02-MOV-HIS941 | 02-LVB-PPL-1213, BR 10 Outside HRSG SWG enclosure | Motor Operated Valve | 02-LVB-PPL-1213 | 480 V CIRCUIT BREACKER
HRSG 2 LP SH STARTUP VENT MOV MAIN PWR FEED | 02-MOV-HLS902 | 02-LVB-PPL-1213, BR 7 Outside HRSG SWG enclosure | Motor Operated Valve | 02-LVB-PPL-1213 | 480 V CIRCUIT BREACKER
HRSG 2 LP EVAP STARTUP DRN MOV MAIN PWR FEED | 02-MOV-HLS908 | 02-LVB-PPL-1213, BR 8 Outside HRSG SWG enclosure | Motor Operated Valve | 02-LVB-PPL-1213 | 480 V CIRCUIT BREACKER
UNIT 2 AUXBLR TO STM SEP INLET BLK VLV | 02-MOV-AS321 | 02-LVB-PPL-1214, BR 10 Outside HRSG SWG enclosure | Motor Operated Valve | 02-LVB-PPL-1214 | 480 V CIRCUIT BREACKER
UNIT 2 AUXBLR TO STM SEP INLET BYP VLV | 02-MOV-AS322 | 02-LVB-PPL-1214, BR 9 Outside HRSG SWG enclosure | Motor Operated Valve | 02-LVB-PPL-1214 | 480 V CIRCUIT BREACKER
UNIT 2 BFW PMP 01A IP DISCH VLV PWR 480VAC | 02-MOV-BFW139 | 02-LVB-PPL-1214, BR 5 Outside HRSG SWG enclosure | Motor Operated Valve | 02-LVB-PPL-1214 | 480 V CIRCUIT BREACKER
UNIT 2 BFW PMP 01A IP DISCH BYP VLV PWR 480VAC | 02-MOV-BFW140 | 02-LVB-PPL-1214, BR 6 Outside HRSG SWG enclosure | Motor Operated Valve | 02-LVB-PPL-1214 | 480 V CIRCUIT BREACKER
UNIT 2 BFW PMP 01A HP DISCH VLV PWR 480VAC | 02-MOV-BFW145 | 02-LVB-PPL-1214, BR 1 Outside HRSG SWG enclosure | Motor Operated Valve | 02-LVB-PPL-1214 | 480 V CIRCUIT BREACKER
UNIT 2 BFW PMP 01A HP DISCH BYP VLV PWR 480VAC | 02-MOV-BFW146 | 02-LVB-PPL-1214, BR 2 Outside HRSG SWG enclosure | Motor Operated Valve | 02-LVB-PPL-1214 | 480 V CIRCUIT BREACKER
UNIT 2 BFW PMP 01B IP DISCH VLV PWR 480VAC | 02-MOV-BFW179 | 02-LVB-PPL-1214, BR 7 Outside HRSG SWG enclosure | Motor Operated Valve | 02-LVB-PPL-1214 | 480 V CIRCUIT BREACKER
UNIT 2 BFW PMP 01B IP DISCH BYP VLV PWR 480VAC | 02-MOV-BFW180 | 02-LVB-PPL-1214, BR 8 Outside HRSG SWG enclosure | Motor Operated Valve | 02-LVB-PPL-1214 | 480 V CIRCUIT BREACKER
UNIT 2 BFW PMP 01B HP DISCH VLV PWR 480VAC | 02-MOV-BFW185 | 02-LVB-PPL-1214, BR 3 Outside HRSG SWG enclosure | Motor Operated Valve | 02-LVB-PPL-1214 | 480 V CIRCUIT BREACKER
UNIT 2 BFW PMP 01B HP DISCH BYP VLV PWR 480VAC | 02-MOV-BFW186 | 02-LVB-PPL-1214, BR 4 Outside HRSG SWG enclosure | Motor Operated Valve | 02-LVB-PPL-1214 | 480 V CIRCUIT BREACKER
UNIT 1 LP SPARGING STEAM SHUTOFF VLV | 02-MOV-HLS944 | 02-LVB-PPL-1214, BR 11 Outside HRSG SWG enclosure | Motor Operated Valve | 02-LVB-PPL-1214 | 480 V CIRCUIT BREACKER
AUX BLR FEED WTR ISOLATION MOV 480VAC | 00-MOV-AXS-900 | 02-LVB-PPL-1215, BR 6 Pipe rack 1 by startup htr | Motor Operated Valve | 02-LVB-PPL-1215 | 480 V CIRCUIT BREACKER
AUX BLR MAIN STEAM STOP MOV 480VAC | 00-MOV-AXS901 | 02-LVB-PPL-1215, BR 7 Pipe rack 1 by startup htr | Motor Operated Valve | 02-LVB-PPL-1215 | 480 V CIRCUIT BREACKER
AUX BLR FEED WTR DA PMP 1 MOV 480VAC | 00-MOV-AXS-904 | 02-LVB-PPL-1215, BR 8 Pipe rack 1 by startup htr | Motor Operated Valve | 02-LVB-PPL-1215 | 480 V CIRCUIT BREACKER
AUX BLR FEED WTR DA PMP 2 MOV 480VAC | 00-MOV-AXS905 | 02-LVB-PPL-1215, BR 9 Pipe rack 1 by startup htr | Motor Operated Valve | 02-LVB-PPL-1215 | 480 V CIRCUIT BREACKER
CCF AUX BLR AMMONIA FEED PMP CPL 480VAC | 00-CCF-CPL-01 | 02-LVB-PPL-1215, BR 1 Pipe rack 1 by startup htr | Control Power Feed | 02-LVB-PPL-1215 | 480 V CIRCUIT BREACKER
AUX BLR BLDG 480-208/120VAC XFR 12151 FEED | 02-LVB-XFR-12151 | 02-LVB-PPL-1215, BR 5 Pipe rack 1 by startup htr | Transformer | 02-LVB-PPL-1215 | 480 V CIRCUIT BREACKER
AUX BOILER BLDG ROOF EXH FAN DSW 1 480 VAC | 00-HVC-DSW-01 | 02-LVB-PPL-1215, BR 11 Pipe rack 1 by startup htr |  | 02-LVB-PPL-1215 | 480 V CIRCUIT BREACKER
AUX BOILER BLDG ROOF EXH FAN DSW 2 480 VAC | 00-HVC-DSW-02 | 02-LVB-PPL-1215, BR 12 Pipe rack 1 by startup htr |  | 02-LVB-PPL-1215 | 480 V CIRCUIT BREACKER
AUX BOILER BLDG ROOF EXH FAN DSW 3 480 VAC | 00-HVC-DSW-03 | 02-LVB-PPL-1215, BR 13 Pipe rack 1 by startup htr |  | 02-LVB-PPL-1215 | 480 V CIRCUIT BREACKER
AUX BOILER ROLL UP DOOR 480VAC | 00-HVC-DOR-01 | 02-LVB-PPL-1215, BR 14 Pipe rack 1 by startup htr |  | 02-LVB-PPL-1215 | 480 V CIRCUIT BREACKER
SDR CPL LIFT STATION FEED A 480VAC | 00-SDR-CPL-01 | 02-LVB-PPL-1218, BR 1 NE corner of RO bldg | Control Power Feed | 02-LVB-PPL-1218 | 480 V CIRCUIT BREACKER
WT DRAINS SUMP PMP CPL FEED A 480VAC | 00-DWT-CPL-01 | 02-LVB-PPL-1218, BR 2 NE corner of RO bldg | Control Power Feed | 02-LVB-PPL-1218 | 480 V CIRCUIT BREACKER
WTT RO CIP PWR DIST 480VAC | 00-DWT-CPL-05A | 02-LVB-PPL-1218, BR 5 NE corner of RO bldg | Control Power Feed | 02-LVB-PPL-1218 | 480 V CIRCUIT BREACKER
SWS CPL MAIN PWR FEED - PWR CABLE | 00-SWS-CPL-01 | 02-LVB-PPL-1218, BR 6 NE corner of RO bldg | Control Power Feed | 02-LVB-PPL-1218 | 480 V CIRCUIT BREACKER
WTT BLDG 480-208/120VAC XFR 12181 FEED | 02-LVB-XFR-12181 | 02-LVB-PPL-1218, BR 14 NE corner of RO bldg | Transformer | 02-LVB-PPL-1218 | 480 V CIRCUIT BREACKER
5 TON HVAC #3 |  | 02-LVB-PPL-1411, BR1ACC MCC enclosure |  | 02-LVB-PPL-1411 | 480 V CIRCUIT BREACKER
5 TON HVAC #5 |  | 02-LVB-PPL-1411, BR3ACC MCC enclosure |  | 02-LVB-PPL-1411 | 480 V CIRCUIT BREACKER
5 TON HVAC #2 |  | 02-LVB-PPL-1411, BR2ACC MCC enclosure |  | 02-LVB-PPL-1411 | 480 V CIRCUIT BREACKER
WELDING RECEPTACLE |  | 02-LVB-PPL-1411, BR4ACC MCC enclosure |  | 02-LVB-PPL-1411 | 480 V CIRCUIT BREACKER
UNIT 2 COND TO COND IRON FLTR 01A VLV PWR 480V | 02-MOV-CND201 | 02-LVB-PPL-1411, BR5ACC MCC enclosure | Motor Operated Valve | 02-LVB-PPL-1411 | 480 V CIRCUIT BREACKER
UNIT 2 COND TO COND IRON FLTR 01B VLV PWR 480V | 02-MOV-CND211 | 02-LVB-PPL-1411, BR6ACC MCC enclosure | Motor Operated Valve | 02-LVB-PPL-1411 | 480 V CIRCUIT BREACKER
UNIT 2 COND IRON FLTR BYP VLV PWR 480VAC | 02-MOV-CND221 | 02-LVB-PPL-1411, BR7ACC MCC enclosure | Motor Operated Valve | 02-LVB-PPL-1411 | 480 V CIRCUIT BREACKER
UNIT 2 ACC STM VLV ROW 1 PWR 480VAC | 02-MOV-CND814 | 02-LVB-PPL-1411, BR10ACC MCC enclosure | Motor Operated Valve | 02-LVB-PPL-1411 | 480 V CIRCUIT BREACKER
UNIT 2 ACC STM VLV ROW 2 PWR 480VAC | 02-MOV-CND815 | 02-LVB-PPL-1411, BR12ACC MCC enclosure | Motor Operated Valve | 02-LVB-PPL-1411 | 480 V CIRCUIT BREACKER
5 TON HVAC #1 |  | 02-LVB-PPL-1611, BR1ACC MCC enclosure |  | 02-LVB-PPL-1611 | 480 V CIRCUIT BREACKER
UNIT 2 CND TNK IMMERSION HTR | 02-CND-HTR-869 | 02-LVB-PPL-1611, BR5ACC MCC enclosure | Heater | 02-LVB-PPL-1611 | 480 V CIRCUIT BREACKER
UNIT 2 ACC UPPER DECK WELDING RECEPT 4 | 02-LVB-RCP-04 | 02-LVB-PPL-1611, BR7ACC MCC enclosure |  | 02-LVB-PPL-1611 | 480 V CIRCUIT BREACKER
UNIT 2 ACC UPPER DECK WELDING RECEPT 5 | 02-LVB-RCP-05 | 02-LVB-PPL-1611, BR9ACC MCC enclosure |  | 02-LVB-PPL-1611 | 480 V CIRCUIT BREACKER
UNIT 2 ACC UPPER DECK WELDING RECEPT 6 | 02-LVB-RCP-06 | 02-LVB-PPL-1611, BR11ACC MCC enclosure |  | 02-LVB-PPL-1611 | 480 V CIRCUIT BREACKER
5 TON HVAC #4 |  | 02-LVB-PPL-1611, BR2ACC MCC enclosure |  | 02-LVB-PPL-1611 | 480 V CIRCUIT BREACKER
UNIT 2 ACC UPPER DECK WELDING RECEPT 7 | 02-LVB-RCP-07 | 02-LVB-PPL-1611, BR10ACC MCC enclosure |  | 02-LVB-PPL-1611 | 480 V CIRCUIT BREACKER
UNIT 2 ACC GRADE WELDING RECEPT 8 | 02-LVB-RCP-08 | 02-LVB-PPL-1611, BR12ACC MCC enclosure |  | 02-LVB-PPL-1611 | 480 V CIRCUIT BREACKER
UNIT 2 TUR BLDG 480V/208-120V AC DIST XFR 1 | 02-LVB-XFR-22111 | 02-LVB-PPL-2211, BR 4 Maintenance shop NW | Transformer | 02-LVB-PPL-2211 | 480 V CIRCUIT BREACKER
UNIT 2 TURBINE BUILDING 480V PANELBOARD SE | 02-LVB-PPL-22112 | 02-LVB-PPL-2211, BR 5 Maintenance shop NW | Power Panel | 02-LVB-PPL-2211 | 480 V CIRCUIT BREACKER
UNIT 2 TURBINE BUILDING 480V PANELBOARD SW | 02-LVB-PPL-22113 | 02-LVB-PPL-2211, BR 6 Maintenance shop NW | Power Panel | 02-LVB-PPL-2211 | 480 V CIRCUIT BREACKER
UNIT 2 TURBINE BLDG ROOF EXH FAN DSW 51 480V | 02-HVC-DSW-51 | 02-LVB-PPL-22112, BR1SE turbine deck |  | 02-LVB-PPL-22112 | 480 V CIRCUIT BREACKER
UNIT 2 TURBINE BLDG ROOF EXH FAN DSW 52 480V | 02-HVC-DSW-52 | 02-LVB-PPL-22112, BR2SE turbine deck |  | 02-LVB-PPL-22112 | 480 V CIRCUIT BREACKER
UNIT 2 TURBINE BLDG ROOF EXH FAN DSW 53 480V | 02-HVC-DSW-53 | 02-LVB-PPL-22112, BR3SE turbine deck |  | 02-LVB-PPL-22112 | 480 V CIRCUIT BREACKER
UNIT 2 TURBINE BLDG ROOF EXH FAN DSW 54 480V | 02-HVC-DSW-54 | 02-LVB-PPL-22112, BR4SE turbine deck |  | 02-LVB-PPL-22112 | 480 V CIRCUIT BREACKER
UNIT 2 TURBINE BLDG ROOF EXH FAN DSW 55 480V | 02-HVC-DSW-55 | 02-LVB-PPL-22112, BR5SE turbine deck |  | 02-LVB-PPL-22112 | 480 V CIRCUIT BREACKER
UNIT 2 TURBINE BLDG ROOF EXH FAN DSW 56 480V | 02-HVC-DSW-56 | 02-LVB-PPL-22112, BR6SE turbine deck |  | 02-LVB-PPL-22112 | 480 V CIRCUIT BREACKER
UNIT 2 TURBINE BLDG ROOF EXH FAN DSW 57 480V | 02-HVC-DSW-57 | 02-LVB-PPL-22112, BR7SE turbine deck |  | 02-LVB-PPL-22112 | 480 V CIRCUIT BREACKER
UNIT 2 TURBINE BLDG ROOF EXH FAN DSW 58 480V | 02-HVC-DSW-58 | 02-LVB-PPL-22112, BR8SE turbine deck |  | 02-LVB-PPL-22112 | 480 V CIRCUIT BREACKER
UNIT 2 TURBINE BLDG AHU 67 DSW 480 VAC | 02-HVC-DSW-67 | 02-LVB-PPL-22112, BR9SE turbine deck |  | 02-LVB-PPL-22112 | 480 V CIRCUIT BREACKER
UNIT 2 TURBINE BLDG AHU 54 DSW 480 VAC | 02-HVC-DSW-70 | 02-LVB-PPL-22112, BR10SE turbine deck |  | 02-LVB-PPL-22112 | 480 V CIRCUIT BREACKER
UNIT 2 TURBINE BLDG ROLL UP DOOR 1 480 VAC | 02-HVC-DOR-01 | 02-LVB-PPL-22112, BR11SE turbine deck |  | 02-LVB-PPL-22112 | 480 V CIRCUIT BREACKER
TUR BLD 02 LOCAL FIRE ALARM CPL NODE #3 | 00-FPS-PNL-14 | 02-LVB-PPL-22113, BR5SW turbine deck |  | 02-LVB-PPL-22113 | 480 V CIRCUIT BREACKER
UNIT 2 WTT CALCITE FILTER 120VAC RECEP | 02-DWS-CPL-06 | 02-LVB-PPL-22113, BR6SW turbine deck | Control Power Feed | 02-LVB-PPL-22113 | 480 V CIRCUIT BREACKER
ST 2 DRNS SUMP PMP CTRL PNL REDUNDANT 1 120V | 02-PDR-CPL-01 | 02-LVB-PPL-22113, BR7SW turbine deck | Control Power Feed | 02-LVB-PPL-22113 | 480 V CIRCUIT BREACKER
UNIT 2 DRAINS TANK AREA DECK LIGHTS 120VAC | 02-2701-W2 | 02-LVB-PPL-22113, BR8SW turbine deck |  | 02-LVB-PPL-22113 | 480 V CIRCUIT BREACKER
UNIT 2 SFC XFMR S.HTR 120 VAC MAIN | 02MKE01GT101 | 02-LVB-PPL-22113, BR9SW turbine deck |  | 02-LVB-PPL-22113 | 480 V CIRCUIT BREACKER
UNIT 2 DRAINS TANK AREA CONVENIENCE RECP | 02-1301-R1 | 02-LVB-PPL-22113, BR10SW turbine deck |  | 02-LVB-PPL-22113 | 480 V CIRCUIT BREACKER
UNIT 2 TURB CTRL PKG SAFETY SHWR 120 VAC MAIN | 00-PWS-JBX-06 | 02-LVB-PPL-22113, BR11SW turbine deck |  | 02-LVB-PPL-22113 | 480 V CIRCUIT BREACKER
UNIT 2 IPBD VTSC MAIN PWR 208VAC | 02-IPB-CPL-03 | 02-LVB-PPL-22113, BR12/14/16SW turbine deck | Control Power Feed | 02-LVB-PPL-22113 | 480 V CIRCUIT BREACKER
UNIT 2 CALCITE FILTER CO2 INJECT MODULE CTRL PNL | 02-DWS-CPL-07 | 02-LVB-PPL-22113, BR13SW turbine deck | Control Power Feed | 02-LVB-PPL-22113 | 480 V CIRCUIT BREACKER
UNIT 1 GCB PLATFORM LIGHTS | 02-3301-M1 | 02-LVB-PPL-22113, BR15SW turbine deck |  | 02-LVB-PPL-22113 | 480 V CIRCUIT BREACKER
UNIT 2 IPBD DCT/UAT DSW HTRS 208VAC | 02-IPB-CPL-02 | 02-LVB-PPL-22113, BR18/20/22SW turbine deck | Control Power Feed | 02-LVB-PPL-22113 | 480 V CIRCUIT BREACKER
UNIT 2 TURBINE BLDG WEST WALL INTAKE LOUVER 77 | 02-HVC-LVR-77 | 02-LVB-PPL-22113, BR23SW turbine deck |  | 02-LVB-PPL-22113 | 480 V CIRCUIT BREACKER
UNIT 2 TURBINE BLDG WEST WALL INTAKE LOUVER 74 | 02-HVC-LVR-74 | 02-LVB-PPL-22113, BR24SW turbine deck |  | 02-LVB-PPL-22113 | 480 V CIRCUIT BREACKER
UNIT 2 TURBINE BLDG GAS HEATER FAN 51 120 VAC | 02-HVC-HTR-51 | 02-LVB-PPL-22113, BR25SW turbine deck | Heater | 02-LVB-PPL-22113 | 480 V CIRCUIT BREACKER
UNIT 2 TURBINE BLDG GAS HEATER FAN 61 120 VAC | 02-HVC-HTR-61 | 02-LVB-PPL-22113, BR26SW turbine deck | Heater | 02-LVB-PPL-22113 | 480 V CIRCUIT BREACKER
UNIT 2 TURBINE BLDG GAS HEATER FAN 52 120 VAC | 02-HVC-HTR-52 | 02-LVB-PPL-22113, BR27SW turbine deck | Heater | 02-LVB-PPL-22113 | 480 V CIRCUIT BREACKER
UNIT 2 TURBINE BLDG GAS HEATER FAN 62 120 VAC | 02-HVC-HTR-62 | 02-LVB-PPL-22113, BR28SW turbine deck | Heater | 02-LVB-PPL-22113 | 480 V CIRCUIT BREACKER
UNIT 2 TURBINE BLDG GAS HEATER FAN 53 120 VAC | 02-HVC-HTR-53 | 02-LVB-PPL-22113, BR29SW turbine deck | Heater | 02-LVB-PPL-22113 | 480 V CIRCUIT BREACKER
UNIT 2 TURBINE BLDG GAS HEATER FAN 63 120 VAC | 02-HVC-HTR-63 | 02-LVB-PPL-22113, BR30SW turbine deck | Heater | 02-LVB-PPL-22113 | 480 V CIRCUIT BREACKER
UNIT 2 TURBINE BLDG EMERGENCY LIGHTING | 02-4001-E2 | 02-LVB-PPL-22113, BR31SW turbine deck |  | 02-LVB-PPL-22113 | 480 V CIRCUIT BREACKER
UNIT 2 TURBINE BLDG EMERGENCY LIGHTING | 02-4101-E5 | 02-LVB-PPL-22113, BR32SW turbine deck |  | 02-LVB-PPL-22113 | 480 V CIRCUIT BREACKER
5 TON HVAC #4 |  | 02-LVB-PPL-2212, BR 1 Inside HRSG SWG enclosure |  | 02-LVB-PPL-2212 | 480 V CIRCUIT BREACKER
5 TON HVAC #5 |  | 02-LVB-PPL-2212, BR 2 Inside HRSG SWG enclosure |  | 02-LVB-PPL-2212 | 480 V CIRCUIT BREACKER
5 TON HVAC #6 |  | 02-LVB-PPL-2212, BR 3 Inside HRSG SWG enclosure |  | 02-LVB-PPL-2212 | 480 V CIRCUIT BREACKER
UNIT 2 CEMS DSW 02 480 VAC | 02-CEM-DSW-02 | 02-LVB-PPL-2212, BR 13 Inside HRSG SWG enclosure |  | 02-LVB-PPL-2212 | 480 V CIRCUIT BREACKER
HRSG 2 HP BD MAINFOLD DRN MAIN PWR FEED | 02-MOV-HBD941 | 02-LVB-PPL-2212, BR 8 Inside HRSG SWG enclosure | Motor Operated Valve | 02-LVB-PPL-2212 | 480 V CIRCUIT BREACKER
HRSG 2 IP BD MAINFOLD DRN MAIN PWR FEED | 02-MOV-HBD942 | 02-LVB-PPL-2212, BR 9 Inside HRSG SWG enclosure | Motor Operated Valve | 02-LVB-PPL-2212 | 480 V CIRCUIT BREACKER
HRSG 2 REHEAT ATTEMP INLET SHUTOFF VLV FEED | 02-MOV-HRS912 | 02-LVB-PPL-2212, BR 6 Inside HRSG SWG enclosure | Motor Operated Valve | 02-LVB-PPL-2212 | 480 V CIRCUIT BREACKER
HRSG 2 HP ATTEMP COOLING WATER SHUTOFF VLV | 02-MOV-HRS914 | 02-LVB-PPL-2212, BR 5 Inside HRSG SWG enclosure | Motor Operated Valve | 02-LVB-PPL-2212 | 480 V CIRCUIT BREACKER
HRSG 2 REHEAT DRN MOV MAIN PWR FEED | 02-MOV-HRS914 | 02-LVB-PPL-2212, BR 7 Inside HRSG SWG enclosure | Motor Operated Valve | 02-LVB-PPL-2212 | 480 V CIRCUIT BREACKER
UNIT 2 BFP A SOUND ENCLOSURE HEATER PWR FEED | 02-BFW-PNL-01A | 02-LVB-PPL-2213, BR 1 Outside HRSG SWG enclosure |  | 02-LVB-PPL-2213 | 480 V CIRCUIT BREACKER
UNIT 2 BFP B SOUND ENCLOSURE HEATER PWR FEED | 02-BFW-PNL-01B | 02-LVB-PPL-2213, BR 2 Outside HRSG SWG enclosure |  | 02-LVB-PPL-2213 | 480 V CIRCUIT BREACKER
HRSG 2 GRADE W 480VAC PANELBOARD 2 MAIN FEED | 02-LVB-PPL-22131 | 02-LVB-PPL-2213, BR 10 Outside HRSG SWG enclosure | Power Panel | 02-LVB-PPL-2213 | 480 V CIRCUIT BREACKER
UNIT 2 ACHE AREA WELDING RECEPT | 02-LVB-RCP-02 | 02-LVB-PPL-2213, BR 11 Outside HRSG SWG enclosure |  | 02-LVB-PPL-2213 | 480 V CIRCUIT BREACKER
UNIT 2 HRSG STACK HOIST PWR FEED | 02-HRG-HST-01 | 02-LVB-PPL-2213, BR 13 Outside HRSG SWG enclosure |  | 02-LVB-PPL-2213 | 480 V CIRCUIT BREACKER
UNIT 2 BFW PUMP 01B HOIST 480VAC PWR FEED | 02-BFW-HST-01B | 02-LVB-PPL-2213, BR 14 Outside HRSG SWG enclosure |  | 02-LVB-PPL-2213 | 480 V CIRCUIT BREACKER
UNIT 2 HP STEAM BYPASS VALVE HOIST PWR FEED | 02-HPS-HST-01 | 02-LVB-PPL-2213, BR 15 Outside HRSG SWG enclosure |  | 02-LVB-PPL-2213 | 480 V CIRCUIT BREACKER
PIPERACK 2 WELDING RECEPT 9 480VAC | 02-LVB-RCP-09 | 02-LVB-PPL-2213, BR 16 Outside HRSG SWG enclosure |  | 02-LVB-PPL-2213 | 480 V CIRCUIT BREACKER
UNIT 2 BFW PUMP 01A HOIST 480VAC PWR FEED | 02-BFW-HST-01A | 02-LVB-PPL-2213, BR 17 Outside HRSG SWG enclosure |  | 02-LVB-PPL-2213 | 480 V CIRCUIT BREACKER
PIPERACK 2 WELDING RECEPT 11 480VAC | 02-LVB-RCP-11 | 02-LVB-PPL-2213, BR 18 Outside HRSG SWG enclosure |  | 02-LVB-PPL-2213 | 480 V CIRCUIT BREACKER
PIPERACK 2 WELDING RECEPT 10 480VAC | 02-LVB-RCP-10 | 02-LVB-PPL-2213, BR 19 Outside HRSG SWG enclosure |  | 02-LVB-PPL-2213 | 480 V CIRCUIT BREACKER
PIPERACK 2 WELDING RECEPT 13 480VAC | 02-LVB-RCP-13 | 02-LVB-PPL-2213, BR 20 Outside HRSG SWG enclosure |  | 02-LVB-PPL-2213 | 480 V CIRCUIT BREACKER
PIPERACK 2 WELDING RECEPT 12 480VAC | 02-LVB-RCP-12 | 02-LVB-PPL-2213, BR 21 Outside HRSG SWG enclosure |  | 02-LVB-PPL-2213 | 480 V CIRCUIT BREACKER
HRSG 2 HP INTERMITTENT BLOWDOWN STOP FEED | 02-MOV-HHS909 | 02-LVB-PPL-2213, BR 7 Outside HRSG SWG enclosure | Motor Operated Valve | 02-LVB-PPL-2213 | 480 V CIRCUIT BREACKER
HRSG 2 HP INTERMITTENT BLOWDOWN STOP FEED | 02-MOV-HHS912 | 02-LVB-PPL-2213, BR 9 Outside HRSG SWG enclosure | Motor Operated Valve | 02-LVB-PPL-2213 | 480 V CIRCUIT BREACKER
HRSG 2 IP STEAM OUTLET MOV MAIN PWR FEED | 02-MOV-HIS902 | 02-LVB-PPL-2213, BR 3 Outside HRSG SWG enclosure | Motor Operated Valve | 02-LVB-PPL-2213 | 480 V CIRCUIT BREACKER
HRSG 2 IP FEEDWATER FGH STOP VLV MAIN PWR FEED | 02-MOV-HIS904 | 02-LVB-PPL-2213, BR 5 Outside HRSG SWG enclosure | Motor Operated Valve | 02-LVB-PPL-2213 | 480 V CIRCUIT BREACKER
HRSG 2 IP CONT BLOWDOWN STOP MAIN PWR FEED | 02-MOV-HIS905 | 02-LVB-PPL-2213, BR 6 Outside HRSG SWG enclosure | Motor Operated Valve | 02-LVB-PPL-2213 | 480 V CIRCUIT BREACKER
HRSG 2 IP STEAM STOP MAIN PWR FEED | 02-MOV-HIS908 | 02-LVB-PPL-2213, BR 8 Outside HRSG SWG enclosure | Motor Operated Valve | 02-LVB-PPL-2213 | 480 V CIRCUIT BREACKER
HRSG 2 IP SH MOV VENT VLV 480 VAC | 02-MOV-HIS946 | 02-LVB-PPL-2213, BR 12 Outside HRSG SWG enclosure | Motor Operated Valve | 02-LVB-PPL-2213 | 480 V CIRCUIT BREACKER
HRSG 2 LP FEEDWATER INLET STOP MAIN PWR FEED | 02-MOV-HLS931 | 02-LVB-PPL-2213, BR 4 Outside HRSG SWG enclosure | Motor Operated Valve | 02-LVB-PPL-2213 | 480 V CIRCUIT BREACKER
HRSG 2 BFW LOL HTR A 480VAC | 02-BFW-HTR-02A | 02-LVB-PPL-22131, BR4Outside HRSG SWG enclosure | Heater | 02-LVB-PPL-22131 | 480 V CIRCUIT BREACKER
HRSG 2 BFW LOL HTR B 480VAC | 02-BFW-HTR-02B | 02-LVB-PPL-22131, BR14Outside HRSG SWG enclosure | Heater | 02-LVB-PPL-22131 | 480 V CIRCUIT BREACKER
HRSG 2 HP SPARGING STEAM MOV MAIN PWR FEED | 02-MOV-HHS904 | 02-LVB-PPL-22131, BR11Outside HRSG SWG enclosure | Motor Operated Valve | 02-LVB-PPL-22131 | 480 V CIRCUIT BREACKER
HRSG 2 ATTEMP DRN POT STOP MOV MAIN PWR FEED | 02-MOV-HHS911 | 02-LVB-PPL-22131, BR13Outside HRSG SWG enclosure | Motor Operated Valve | 02-LVB-PPL-22131 | 480 V CIRCUIT BREACKER
HRSG 2 HP ECON VENT MAIN PWR FEED | 02-MOV-HHS942 | 02-LVB-PPL-22131, BR9Outside HRSG SWG enclosure | Motor Operated Valve | 02-LVB-PPL-22131 | 480 V CIRCUIT BREACKER
HRSG 2 HP CASCADING BLOWDOWN ISOLATION FEED | 02-MOV-HHS943 | 02-LVB-PPL-22131, BR10Outside HRSG SWG enclosure | Motor Operated Valve | 02-LVB-PPL-22131 | 480 V CIRCUIT BREACKER
HRSG 2 IP SPARGING STEAM STOP MAIN PWR FEED | 02-MOV-HIS909 | 02-LVB-PPL-22131, BR5Outside HRSG SWG enclosure | Motor Operated Valve | 02-LVB-PPL-22131 | 480 V CIRCUIT BREACKER
HRSG 2 IP INTERMITTENT BLOWDOWN STOP FEED | 02-MOV-HIS916 | 02-LVB-PPL-22131, BR6Outside HRSG SWG enclosure | Motor Operated Valve | 02-LVB-PPL-22131 | 480 V CIRCUIT BREACKER
HRSG 2 IP INTERMITTENT BLOWDOWN STOP FEED | 02-MOV-HIS917 | 02-LVB-PPL-22131, BR8Outside HRSG SWG enclosure | Motor Operated Valve | 02-LVB-PPL-22131 | 480 V CIRCUIT BREACKER
HRSG 2 IP ECON VENT STOP MAIN PWR FEED | 02-MOV-HIS943 | 02-LVB-PPL-22131, BR12Outside HRSG SWG enclosure | Motor Operated Valve | 02-LVB-PPL-22131 | 480 V CIRCUIT BREACKER
HRSG 2 LP ECON VENT MAIN PWR FEED | 02-MOV-HLS907 | 02-LVB-PPL-22131, BR7Outside HRSG SWG enclosure | Motor Operated Valve | 02-LVB-PPL-22131 | 480 V CIRCUIT BREACKER
SDR CPL LIFT STATION FEED B 480VAC | 00-SDR-CPL-01 | 02-LVB-PPL-2214, BR 1 NE corner of RO bldg | Control Power Feed | 02-LVB-PPL-2214 | 480 V CIRCUIT BREACKER
WT DRAINS SUMP PMP CPL FEED B 480VAC | 00-DWT-CPL-01 | 02-LVB-PPL-2214, BR 2 NE corner of RO bldg | Control Power Feed | 02-LVB-PPL-2214 | 480 V CIRCUIT BREACKER
DWS CPL PWR FEED | 00-DWS-CPL-01 | 02-LVB-PPL-2214, BR 3 NE corner of RO bldg | Control Power Feed | 02-LVB-PPL-2214 | 480 V CIRCUIT BREACKER
ADMN BLDG 480-208/120VAC XFR | 02-LVB-PPL-22141 | 02-LVB-PPL-2214, BR 5 NE corner of RO bldg | Power Panel | 02-LVB-PPL-2214 | 480 V CIRCUIT BREACKER
ADMIN BLDG WELDING RECEPT | 00-LVB-RCP-01 | 02-LVB-PPL-2214, BR 7 NE corner of RO bldg |  | 02-LVB-PPL-2214 | 480 V CIRCUIT BREACKER
UNIT 2 TURBINE BLDG ROOF EXH FAN DSW 59 480V | 02-HVC-DSW-59 | 02-LVB-PPL-2215, BR1NE corner turbine bldg |  | 02-LVB-PPL-2215 | 480 V CIRCUIT BREACKER
UNIT 2 TURBINE BLDG ROOF EXH FAN DSW 60 480V | 02-HVC-DSW-60 | 02-LVB-PPL-2215, BR2NE corner turbine bldg |  | 02-LVB-PPL-2215 | 480 V CIRCUIT BREACKER
UNIT 2 TURBINE BLDG ROOF EXH FAN DSW 61 480V | 02-HVC-DSW-61 | 02-LVB-PPL-2215, BR3NE corner turbine bldg |  | 02-LVB-PPL-2215 | 480 V CIRCUIT BREACKER
UNIT 2 TURBINE BLDG ROOF EXH FAN DSW 62 480V | 02-HVC-DSW-62 | 02-LVB-PPL-2215, BR4NE corner turbine bldg |  | 02-LVB-PPL-2215 | 480 V CIRCUIT BREACKER
UNIT 2 TURBINE BLDG ROOF EXH FAN DSW 63 480V | 02-HVC-DSW-63 | 02-LVB-PPL-2215, BR5NE corner turbine bldg |  | 02-LVB-PPL-2215 | 480 V CIRCUIT BREACKER
UNIT 2 TURBINE BLDG ROOF EXH FAN DSW 64 480V | 02-HVC-DSW-64 | 02-LVB-PPL-2215, BR6NE corner turbine bldg |  | 02-LVB-PPL-2215 | 480 V CIRCUIT BREACKER
UNIT 2 TURBINE BLDG ROOF EXH FAN DSW 65 480V | 02-HVC-DSW-65 | 02-LVB-PPL-2215, BR7NE corner turbine bldg |  | 02-LVB-PPL-2215 | 480 V CIRCUIT BREACKER
UNIT 2 TURBINE BLDG ROOF EXH FAN DSW 66 480V | 02-HVC-DSW-66 | 02-LVB-PPL-2215, BR8NE corner turbine bldg |  | 02-LVB-PPL-2215 | 480 V CIRCUIT BREACKER
UNIT 2 TURBINE BLDG AHU 53 DSW 480 VAC | 02-HVC-DSW-69 | 02-LVB-PPL-2215, BR9NE corner turbine bldg |  | 02-LVB-PPL-2215 | 480 V CIRCUIT BREACKER
UNIT 2 TURBINE BLDG AHU 68 DSW 480 VAC | 02-HVC-DSW-68 | 02-LVB-PPL-2215, BR10NE corner turbine bldg |  | 02-LVB-PPL-2215 | 480 V CIRCUIT BREACKER
UNIT 2 TURBINE BLDG ROLL UP DOOR 2 480 VAC | 02-HVC-DOR-02 | 02-LVB-PPL-2215, BR11NE corner turbine bldg |  | 02-LVB-PPL-2215 | 480 V CIRCUIT BREACKER
SWYD PPL 2 480VAC MAIN | 02-LVB-PPL-2711 | MVB, 02-LVB-SWB-271, BR 2 | Power Panel | 02-LVB-SWB-271 | 480 V CIRCUIT BREACKER
UPS SYSTEM UNIT 02 | 02-LVF-UPS-01 | MVB, 02-LVB-SWB-271, BR 4 |  | 02-LVB-SWB-271 | 480 V CIRCUIT BREACKER
UNIT 2 GSU CTRL PNL 480 VAC PWR MAIN 1 | 02-GSU-CPL-01 | MVB, 02-LVB-SWB-271, BR 6 | Control Power Feed | 02-LVB-SWB-271 | 480 V CIRCUIT BREACKER
10 TON HVAC UNIT - MAIN ROOM HVAC #6 |  | MVB, 02-LVB-SWB-271, BR 8 |  | 02-LVB-SWB-271 | 480 V CIRCUIT BREACKER
WELDING RECEPTACLE #3 |  | MVB, 02-LVB-SWB-271, BR 10 |  | 02-LVB-SWB-271 | 480 V CIRCUIT BREACKER
WELDING RECEPTACLE #4 |  | MVB, 02-LVB-SWB-271, BR 12 |  | 02-LVB-SWB-271 | 480 V CIRCUIT BREACKER
UNIT 2 125VDC BATTERY CHARGER A | 02-LVE-CHG-01A | MVB, 02-LVB-SWB-271, BR 16 |  | 02-LVB-SWB-271 | 480 V CIRCUIT BREACKER
UPS BYPASS TRANSFORMER | 00-LVF-XFR-01 | MVB, 02-LVB-SWB-271, BR 3 | Transformer | 02-LVB-SWB-271 | 480 V CIRCUIT BREACKER
UNIT 1 GSU CTRL PNL 480 VAC PWR MAIN 2 | 01-GSU-CPL-01 | MVB, 02-LVB-SWB-271, BR 7 | Control Power Feed | 02-LVB-SWB-271 | 480 V CIRCUIT BREACKER
10 TON HVAC UNIT - MAIN ROOM HVAC #8 |  | MVB, 02-LVB-SWB-271, BR 9 |  | 02-LVB-SWB-271 | 480 V CIRCUIT BREACKER
10 TON HVAC UNIT - MAIN ROOM HVAC #10 |  | MVB, 02-LVB-SWB-271, BR 11 |  | 02-LVB-SWB-271 | 480 V CIRCUIT BREACKER
UNIT 1 125VDC BATTERY CHARGER B (MVB) | 01-LVE-CHG-01B | MVB, 02-LVB-SWB-271, BR 15 |  | 02-LVB-SWB-271 | 480 V CIRCUIT BREACKER
MV PDC XFMR 2 480-120/208VAC | 02-LVB-XFR-2712 | MVB, 02-LVB-SWB-271, BR 17 | Transformer | 02-LVB-SWB-271 | 480 V CIRCUIT BREACKER
UNIT 2 GEN EXCIT PKG AUX PWR SPLY 480 VAC | 02MKC01GP101 | MVB, 02-LVB-SWB-271, BR 25 |  | 02-LVB-SWB-271 | 480 V CIRCUIT BREACKER
INA ADY A PWR FEED | 00-INA-CPL-02A | MVB, 02-LVB-SWB-271, BR 29 | Control Power Feed | 02-LVB-SWB-271 | 480 V CIRCUIT BREACKER
ROADWAY LIGHTS SOUTHEAST SECTION 480VAC | 02-LTG-CNT-2711 | MVB, 02-LVB-SWB-271, BR 33 |  | 02-LVB-SWB-271 | 480 V CIRCUIT BREACKER
ROADWAY LIGHTS NORTH SECTION 480VAC | 02-LTG-CNT-2711 | MVB, 02-LVB-SWB-271, BR 35 |  | 02-LVB-SWB-271 | 480 V CIRCUIT BREACKER
UNIT 2 GT SFC PKG AUX PWR SPLY 480 VAC | 02MKE01GP101 | MVB, 02-LVB-SWB-271, BR 37 |  | 02-LVB-SWB-271 | 480 V CIRCUIT BREACKER
UNIT 2 UAT AREA WELDING RECEPT | 02-LVB-RCP-03 | MVB, 02-LVB-SWB-271, BR 43 |  | 02-LVB-SWB-271 | 480 V CIRCUIT BREACKER
UNIT 2 TURBINE BLDG WELDING RECEPT | 02-LVB-RCP-01 | MVB, 02-LVB-SWB-271, BR 45 |  | 02-LVB-SWB-271 | 480 V CIRCUIT BREACKER
10kW ROOM HEATER #4 |  | MVB, 02-LVB-SWB-271, BR 47 |  | 02-LVB-SWB-271 | 480 V CIRCUIT BREACKER
10kW ROOM HEATER #6 |  | MVB, 02-LVB-SWB-271, BR 49 |  | 02-LVB-SWB-271 | 480 V CIRCUIT BREACKER
5 TON HVAC - BATTERY ROOM UNIT #2 |  | MVB, 02-LVB-SWB-271, BR 51 |  | 02-LVB-SWB-271 | 480 V CIRCUIT BREACKER
UAT 1 CTRL PNL 480 VAC PWR MAIN 2 | 00-UAT-CPL-01 | MVB, 02-LVB-SWB-271, BR 53 | Control Power Feed | 02-LVB-SWB-271 | 480 V CIRCUIT BREACKER
UAT 2 CTRL PNL 480 VAC PWR MAIN 1 | 00-UAT-CPL-02 | MVB, 02-LVB-SWB-271, BR 55 | Control Power Feed | 02-LVB-SWB-271 | 480 V CIRCUIT BREACKER
UNIT 2 GCB CPL MAIN 480 VAC | 02-GEN-CPL-01 | MVB, 02-LVB-SWB-271, BR 57 | Control Power Feed | 02-LVB-SWB-271 | 480 V CIRCUIT BREACKER
WAREHOUSE BUILDING LOAD BKR | 02-LVB-DSW-2713 | MVB, 02-LVB-SWB-271, BR 26 |  | 02-LVB-SWB-271 | 480 V CIRCUIT BREACKER
AIR DRYER B PWR FEED | 00-INA-CPL-02B | MVB, 02-LVB-SWB-271, BR 30 | Control Power Feed | 02-LVB-SWB-271 | 480 V CIRCUIT BREACKER
ROADWAY LIGHTS SOUTHWEST SECTION 480VAC | 02-LTG-CNT-2711 | MVB, 02-LVB-SWB-271, BR 36 |  | 02-LVB-SWB-271 | 480 V CIRCUIT BREACKER
10kW ROOM HEATER #5 |  | MVB, 02-LVB-SWB-271, BR 48 |  | 02-LVB-SWB-271 | 480 V CIRCUIT BREACKER
5 TON HVAC - BATTERY ROOM UNIT #4 |  | MVB, 02-LVB-SWB-271, BR 52 |  | 02-LVB-SWB-271 | 480 V CIRCUIT BREACKER
SAT 11 CTRL PNL 480 VAC PWR MAIN 2 | 00-SAT-CPL-11 | MVB, 02-LVB-SWB-271, BR 54 | Control Power Feed | 02-LVB-SWB-271 | 480 V CIRCUIT BREACKER
SAT 21 CTRL PNL 480 VAC PWR MAIN 1 | 00-SAT-CPL-21 | MVB, 02-LVB-SWB-271, BR 56 | Control Power Feed | 02-LVB-SWB-271 | 480 V CIRCUIT BREACKER
U2 BOP ESS SWITCHBOARD | 02-LVB-SWB-271 | MV BLDG, 02-LVB-SWG-27, CUBICLE07A |  | 02-LVB-SWG-27 | 480 V RACK OUT BREAKER
U2 MHI MCC | 02BFJ01 | MV BLDG, 02-LVB-SWG-27, CUBICLE08D |  | 02-LVB-SWG-27 | 480 V RACK OUT BREAKER
U1 MHI ESS MCC | 01BMC01 | MV BLDG, 02-LVB-SWG-27, CUBICLE07B |  | 02-LVB-SWG-27 | 480 V RACK OUT BREAKER
U2 MHI ESS MCC | 02BMC01 | MV BLDG, 02-LVB-SWG-27, CUBICLE08A |  | 02-LVB-SWG-27 | 480 V RACK OUT BREAKER
EDG TO SWG-27 | 00-GEN-NSB-01 | MV BLDG, 02-LVB-SWG-27, CUBICLE06A |  | 02-LVB-SWG-27 | 480 V RACK OUT BREAKER
INTERIOR LIGHTING |  | 02-LVD-PPL-1211, BR 1 Inside HRSG SWG enclosure |  | 02-LVD-PPL-1211 | 208/120VAC CIRCUIT BREAKER
EXTERIOR GFCI RECEPTACLES |  | 02-LVD-PPL-1211, BR 2 Inside HRSG SWG enclosure |  | 02-LVD-PPL-1211 | 208/120VAC CIRCUIT BREAKER
INTERIOR GFCI RECEPTACLES |  | 02-LVD-PPL-1211, BR 3 Inside HRSG SWG enclosure |  | 02-LVD-PPL-1211 | 208/120VAC CIRCUIT BREAKER
EXTERIOR LIGHTS HRSG ENCLOSURE 120VAC | 02-LTG-CNT-12111 | 02-LVD-PPL-1211, BR 4 Inside HRSG SWG enclosure |  | 02-LVD-PPL-1211 | 208/120VAC CIRCUIT BREAKER
MCC-121 SECTION HEATER SUPPLY #1 |  | 02-LVD-PPL-1211, BR 5 Inside HRSG SWG enclosure |  | 02-LVD-PPL-1211 | 208/120VAC CIRCUIT BREAKER
LIGHTING CONTACTOR 1 120VAC | 02-LTG-CNT-12111 | 02-LVD-PPL-1211, BR 6 Inside HRSG SWG enclosure |  | 02-LVD-PPL-1211 | 208/120VAC CIRCUIT BREAKER
MCC-221 SECTION HEATER SUPPLY #1 |  | 02-LVD-PPL-1211, BR 7 Inside HRSG SWG enclosure |  | 02-LVD-PPL-1211 | 208/120VAC CIRCUIT BREAKER
NSBD - 12 SPACE HEATER SUPPLY |  | 02-LVD-PPL-1211, BR 8 Inside HRSG SWG enclosure |  | 02-LVD-PPL-1211 | 208/120VAC CIRCUIT BREAKER
LV SWGR - 12/22 SECTION HEATER SUPPLY |  | 02-LVD-PPL-1211, BR 9 Inside HRSG SWG enclosure |  | 02-LVD-PPL-1211 | 208/120VAC CIRCUIT BREAKER
NSBD - 22 SPACE HEATER SUPPLY |  | 02-LVD-PPL-1211, BR 10 Inside HRSG SWG enclosure |  | 02-LVD-PPL-1211 | 208/120VAC CIRCUIT BREAKER
MCC-121 MSH BUS SUPPLY |  | 02-LVD-PPL-1211, BR 11 Inside HRSG SWG enclosure |  | 02-LVD-PPL-1211 | 208/120VAC CIRCUIT BREAKER
VIBRATION CAB UTILITY |  | 02-LVD-PPL-1211, BR 12 Inside HRSG SWG enclosure |  | 02-LVD-PPL-1211 | 208/120VAC CIRCUIT BREAKER
MCC-221 MSH BUS SUPPLY |  | 02-LVD-PPL-1211, BR 13 Inside HRSG SWG enclosure |  | 02-LVD-PPL-1211 | 208/120VAC CIRCUIT BREAKER
MCC-221 SECTION HEATER SUPPLY #2 |  | 02-LVD-PPL-1211, BR 14 Inside HRSG SWG enclosure |  | 02-LVD-PPL-1211 | 208/120VAC CIRCUIT BREAKER
NTW DCS CAB 80 UTILITY |  | 02-LVD-PPL-1211, BR 15 Inside HRSG SWG enclosure |  | 02-LVD-PPL-1211 | 208/120VAC CIRCUIT BREAKER
PRESSURIZATION MODULE POWER SUPPLY |  | 02-LVD-PPL-1211, BR 16 Inside HRSG SWG enclosure |  | 02-LVD-PPL-1211 | 208/120VAC CIRCUIT BREAKER
NTW DCS CAB 90 UTILITY |  | 02-LVD-PPL-1211, BR 17 Inside HRSG SWG enclosure |  | 02-LVD-PPL-1211 | 208/120VAC CIRCUIT BREAKER
HVAC#2 PRESSURIZATION POWER SUPPLY |  | 02-LVD-PPL-1211, BR 18 Inside HRSG SWG enclosure |  | 02-LVD-PPL-1211 | 208/120VAC CIRCUIT BREAKER
MCC-121 SECTION HEATER SUPPLY #2 |  | 02-LVD-PPL-1211, BR 19 Inside HRSG SWG enclosure |  | 02-LVD-PPL-1211 | 208/120VAC CIRCUIT BREAKER
HVAC#4 PRESSURIZATION POWER SUPPLY |  | 02-LVD-PPL-1211, BR 20 Inside HRSG SWG enclosure |  | 02-LVD-PPL-1211 | 208/120VAC CIRCUIT BREAKER
HVAC#1 PRESSURIZATION POWER SUPPLY |  | 02-LVD-PPL-1211, BR 21 Inside HRSG SWG enclosure |  | 02-LVD-PPL-1211 | 208/120VAC CIRCUIT BREAKER
HVAC#6 PRESSURIZATION POWER SUPPLY |  | 02-LVD-PPL-1211, BR 22 Inside HRSG SWG enclosure |  | 02-LVD-PPL-1211 | 208/120VAC CIRCUIT BREAKER
HVAC#3 PRESSURIZATION POWER SUPPLY |  | 02-LVD-PPL-1211, BR 23 Inside HRSG SWG enclosure |  | 02-LVD-PPL-1211 | 208/120VAC CIRCUIT BREAKER
HVAC#5 PRESSURIZATION POWER SUPPLY |  | 02-LVD-PPL-1211, BR 25 Inside HRSG SWG enclosure |  | 02-LVD-PPL-1211 | 208/120VAC CIRCUIT BREAKER
UNIT 2 PIPE RACK GROUND LEVEL LIGHTS 208VAC | 02-LTG-CNT-12111 | 02-LVD-PPL-1211, BR 30/32 Inside HRSG SWG enclosure |  | 02-LVD-PPL-1211 | 208/120VAC CIRCUIT BREAKER
UNIT 2 PIPE RACK GROUND LEVEL LIGHTS 208VAC | 02-LTG-CNT-12111 | 02-LVD-PPL-1211, BR 31/33 Inside HRSG SWG enclosure |  | 02-LVD-PPL-1211 | 208/120VAC CIRCUIT BREAKER
UNIT 2 ACHE & COMPR. AREA GRND LVL LTS 208VAC | 02-LTG-CNT-12111 | 02-LVD-PPL-1211, BR 34/36 Inside HRSG SWG enclosure |  | 02-LVD-PPL-1211 | 208/120VAC CIRCUIT BREAKER
UNIT 2 HRSG AREA GROUND LEVEL LIGHTS 208VAC | 02-LTG-CNT-12111 | 02-LVD-PPL-1211, BR 35/37 Inside HRSG SWG enclosure |  | 02-LVD-PPL-1211 | 208/120VAC CIRCUIT BREAKER
AUX BOILER BLDG. EXT.& STACK LIGHTS & 208VAC | 02-LTG-CNT-12111 | 02-LVD-PPL-1211, BR 38/40 Inside HRSG SWG enclosure |  | 02-LVD-PPL-1211 | 208/120VAC CIRCUIT BREAKER
HRSG 2 HP DRUM ENCLOSURE HTR PWR FEED 208VAC | 02-HRG-HTR-01 | 02-LVD-PPL-12121, BR 14/16/18 Top of HRSG HP drum | Heater | 02-LVD-PPL-12121 | 208/120VAC CIRCUIT BREAKER
HRSG 2 HP DRUM ENCL FAN/LOUVER/THRMSTT FEED | 02-HRG-ENC-02 | 02-LVD-PPL-12121, BR 19 Top of HRSG HP drum |  | 02-LVD-PPL-12121 | 208/120VAC CIRCUIT BREAKER
HRSG 2 IP LP DRUM ENCLOSURE HTR PWR FEED 208V | 02-HRG-HTR-02 | 02-LVD-PPL-12121, BR 20/22/24 Top of HRSG HP drum | Heater | 02-LVD-PPL-12121 | 208/120VAC CIRCUIT BREAKER
HRSG 2 IP/LP DRM ENCL FAN/LOUVER/THRMSTT FEED | 02-HRG-ENC-03 | 02-LVD-PPL-12121, BR 21 Top of HRSG HP drum |  | 02-LVD-PPL-12121 | 208/120VAC CIRCUIT BREAKER
HRSG 2 HP DRUM LVL GAUGE PWR FEED | 02-LG-HHS905A | 02-LVD-PPL-12121, BR 26 Top of HRSG HP drum |  | 02-LVD-PPL-12121 | 208/120VAC CIRCUIT BREAKER
CONVENIENCE RECPTS HRSG 2 PLATFORMS | 02-0301-R1 | 02-LVD-PPL-12121, BR 29 Top of HRSG HP drum |  | 02-LVD-PPL-12121 | 208/120VAC CIRCUIT BREAKER
HRSG 2 UPPER DECK/STAIRTOWER/STACK LIGHTS 1 | 02-LTG-CNT-12121 | 02-LVD-PPL-12121, BR 30/32 Top of HRSG HP drum |  | 02-LVD-PPL-12121 | 208/120VAC CIRCUIT BREAKER
HRSG 2 UPPER DECK/STAIRTOWER/STACK LIGHTS 2 | 02-LTG-CNT-12121 | 02-LVD-PPL-12121, BR 31/33 Top of HRSG HP drum |  | 02-LVD-PPL-12121 | 208/120VAC CIRCUIT BREAKER
UNIT 2 HRSG PLATFORMS LIGHTS 1 208VAC | 02-LTG-CNT-12121 | 02-LVD-PPL-12121, BR 34/36 Top of HRSG HP drum |  | 02-LVD-PPL-12121 | 208/120VAC CIRCUIT BREAKER
UNIT 2 HRSG PLATFORMS LIGHTS 2 208VAC | 02-LTG-CNT-12121 | 02-LVD-PPL-12121, BR 35/37 Top of HRSG HP drum |  | 02-LVD-PPL-12121 | 208/120VAC CIRCUIT BREAKER
ACC 2 LIGHTING CONTACTOR COIL 120VAC | 02-LTG-CNT-12121 | 02-LVD-PPL-12121, BR 42 Top of HRSG HP drum |  | 02-LVD-PPL-12121 | 208/120VAC CIRCUIT BREAKER
AUX BLR 120 VAC PWR | 00-AXS-CPL-01 | 02-LVD-PPL-12151, BR 1 Aux boiler west wall | Control Power Feed | 02-LVD-PPL-12151 | 208/120VAC CIRCUIT BREAKER
LIGHTING CONTACTOR COIL 120VAC | 02-LTG-CNT-12151 | 02-LVD-PPL-12151, BR 2 Aux boiler west wall |  | 02-LVD-PPL-12151 | 208/120VAC CIRCUIT BREAKER
AUX BOILER BUILDING HIGH BAY LIGHTS #1 208VAC | 02-LTG-CNT-12151 | 02-LVD-PPL-12151, BR 3/5 Aux boiler west wall |  | 02-LVD-PPL-12151 | 208/120VAC CIRCUIT BREAKER
AUX BOILER BUILDING HIGH BAY LIGHTS #2 208VAC | 02-LTG-CNT-12151 | 02-LVD-PPL-12151, BR 4/6 Aux boiler west wall |  | 02-LVD-PPL-12151 | 208/120VAC CIRCUIT BREAKER
CONVENIENCE RECPT AUX BOILER BLDG | 00-0601-R1 | 02-LVD-PPL-12151, BR 7 Aux boiler west wall |  | 02-LVD-PPL-12151 | 208/120VAC CIRCUIT BREAKER
AUX BOILER BLDG GAS HEATER FAN 1 120 VAC | 00-HVC-HTR-01 | 02-LVD-PPL-12151, BR 9 Aux boiler west wall | Heater | 02-LVD-PPL-12151 | 208/120VAC CIRCUIT BREAKER
AUX BOILER BLDG GAS HEATER FAN 2 120 VAC | 00-HVC-HTR-02 | 02-LVD-PPL-12151, BR 10 Aux boiler west wall | Heater | 02-LVD-PPL-12151 | 208/120VAC CIRCUIT BREAKER
AUX BOILER BLDG GAS HEATER FAN 3 120 VAC | 00-HVC-HTR-03 | 02-LVD-PPL-12151, BR 11 Aux boiler west wall | Heater | 02-LVD-PPL-12151 | 208/120VAC CIRCUIT BREAKER
AUX BOILER BLDG GAS HEATER FAN 4 120 VAC | 00-HVC-HTR-04 | 02-LVD-PPL-12151, BR 12 Aux boiler west wall | Heater | 02-LVD-PPL-12151 | 208/120VAC CIRCUIT BREAKER
AUX BOILER BLDG GAS HEATER FAN 5 120 VAC | 00-HVC-HTR-05 | 02-LVD-PPL-12151, BR 13 Aux boiler west wall | Heater | 02-LVD-PPL-12151 | 208/120VAC CIRCUIT BREAKER
AUX BOILER BLDG GAS HEATER FAN 6 120 VAC | 00-HVC-HTR-06 | 02-LVD-PPL-12151, BR 14 Aux boiler west wall | Heater | 02-LVD-PPL-12151 | 208/120VAC CIRCUIT BREAKER
AUX BOILER BLDG GAS HEATER FAN 7 120 VAC | 00-HVC-HTR-07 | 02-LVD-PPL-12151, BR 15 Aux boiler west wall | Heater | 02-LVD-PPL-12151 | 208/120VAC CIRCUIT BREAKER
AUX BOILER BLDG GAS HEATER FAN 8 120 VAC | 00-HVC-HTR-08 | 02-LVD-PPL-12151, BR 16 Aux boiler west wall | Heater | 02-LVD-PPL-12151 | 208/120VAC CIRCUIT BREAKER
AUX BOILER WEST WALL INTAKE LOUVER 3 120 VAC | 00-HVC-LVR-03 | 02-LVD-PPL-12151, BR 17 Aux boiler west wall |  | 02-LVD-PPL-12151 | 208/120VAC CIRCUIT BREAKER
AUX BOILER SOUTH WALL INTAKE LOUVER 2 120 VAC | 00-HVC-LVR-02 | 02-LVD-PPL-12151, BR 18 Aux boiler west wall |  | 02-LVD-PPL-12151 | 208/120VAC CIRCUIT BREAKER
AUX BOILER BLDG HVAC CPL 120 VAC | 00-HVC-CPL-01 | 02-LVD-PPL-12151, BR 19 Aux boiler west wall | Control Power Feed | 02-LVD-PPL-12151 | 208/120VAC CIRCUIT BREAKER
AUX BOILER BLDG EMERGENCY LIGHTING | 00-4001-E5 | 02-LVD-PPL-12151, BR 20 Aux boiler west wall |  | 02-LVD-PPL-12151 | 208/120VAC CIRCUIT BREAKER
AUX BLR BLDG & AMMONIA CONT. AREA LOCAL FIRE ALM CPL NODE #6 | 00-FPS-PNL-15 | 02-LVD-PPL-12151, BR 21 Aux boiler west wall |  | 02-LVD-PPL-12151 | 208/120VAC CIRCUIT BREAKER
WTT BLDG MAIN CPL 120VAC | 00-DWT-PNL-01 | 02-LVD-PPL-12181, BR 5 East wall RO bldg |  | 02-LVD-PPL-12181 | 208/120VAC CIRCUIT BREAKER
WTT RO CFD SODIUM BISULFITE 120VAC | 00-DWT-JBX-06 | 02-LVD-PPL-12181, BR 6 East wall RO bldg |  | 02-LVD-PPL-12181 | 208/120VAC CIRCUIT BREAKER
WTT RO CFD ANTI SCALANT 120VAC | 00-DWT-JBX-05 | 02-LVD-PPL-12181, BR 8 East wall RO bldg |  | 02-LVD-PPL-12181 | 208/120VAC CIRCUIT BREAKER
WTT RO CFD CAUSTIC FEED 120VAC | 00-DWT-JBX-07 | 02-LVD-PPL-12181, BR 9 East wall RO bldg |  | 02-LVD-PPL-12181 | 208/120VAC CIRCUIT BREAKER
WTT SWS SODIUM HYPOCHLORITE FEED 120VAC | 00-DWT-JBX-08 | 02-LVD-PPL-12181, BR 10 East wall RO bldg |  | 02-LVD-PPL-12181 | 208/120VAC CIRCUIT BREAKER
CHLORINE ANALYZER SYS 120VAC | 00-AIT-DWT820 | 02-LVD-PPL-12181, BR 12 East wall RO bldg |  | 02-LVD-PPL-12181 | 208/120VAC CIRCUIT BREAKER
WTT BLDG SILICA ANALYZER 120 VAC | 00-DWT-PNL-10 | 02-LVD-PPL-12181, BR 13 East wall RO bldg |  | 02-LVD-PPL-12181 | 208/120VAC CIRCUIT BREAKER
WTT BLDG SODIUM ANALYZER 120 VAC | 00-DWT-PNL-10 | 02-LVD-PPL-12181, BR 15 East wall RO bldg |  | 02-LVD-PPL-12181 | 208/120VAC CIRCUIT BREAKER
LIGHTING CONTACTOR COIL 120VAC | 02-LTG-CNT-12181 | 02-LVD-PPL-12181, BR 29 East wall RO bldg |  | 02-LVD-PPL-12181 | 208/120VAC CIRCUIT BREAKER
CONVENIENCE RECPT AT DEMIN WATER TANK | 00-0801-R1 | 02-LVD-PPL-12181, BR 30 East wall RO bldg |  | 02-LVD-PPL-12181 | 208/120VAC CIRCUIT BREAKER
EXTERIOR LIGHTS DEMIN WATER TANK AREA 208VAC | 02-LTG-CNT-12181 | 02-LVD-PPL-12181, BR 31/33 East wall RO bldg |  | 02-LVD-PPL-12181 | 208/120VAC CIRCUIT BREAKER
EXTERIOR LIGHTS DEMIN WATER TANK AREA 208VAC | 02-LTG-CNT-12181 | 02-LVD-PPL-12181, BR 32/34 East wall RO bldg |  | 02-LVD-PPL-12181 | 208/120VAC CIRCUIT BREAKER
INTERIOR LIGHTING |  | 02-LVD-PPL-1412, BR1ACC MCC enclosure |  | 02-LVD-PPL-1412 | 208/120VAC CIRCUIT BREAKER
INTERIOR GFCI RECEPTACLES |  | 02-LVD-PPL-1412, BR3ACC MCC enclosure |  | 02-LVD-PPL-1412 | 208/120VAC CIRCUIT BREAKER
EXTERIOR GFCI RECEPTACLES |  | 02-LVD-PPL-1412, BR5ACC MCC enclosure |  | 02-LVD-PPL-1412 | 208/120VAC CIRCUIT BREAKER
MCC-141 SECTION HEATER SUPPLY #1 |  | 02-LVD-PPL-1412, BR7ACC MCC enclosure |  | 02-LVD-PPL-1412 | 208/120VAC CIRCUIT BREAKER
MCC-141 SECTION HEATER SUPPLY #2 |  | 02-LVD-PPL-1412, BR9ACC MCC enclosure |  | 02-LVD-PPL-1412 | 208/120VAC CIRCUIT BREAKER
MCC-241 MOTOR SPACE HEATER SUPPLY #1 |  | 02-LVD-PPL-1412, BR11ACC MCC enclosure |  | 02-LVD-PPL-1412 | 208/120VAC CIRCUIT BREAKER
ACC 2 LRVP SEP TNK SEAL WTR HTR 919 120VAC | 02-ARM-HTR-919 | 02-LVD-PPL-1412, BR13ACC MCC enclosure | Heater | 02-LVD-PPL-1412 | 208/120VAC CIRCUIT BREAKER
UNIT 2 ACC FAN GRBX OIL HTR 04B | 02-ACC-HTR-04B | 02-LVD-PPL-1412, BR15ACC MCC enclosure | Heater | 02-LVD-PPL-1412 | 208/120VAC CIRCUIT BREAKER
NTW DCS CAB 20 UTILITY |  | 02-LVD-PPL-1412, BR17ACC MCC enclosure |  | 02-LVD-PPL-1412 | 208/120VAC CIRCUIT BREAKER
HVAC 3 PRESSURIZATION MODULE |  | 02-LVD-PPL-1412, BR21ACC MCC enclosure |  | 02-LVD-PPL-1412 | 208/120VAC CIRCUIT BREAKER
HVAC 5 PRESSURIZATION MODULE |  | 02-LVD-PPL-1412, BR23ACC MCC enclosure |  | 02-LVD-PPL-1412 | 208/120VAC CIRCUIT BREAKER
ACC 2 LRVP SEP TNK SEAL WTR HTR 901 120VAC | 02-ARM-HTR-901 | 02-LVD-PPL-1412, BR25ACC MCC enclosure | Heater | 02-LVD-PPL-1412 | 208/120VAC CIRCUIT BREAKER
ACC 2 LRVP SEP TNK SEAL WTR HTR 888 120VAC | 02-ARM-HTR-888 | 02-LVD-PPL-1412, BR27ACC MCC enclosure | Heater | 02-LVD-PPL-1412 | 208/120VAC CIRCUIT BREAKER
ACC 2 LIGHTING - GROUND LEVEL 208VAC | 02-LTG-CNT-1412 | 02-LVD-PPL-1412, BR31/33ACC MCC enclosure |  | 02-LVD-PPL-1412 | 208/120VAC CIRCUIT BREAKER
ACC 2 LIGHTING - GROUND LEVEL 208VAC | 02-LTG-CNT-1412 | 02-LVD-PPL-1412, BR35/37ACC MCC enclosure |  | 02-LVD-PPL-1412 | 208/120VAC CIRCUIT BREAKER
EXTERIOR LIGHTS ACC ENCLOSURE 120VAC | 02-LTG-CNT-1412 | 02-LVD-PPL-1412, BR2ACC MCC enclosure |  | 02-LVD-PPL-1412 | 208/120VAC CIRCUIT BREAKER
ACC 2 LIGHTING CONTACTOR COIL120VAC | 02-LTG-CNT-1412 | 02-LVD-PPL-1412, BR4ACC MCC enclosure |  | 02-LVD-PPL-1412 | 208/120VAC CIRCUIT BREAKER
MCC-141 MOTOR SPACE HEATER SUPPLY #1 |  | 02-LVD-PPL-1412, BR8ACC MCC enclosure |  | 02-LVD-PPL-1412 | 208/120VAC CIRCUIT BREAKER
MCC-241 SECTION HEATER SUPPLY #1 |  | 02-LVD-PPL-1412, BR10ACC MCC enclosure |  | 02-LVD-PPL-1412 | 208/120VAC CIRCUIT BREAKER
MCC-241 SECTION HEATER SUPPLY #2 |  | 02-LVD-PPL-1412, BR12ACC MCC enclosure |  | 02-LVD-PPL-1412 | 208/120VAC CIRCUIT BREAKER
NON-SEG SPACE HTR MCC-241, M1 | 02-LVB-NSB-24 | 02-LVD-PPL-1412, BR14ACC MCC enclosure |  | 02-LVD-PPL-1412 | 208/120VAC CIRCUIT BREAKER
NON-SEG SPACE HTR MCC-241, M2 | 02-LVB-NSB-24 | 02-LVD-PPL-1412, BR16ACC MCC enclosure |  | 02-LVD-PPL-1412 | 208/120VAC CIRCUIT BREAKER
HVAC 2 PRESSURIZATION MODULE |  | 02-LVD-PPL-1412, BR18ACC MCC enclosure |  | 02-LVD-PPL-1412 | 208/120VAC CIRCUIT BREAKER
UNIT 2 ACC FAN GRBX OIL HTR 04C | 02-ACC-HTR-04C | 02-LVD-PPL-1412, BR20ACC MCC enclosure | Heater | 02-LVD-PPL-1412 | 208/120VAC CIRCUIT BREAKER
ENCLOSURE PRESSURIZATION MODULE |  | 02-LVD-PPL-1412, BR22ACC MCC enclosure |  | 02-LVD-PPL-1412 | 208/120VAC CIRCUIT BREAKER
ACC 2 LRVP SEP TNK SEAL WTR HTR 895 120VAC | 02-ARM-HTR-895 | 02-LVD-PPL-1412, BR24ACC MCC enclosure | Heater | 02-LVD-PPL-1412 | 208/120VAC CIRCUIT BREAKER
ACC 2 LRVP SEP TNK SEAL WTR HTR 911 120VAC | 02-ARM-HTR-911 | 02-LVD-PPL-1412, BR26ACC MCC enclosure | Heater | 02-LVD-PPL-1412 | 208/120VAC CIRCUIT BREAKER
ACC 2 LIGHTING - GROUND LEVEL | 02-LTG-CNT-1412 | 02-LVD-PPL-1412, BR30/32ACC MCC enclosure |  | 02-LVD-PPL-1412 | 208/120VAC CIRCUIT BREAKER
ACC 2 LIGHTING - GROUND LEVEL 208VAC | 02-LTG-CNT-1412 | 02-LVD-PPL-1412, BR34/36ACC MCC enclosure |  | 02-LVD-PPL-1412 | 208/120VAC CIRCUIT BREAKER
CONVENIENCE RECPTS UNIT 2 PIPE RACK | 02-0401-R1 | 02-LVD-PPL-2211, BR2Outside HRSG SWG enclosure |  | 02-LVD-PPL-2211 | 208/120VAC CIRCUIT BREAKER
UNIT 2 CT WASH WTR DRAINS TANK CPL PWR 120VAC | 02-CTP-CPL-01 | 02-LVD-PPL-2211, BR3Outside HRSG SWG enclosure | Control Power Feed | 02-LVD-PPL-2211 | 208/120VAC CIRCUIT BREAKER
CONVENIENCE RECPT UNIT 2 HRSG GROUND LEVEL | 02-0201-R1 | 02-LVD-PPL-2211, BR4Outside HRSG SWG enclosure |  | 02-LVD-PPL-2211 | 208/120VAC CIRCUIT BREAKER
HRSG 02 ELEC. ENCL. FIRE ALM CPL NODE #5 | 00-FPS-PNL-08 | 02-LVD-PPL-2211, BR5Outside HRSG SWG enclosure |  | 02-LVD-PPL-2211 | 208/120VAC CIRCUIT BREAKER
UNIT 2 BFP A SOUND ENCLOSURE EXHAUST FAN FEED | 02-BFW-PNL-01A | 02-LVD-PPL-2211, BR7Outside HRSG SWG enclosure |  | 02-LVD-PPL-2211 | 208/120VAC CIRCUIT BREAKER
UNIT 2 BFP B SOUND ENCLOSURE EXHAUST FAN FEED | 02-BFW-PNL-01B | 02-LVD-PPL-2211, BR9Outside HRSG SWG enclosure |  | 02-LVD-PPL-2211 | 208/120VAC CIRCUIT BREAKER
MVA XFR HRSG 2 B - SUS HEATERS | 02-MVA-XFR-22 | 02-LVD-PPL-2211, BR10Outside HRSG SWG enclosure | Transformer | 02-LVD-PPL-2211 | 208/120VAC CIRCUIT BREAKER
FIRE WTR PMP BLD LOCAL FIRE ALM CPL NODE #4 | 00-FPS-PNL-12 | 02-LVD-PPL-2211, BR11Outside HRSG SWG enclosure |  | 02-LVD-PPL-2211 | 208/120VAC CIRCUIT BREAKER
UNIT 2 OIL/WATER SEPARATOR | 02-CTP-CPL-01 | 02-LVD-PPL-2211, BR16Outside HRSG SWG enclosure | Control Power Feed | 02-LVD-PPL-2211 | 208/120VAC CIRCUIT BREAKER
UNIT 2 DUCT BURNER CONTROL PANEL MAIN POWER | 02-BUR-CPL-01 | 02-LVD-PPL-2211, BR16Outside HRSG SWG enclosure | Control Power Feed | 02-LVD-PPL-2211 | 208/120VAC CIRCUIT BREAKER
AQA TNK AREA EAST SAFETY SHWR 120 VAC MAIN | 00-PWS-JBX-03 | 02-LVD-PPL-2211, BR20Outside HRSG SWG enclosure |  | 02-LVD-PPL-2211 | 208/120VAC CIRCUIT BREAKER
MVA XFR HRSG 2 A - SUS HEATERS | 02-MVA-XFR-12 | 02-LVD-PPL-2211, BR21Outside HRSG SWG enclosure | Transformer | 02-LVD-PPL-2211 | 208/120VAC CIRCUIT BREAKER
AQA TNK AREA WEST SAFETY SHWR 120 VAC MAIN | 00-PWS-JBX-02 | 02-LVD-PPL-2211, BR22Outside HRSG SWG enclosure |  | 02-LVD-PPL-2211 | 208/120VAC CIRCUIT BREAKER
UNIT 2 BFP A SOUND ENCLOSURE HEATER PWR FEED | 02-BFW-JBX-06A | 02-LVD-PPL-2211, BR23Outside HRSG SWG enclosure |  | 02-LVD-PPL-2211 | 208/120VAC CIRCUIT BREAKER
UNIT 2 SCR SKID SAFETY SHWR 120 VAC MAIN | 00-PWS-JBX-01 | 02-LVD-PPL-2211, BR24Outside HRSG SWG enclosure |  | 02-LVD-PPL-2211 | 208/120VAC CIRCUIT BREAKER
UNIT 2 BFP B SOUND ENCLOSURE HEATER PWR FEED | 02-BFW-JBX-06B | 02-LVD-PPL-2211, BR25Outside HRSG SWG enclosure |  | 02-LVD-PPL-2211 | 208/120VAC CIRCUIT BREAKER
CONV. RECPTS UNIT 2 PIPE RACK GROUND LEVEL | 02-0101-R1 | 02-LVD-PPL-2211, BR27Outside HRSG SWG enclosure |  | 02-LVD-PPL-2211 | 208/120VAC CIRCUIT BREAKER
CONVENIENCE RECPT AT UNIT 2 ACHE 120VAC | 02-1201-R | 02-LVD-PPL-2211, BR28Outside HRSG SWG enclosure |  | 02-LVD-PPL-2211 | 208/120VAC CIRCUIT BREAKER
CONVENIENCE RECPT AT FIRE PUMP ENCLOSURE | 00-0920-R1 | 02-LVD-PPL-2211, BR29Outside HRSG SWG enclosure |  | 02-LVD-PPL-2211 | 208/120VAC CIRCUIT BREAKER
PIPE RACK PLATFORMS 208VAC | 02-LTG-CNT-2211 | 02-LVD-PPL-2211, BR30/32Outside HRSG SWG enclosure |  | 02-LVD-PPL-2211 | 208/120VAC CIRCUIT BREAKER
PIPE RACK PLATFORMS 208VAC | 02-LTG-CNT-2211 | 02-LVD-PPL-2211, BR31/33Outside HRSG SWG enclosure |  | 02-LVD-PPL-2211 | 208/120VAC CIRCUIT BREAKER
UNIT 2 ACHE UPPER DECK LIGHTING | 02-LTG-CNT-2211 | 02-LVD-PPL-2211, BR34/36Outside HRSG SWG enclosure |  | 02-LVD-PPL-2211 | 208/120VAC CIRCUIT BREAKER
UNIT 2 ACHE UPPER DECK LIGHTING | 02-LTG-CNT-2211 | 02-LVD-PPL-2211, BR35/37Outside HRSG SWG enclosure |  | 02-LVD-PPL-2211 | 208/120VAC CIRCUIT BREAKER
LIGHTING CONTACTOR COIL 120VAC | 02-LTG-CNT-2211 | 02-LVD-PPL-2211, BR42Outside HRSG SWG enclosure |  | 02-LVD-PPL-2211 | 208/120VAC CIRCUIT BREAKER
LIGHTING CONTACTOR COIL 120VAC | 02-LTG-CNT-22111 | 02-LVD-PPL-22111, BR1NE corner turnbine bldg |  | 02-LVD-PPL-22111 | 208/120VAC CIRCUIT BREAKER
UNIT 2 TURBINE BLDG EAST WALL INTAKE LOUVER 59 | 02-HVC-LVR-59 | 02-LVD-PPL-22111, BR3NE corner turnbine bldg |  | 02-LVD-PPL-22111 | 208/120VAC CIRCUIT BREAKER
UNIT 2 TURBINE BLDG EAST WALL INTAKE LOUVER 58 | 02-HVC-LVR-58 | 02-LVD-PPL-22111, BR4NE corner turnbine bldg |  | 02-LVD-PPL-22111 | 208/120VAC CIRCUIT BREAKER
UNIT 2 TURBINE BLDG GAS HEATER FAN 54 120 VAC | 02-HVC-HTR-54 | 02-LVD-PPL-22111, BR5NE corner turnbine bldg | Heater | 02-LVD-PPL-22111 | 208/120VAC CIRCUIT BREAKER
UNIT 2 TURBINE BLDG GAS HEATER FAN 57 120 VAC | 02-HVC-HTR-57 | 02-LVD-PPL-22111, BR6NE corner turnbine bldg | Heater | 02-LVD-PPL-22111 | 208/120VAC CIRCUIT BREAKER
UNIT 2 TURBINE BLDG GAS HEATER FAN 55 120 VAC | 02-HVC-HTR-55 | 02-LVD-PPL-22111, BR7NE corner turnbine bldg | Heater | 02-LVD-PPL-22111 | 208/120VAC CIRCUIT BREAKER
UNIT 2 TURBINE BLDG GAS HEATER FAN 58 120 VAC | 02-HVC-HTR-58 | 02-LVD-PPL-22111, BR8NE corner turnbine bldg | Heater | 02-LVD-PPL-22111 | 208/120VAC CIRCUIT BREAKER
UNIT 2 TURBINE BLDG GAS HEATER FAN 56 120 VAC | 02-HVC-HTR-56 | 02-LVD-PPL-22111, BR9NE corner turnbine bldg | Heater | 02-LVD-PPL-22111 | 208/120VAC CIRCUIT BREAKER
UNIT 2 TURBINE BLDG GAS HEATER FAN 59 120 VAC | 02-HVC-HTR-59 | 02-LVD-PPL-22111, BR10NE corner turnbine bldg | Heater | 02-LVD-PPL-22111 | 208/120VAC CIRCUIT BREAKER
UNIT 2 TURBINE BLDG HVAC CONTROL PANEL 52 | 02-HVC-CPL-52 | 02-LVD-PPL-22111, BR11NE corner turnbine bldg | Control Power Feed | 02-LVD-PPL-22111 | 208/120VAC CIRCUIT BREAKER
UNIT 2 TURBINE BLDG GAS HEATER FAN 60 120 VAC | 02-HVC-HTR-60 | 02-LVD-PPL-22111, BR12NE corner turnbine bldg | Heater | 02-LVD-PPL-22111 | 208/120VAC CIRCUIT BREAKER
UNIT 2 TURBINE BLDG HVAC CONTROL PANEL 51 | 02-HVC-CPL-51 | 02-LVD-PPL-22111, BR13NE corner turnbine bldg | Control Power Feed | 02-LVD-PPL-22111 | 208/120VAC CIRCUIT BREAKER
ST 2 DRNS SUMP PMP CTRL PNL REDUNDANT 2 | 02-PDR-CPL-01 | 02-LVD-PPL-22111, BR15NE corner turnbine bldg | Control Power Feed | 02-LVD-PPL-22111 | 208/120VAC CIRCUIT BREAKER
UNIT 1 TURBINE BLDG VENT FAN PLATFORM LIGHTS | 02-3001-W2 | 02-LVD-PPL-22111, BR28NE corner turnbine bldg |  | 02-LVD-PPL-22111 | 208/120VAC CIRCUIT BREAKER
CONVENIENCE RECPTS UNIT 2 TURBINE BLDG | 02-1001-R1 | 02-LVD-PPL-22111, BR29NE corner turnbine bldg |  | 02-LVD-PPL-22111 | 208/120VAC CIRCUIT BREAKER
CONVENIENCE RECPTS UNIT 2 TURBINE BLDG | 02-1101-R1 | 02-LVD-PPL-22111, BR30NE corner turnbine bldg |  | 02-LVD-PPL-22111 | 208/120VAC CIRCUIT BREAKER
UNIT 2 TURBINE BLDG HIGH BAY 208VAC | 02-LTG-CNT-22111 | 02-LVD-PPL-22111, BR31/33NE corner turnbine bldg |  | 02-LVD-PPL-22111 | 208/120VAC CIRCUIT BREAKER
UNIT 2 TURBINE BLDG HIGH BAY 208VAC | 02-LTG-CNT-22111 | 02-LVD-PPL-22111, BR32/34NE corner turnbine bldg |  | 02-LVD-PPL-22111 | 208/120VAC CIRCUIT BREAKER
UNIT 2 TURBINE BLDG PIT LIGHT 208VAC | 02-LTG-CNT-22111 | 02-LVD-PPL-22111, BR36/38NE corner turnbine bldg |  | 02-LVD-PPL-22111 | 208/120VAC CIRCUIT BREAKER
UNIT 2 TURBINE BLDG PIT LIGHT 208VAC | 02-LTG-CNT-22111 | 02-LVD-PPL-22111, BR39/41NE corner turnbine bldg |  | 02-LVD-PPL-22111 | 208/120VAC CIRCUIT BREAKER
GEN ON-LINE MNTRNG SYS MEDIA CONVERTER HUB | 00MKA01GH002 | 02-LVD-PPL-22141, BR9Server room East wall |  | 02-LVD-PPL-22141 | 208/120VAC CIRCUIT BREAKER
GEN ON-LINE MONITORING SYS PC 120 VAC | 00MKA01GH005 | 02-LVD-PPL-22141, BR10Server room East wall |  | 02-LVD-PPL-22141 | 208/120VAC CIRCUIT BREAKER
GEN ON-LINE MNTRNG SYS ETHERNET SWITCH HUB | 00MKA01GH004 | 02-LVD-PPL-22141, BR11Server room East wall |  | 02-LVD-PPL-22141 | 208/120VAC CIRCUIT BREAKER
GEN ON-LINE MONITORING SYS MONITOR 120 VAC | 00MKA01GH006 | 02-LVD-PPL-22141, BR12Server room East wall |  | 02-LVD-PPL-22141 | 208/120VAC CIRCUIT BREAKER
ADM BLD MAIN FIRE ALARM CPL NODE #1 | 00-FPS-PNL-04 | 02-LVD-PPL-22141, BR13Server room East wall |  | 02-LVD-PPL-22141 | 208/120VAC CIRCUIT BREAKER
ADM BLD LOCAL FIRE ALARM CPL NODE #2 | 00-FPS-PNL-05 | 02-LVD-PPL-22141, BR14Server room East wall |  | 02-LVD-PPL-22141 | 208/120VAC CIRCUIT BREAKER
SDR SUMP MPM 2 120VAC | 00-SDR-MPM-02 | 02-LVD-PPL-22141, BR15Server room East wall | Pump | 02-LVD-PPL-22141 | 208/120VAC CIRCUIT BREAKER
DCS ADM BLG VMS CAB 02 UTILITY 120VAC | 00-VMS-CPL-02 | 02-LVD-PPL-22141, BR16Server room East wall | Control Power Feed | 02-LVD-PPL-22141 | 208/120VAC CIRCUIT BREAKER
MCC-161 SECTION HEATER SUPPLY #1 |  | 02-LVD-PPL-261, BR7ACC MCC enclosure |  | 02-LVD-PPL-261 | 208/120VAC CIRCUIT BREAKER
MCC-161 SECTION HEATER SUPPLY #2 |  | 02-LVD-PPL-261, BR9ACC MCC enclosure |  | 02-LVD-PPL-261 | 208/120VAC CIRCUIT BREAKER
MCC-261 MOTOR SPACE HEATER SUPPLY #1 |  | 02-LVD-PPL-261, BR11ACC MCC enclosure |  | 02-LVD-PPL-261 | 208/120VAC CIRCUIT BREAKER
MCC-161 NSBD SPACE HEATER SUPPLY #1 |  | 02-LVD-PPL-261, BR13ACC MCC enclosure |  | 02-LVD-PPL-261 | 208/120VAC CIRCUIT BREAKER
MCC-161 NSBD SPACE HEATER SUPPLY #2 |  | 02-LVD-PPL-261, BR15ACC MCC enclosure |  | 02-LVD-PPL-261 | 208/120VAC CIRCUIT BREAKER
NTW DCS CAB 22 UTILITY |  | 02-LVD-PPL-261, BR17ACC MCC enclosure |  | 02-LVD-PPL-261 | 208/120VAC CIRCUIT BREAKER
HVAC 1 PRESSURIZATION MODULE |  | 02-LVD-PPL-261, BR19ACC MCC enclosure |  | 02-LVD-PPL-261 | 208/120VAC CIRCUIT BREAKER
UNIT 2 ACC FAN GRBX OIL HTR 04D | 02-ACC-HTR-04D | 02-LVD-PPL-261, BR25ACC MCC enclosure | Heater | 02-LVD-PPL-261 | 208/120VAC CIRCUIT BREAKER
CONVENIENCE RECPTS UNIT 2 ACC UPPER DECK | 02-0701-R1 | 02-LVD-PPL-261, BR27ACC MCC enclosure |  | 02-LVD-PPL-261 | 208/120VAC CIRCUIT BREAKER
CONVENIENCE RECPTS UNIT 2 ACC UPPER DECK | 02-0901-R1 | 02-LVD-PPL-261, BR29ACC MCC enclosure |  | 02-LVD-PPL-261 | 208/120VAC CIRCUIT BREAKER
ACC 2 LIGHTING - UPPER DECK 208VAC | 02-LTG-CNT-2611 | 02-LVD-PPL-261, BR31/33ACC MCC enclosure |  | 02-LVD-PPL-261 | 208/120VAC CIRCUIT BREAKER
ACC 2 LIGHTING - UPPER DECK 208VAC | 02-LTG-CNT-2611 | 02-LVD-PPL-261, BR35/37ACC MCC enclosure |  | 02-LVD-PPL-261 | 208/120VAC CIRCUIT BREAKER
ACC 2 LIGHTING - SOUTH PLATFORM 208VAC | 02-LTG-CNT-2611 | 02-LVD-PPL-261, BR39/41ACC MCC enclosure |  | 02-LVD-PPL-261 | 208/120VAC CIRCUIT BREAKER
SECURITY PANEL |  | 02-LVD-PPL-261, BR2ACC MCC enclosure |  | 02-LVD-PPL-261 | 208/120VAC CIRCUIT BREAKER
FIRE PANEL |  | 02-LVD-PPL-261, BR4ACC MCC enclosure |  | 02-LVD-PPL-261 | 208/120VAC CIRCUIT BREAKER
MCC-161 MOTOR SPACE HEATER SUPPLY #1 |  | 02-LVD-PPL-261, BR8ACC MCC enclosure |  | 02-LVD-PPL-261 | 208/120VAC CIRCUIT BREAKER
MCC-261 SECTION HEATER SUPPLY #1 |  | 02-LVD-PPL-261, BR10ACC MCC enclosure |  | 02-LVD-PPL-261 | 208/120VAC CIRCUIT BREAKER
MCC-261 SECTION HEATER SUPPLY #2 |  | 02-LVD-PPL-261, BR12ACC MCC enclosure |  | 02-LVD-PPL-261 | 208/120VAC CIRCUIT BREAKER
UNIT 2 ACC FAN GRBX OIL HTR 04E | 02-ACC-HTR-04E | 02-LVD-PPL-261, BR16ACC MCC enclosure | Heater | 02-LVD-PPL-261 | 208/120VAC CIRCUIT BREAKER
HVAC 4 PRESSURIZATION MODULE |  | 02-LVD-PPL-261, BR18ACC MCC enclosure |  | 02-LVD-PPL-261 | 208/120VAC CIRCUIT BREAKER
UNIT 2 ACC FAN GRBX OIL HTR 04F | 02-ACC-HTR-04F | 02-LVD-PPL-261, BR20ACC MCC enclosure | Heater | 02-LVD-PPL-261 | 208/120VAC CIRCUIT BREAKER
CONVENIENCE RECPTS UNIT 2 ACC UPPER DECK | 02-0601-R1 | 02-LVD-PPL-261, BR26ACC MCC enclosure |  | 02-LVD-PPL-261 | 208/120VAC CIRCUIT BREAKER
CONVENIENCE RECPTS UNIT 2 ACC UPPER DECK | 02-0801-R1 | 02-LVD-PPL-261, BR28ACC MCC enclosure |  | 02-LVD-PPL-261 | 208/120VAC CIRCUIT BREAKER
ACC 2 LIGHTING - UPPER DECK 208VAC | 02-LTG-CNT-2611 | 02-LVD-PPL-261, BR30/32ACC MCC enclosure |  | 02-LVD-PPL-261 | 208/120VAC CIRCUIT BREAKER
ACC 2 LIGHTING- NORTH PLATFORM & STAIR TOWER | 02-LTG-CNT-2611 | 02-LVD-PPL-261, BR34/36ACC MCC enclosure |  | 02-LVD-PPL-261 | 208/120VAC CIRCUIT BREAKER
ACC 2 LIGHTING - UPPER DECK 208VAC | 02-LTG-CNT-2611 | 02-LVD-PPL-261, BR38/40ACC MCC enclosure |  | 02-LVD-PPL-261 | 208/120VAC CIRCUIT BREAKER
CONVENIENCE RECPTS UNIT 1 ACC GROUND LEVEL | 02-0501-R1 | 02-LVD-PPL-261, BR42ACC MCC enclosure |  | 02-LVD-PPL-261 | 208/120VAC CIRCUIT BREAKER
FEED TO UPS MAIN PANEL BOARD U1 | 02-LVF-PPL-01 | MVB, 02-LVF-PPL-01 | Power Panel | 02-LVF-PPL-01
HRSG1 U2 UPS PANEL | 02-LVF-PPL-011 | MVB, 02-LVF-PPL-01 | Power Panel | 02-LVF-PPL-01
HRSG2 U2 UPS PANEL | 02-LVF-PPL-012 | MVB, 02-LVF-PPL-01 | Power Panel | 02-LVF-PPL-01
ADMIN BLDG U1 UPS PNL | 02-LVF-PPL-013 | MVB, 02-LVF-PPL-01 | Power Panel | 02-LVF-PPL-01
ACC1 U2 UPS PANEL | 02-LVF-PPL-014 | MVB, 02-LVF-PPL-01 | Power Panel | 02-LVF-PPL-01
ACC2 U2 UPS PANEL | 02-LVF-PPL-015 | MVB, 02-LVF-PPL-01 | Power Panel | 02-LVF-PPL-01
U1 Lube Oil pump A | 01MPV01AP101-MO1 | HRSG-1 ENCLOSURE MCC 111 CUBICLE 2FM | Pump | 480V HRSG MCC 111 | 480 V MOLDED CASE BREAKER
FGS CMP A Sound Enclosure Fan Motor 1 | 00-FGS-MFN-01A | HRSG-1 ENCLOSURE MCC 111 CUBICLE 6FB | Fan/Blower | 480V HRSG MCC 111 | 480 V MOLDED CASE BREAKER
FUEL GAS CONDITIONING SKID PUMP MTR 1 | 00-FGS-MPM-11A | HRSG-1 ENCLOSURE MCC 111 CUBICLE 3FF | Pump | 480V HRSG MCC 111 | 480 V MOLDED CASE BREAKER
HRSG 1 South Top Heat Trace XFMR | 01-HTT-XFR-1111 | HRSG-1 ENCLOSURE MCC 111 CUBICLE 4FC(L) | Transformer | 480V HRSG MCC 111 | 480 V MOLDED CASE BREAKER
Fuel Gas Heat Trace XFMR | 01-HTT-XFR-1113 | HRSG-1 ENCLOSURE MCC 111 CUBICLE 4FC(R) | Transformer | 480V HRSG MCC 111 | 480 V MOLDED CASE BREAKER
HRSG 1 Pipe Rack E Heat Trace XFMR | 01-HTT-XFR-1112 | HRSG-1 ENCLOSURE MCC 111 CUBICLE 4FF(L) | Transformer | 480V HRSG MCC 111 | 480 V MOLDED CASE BREAKER
FGS CMP C Sound Enclosure Fan Motor 1 | 00-FGS-MFN-01C | HRSG-1 ENCLOSURE MCC 111 CUBICLE 6FM | Fan/Blower | 480V HRSG MCC 111 | 480 V MOLDED CASE BREAKER
FGS CMP A Sound Enclosure Fan Motor 2 | 00-FGS-MFN-02A | HRSG-1 ENCLOSURE MCC 111 CUBICLE 6FD | Fan/Blower | 480V HRSG MCC 111 | 480 V MOLDED CASE BREAKER
FGS CMP C Sound Enclosure Fan Motor 2 | 00-FGS-MFN-02C | HRSG-1 ENCLOSURE MCC 111 CUBICLE 12FB | Fan/Blower | 480V HRSG MCC 111 | 480 V MOLDED CASE BREAKER
FGS CMP A RECYCLE/OIL CLR FAN MTR 1 | 00-FGS-MFN-03A | HRSG-1 ENCLOSURE MCC 111 CUBICLE 3FB | Fan/Blower | 480V HRSG MCC 111 | 480 V MOLDED CASE BREAKER
FGS CMP A AUX Oil Pump Motor | 00-FGS-MPM-02A | HRSG-1 ENCLOSURE MCC 111 CUBICLE 6FF | Pump | 480V HRSG MCC 111 | 480 V MOLDED CASE BREAKER
FGS CMP C Aux Oil Pump Motor | 00-FGS-MPM-02C | HRSG-1 ENCLOSURE MCC 111 CUBICLE 7FB | Pump | 480V HRSG MCC 111 | 480 V MOLDED CASE BREAKER
HRSG 1 PDC Panelboard 480VAC | 01-LVB-PPL-1115 | HRSG-1 ENCLOSURE MCC 111 CUBICLE 7FE | Power Panel | 480V HRSG MCC 111 | 480 V MOLDED CASE BREAKER
Unit 1 HRSG BD Sump Pump A/B Control Panel | 01-BDN-CPL-01 | HRSG-1 ENCLOSURE MCC 111 CUBICLE 7FH(R) | Control Power Feed | 480V HRSG MCC 111 | 480 V MOLDED CASE BREAKER
Unit 1 Bridge Crane | 01-TRB-CRN-01 | HRSG-1 ENCLOSURE MCC 111 CUBICLE 7FL |  | 480V HRSG MCC 111 | 480 V MOLDED CASE BREAKER
FGS CMP Recycle/Oil CLR Fan Motor 1 | 00-FGS-MFN-03C | HRSG-1 ENCLOSURE MCC 111 CUBICLE 5FB | Fan/Blower | 480V HRSG MCC 111 | 480 V MOLDED CASE BREAKER
FGS CMP A RECYCLE/OIL CLR FAN MTR 2 | 00-FGS-MFN-04A | HRSG-1 ENCLOSURE MCC 111 CUBICLE 3FD | Fan/Blower | 480V HRSG MCC 111 | 480 V MOLDED CASE BREAKER
FGS CMP Recycle/Oil CLR Fan Motor 2 | 00-FGS-MFN-04C | HRSG-1 ENCLOSURE MCC 111 CUBICLE 5FD | Fan/Blower | 480V HRSG MCC 111 | 480 V MOLDED CASE BREAKER
Unit 1 Sample Analysis Panel DSW | 01-SMP-DSW-01 | HRSG-1 ENCLOSURE MCC 111 CUBICLE 10FC(R) |  | 480V HRSG MCC 111 | 480 V MOLDED CASE BREAKER
HRSG 1 PDC XFMR 480-120/208VAC | 01-LVD-PPL-1111 | HRSG-1 ENCLOSURE MCC 111 CUBICLE 11FC(L) | Power Panel | 480V HRSG MCC 111 | 480 V MOLDED CASE BREAKER
HRSG 1 Top Level West Panelboard 480VAC | 01-LVB-PPL-1112 | HRSG-1 ENCLOSURE MCC 111 CUBICLE 11FF | Power Panel | 480V HRSG MCC 111 | 480 V MOLDED CASE BREAKER
HRSG 1 Finger Rack Panelboard 480VAC | 01-LVB-PPL-1113 | HRSG-1 ENCLOSURE MCC 111 CUBICLE 11FJ | Power Panel | 480V HRSG MCC 111 | 480 V MOLDED CASE BREAKER
HRSG1 Grade West Panelboard 480VAC | 01-LVB-PPL-1114 | HRSG-1 ENCLOSURE MCC 111 CUBICLE 11FM | Power Panel | 480V HRSG MCC 111 | 480 V MOLDED CASE BREAKER
Unit 1 BFW Lube Oil Pump Motor A | 01-BFW-MPM-02A | HRSG-1 ENCLOSURE MCC 111 CUBICLE 12FD | Pump | 480V HRSG MCC 111 | 480 V MOLDED CASE BREAKER
Waste Water Sump Pumps A/B Control Panel | 00-WDR-CPL-01 | HRSG-1 ENCLOSURE MCC 111 CUBICLE 13FJ | Control Power Feed | 480V HRSG MCC 111 | 480 V MOLDED CASE BREAKER
Unit 1 Turbine Building NE Panelboard 480VAC | 01-LVB-PPL-1111 | HRSG-1 ENCLOSURE MCC 111 CUBICLE 13FM | Power Panel | 480V HRSG MCC 111 | 480 V MOLDED CASE BREAKER
Unit 1 HRSG Duct Burner Cooling Skid Blower 1 | 01-BUR-MLB-01A | HRSG-1 ENCLOSURE MCC 111 CUBICLE 5FH | Fan/Blower | 480V HRSG MCC 111 | 480 V MOLDED CASE BREAKER
Unit 1 ACHE Fan 01A | 01-CCW-MFN-01A | HRSG-1 ENCLOSURE MCC 111 CUBICLE 8FC | Fan/Blower | 480V HRSG MCC 111 | 480 V MOLDED CASE BREAKER
Unit 1 ACHE Fan 01B | 01-CCW-MFN-01B | HRSG-1 ENCLOSURE MCC 111 CUBICLE 8FF | Fan/Blower | 480V HRSG MCC 111 | 480 V MOLDED CASE BREAKER
Unit 1 ACHE Fan 01C | 01-CCW-MFN-01C | HRSG-1 ENCLOSURE MCC 111 CUBICLE 8FJ | Fan/Blower | 480V HRSG MCC 111 | 480 V MOLDED CASE BREAKER
Unit 1 ACHE Fan 02A | 01-CCW-MFN-02A | HRSG-1 ENCLOSURE MCC 111 CUBICLE 8FM | Fan/Blower | 480V HRSG MCC 111 | 480 V MOLDED CASE BREAKER
Unit 1 ACHE Fan 02B | 01-CCW-MFN-02B | HRSG-1 ENCLOSURE MCC 111 CUBICLE 9FC | Fan/Blower | 480V HRSG MCC 111 | 480 V MOLDED CASE BREAKER
Unit 1 ACHE Fan 02C | 01-CCW-MFN-02C | HRSG-1 ENCLOSURE MCC 111 CUBICLE 9FF | Fan/Blower | 480V HRSG MCC 111 | 480 V MOLDED CASE BREAKER
Unit 1 ACHE Fan 03A | 01-CCW-MFN-03A | HRSG-1 ENCLOSURE MCC 111 CUBICLE 9FJ | Fan/Blower | 480V HRSG MCC 111 | 480 V MOLDED CASE BREAKER
HRSG 1 AMMONIA INJECTION BLOWER A | 01-SCR-MFN-100A | HRSG-1 ENCLOSURE MCC 111 CUBICLE 3FM | Fan/Blower | 480V HRSG MCC 111 | 480 V MOLDED CASE BREAKER
FGS CMP B Sound Enclosure Fan MTR 1 | 00-FGS-MFN-01B | HRSG-1 ENCLOSURE MCC 211 CUBICLE 4FB | Fan/Blower | 480V HRSG MCC 211 | 480 V MOLDED CASE BREAKER
FGS CMP B Sound Enclosure Fan MTR 2 | 00-FGS-MFN-02B | HRSG-1 ENCLOSURE MCC 211 CUBICLE 10FM | Fan/Blower | 480V HRSG MCC 211 | 480 V MOLDED CASE BREAKER
FGS CMP B Recycle/Oil CLR Fan MTR 1 | 00-FGS-MFN-03B | HRSG-1 ENCLOSURE MCC 211 CUBICLE 9FF | Fan/Blower | 480V HRSG MCC 211 | 480 V MOLDED CASE BREAKER
FGS CMP B Recycle/Oil CLR Fan MTR 2 | 00-FGS-MFN-04B | HRSG-1 ENCLOSURE MCC 211 CUBICLE 9FH | Fan/Blower | 480V HRSG MCC 211 | 480 V MOLDED CASE BREAKER
Unit 1 Main Lube Oil Pump Motor B | 01MPV01AP102-M01 | HRSG-1 ENCLOSURE MCC 211 CUBICLE 3FM | Pump | 480V HRSG MCC 211 | 480 V MOLDED CASE BREAKER
Unit 1 STG SWBD | 01-LVB-SWB-2113 | HRSG-1 ENCLOSURE MCC 211 CUBICLE 4FF |  | 480V HRSG MCC 211 | 480 V MOLDED CASE BREAKER
HRSG 1 PDC Panelboard 480VAC | 01-LVB-PPL-2112 | HRSG-1 ENCLOSURE MCC 211 CUBICLE 5FC | Power Panel | 480V HRSG MCC 211 | 480 V MOLDED CASE BREAKER
Fuel Gas Area Panelboard 480VAC | 01-LVB-PPL-2113 | HRSG-1 ENCLOSURE MCC 211 CUBICLE 5FF | Power Panel | 480V HRSG MCC 211 | 480 V MOLDED CASE BREAKER
Fuel Gas Conditioning Skid Pump MTR 2 | 00-FGS-MPM-11B | HRSG-1 ENCLOSURE MCC 211 CUBICLE 9FD | Pump | 480V HRSG MCC 211 | 480 V MOLDED CASE BREAKER
Waste Water Sump Pumps A/B Control Panel | 00-WDR-CPL-01 | HRSG-1 ENCLOSURE MCC 211 CUBICLE 10FK | Control Power Feed | 480V HRSG MCC 211 | 480 V MOLDED CASE BREAKER
Unit 1 BFW Lube Oil Pump Motor B | 01-BFW-MPM-02B | HRSG-1 ENCLOSURE MCC 211 CUBICLE 11FB | Pump | 480V HRSG MCC 211 | 480 V MOLDED CASE BREAKER
HRSG 1 PDC XFMR 480-120/208VAC | 01-LVB-XFR-2111 | HRSG-1 ENCLOSURE MCC 211 CUBICLE 12FC | Transformer | 480V HRSG MCC 211 | 480 V MOLDED CASE BREAKER
FGS CMP B Aux Oil Pump Motor | 00-FGS-MPM-02B | HRSG-1 ENCLOSURE MCC 211 CUBICLE 12FM | Pump | 480V HRSG MCC 211 | 480 V MOLDED CASE BREAKER
HRSG 1 Finger Rack Heat Trace XFMR 480-120/208VAC | 01-HTT-XFR-2111 | HRSG-1 ENCLOSURE MCC 211 CUBICLE 13FC(R) | Transformer | 480V HRSG MCC 211 | 480 V MOLDED CASE BREAKER
Unit 1 BD Tank Drain Sump Pump A/B Control Panel | 01-BDN-CPL-01 | HRSG-1 ENCLOSURE MCC 211 CUBICLE 13FF(R) | Control Power Feed | 480V HRSG MCC 211 | 480 V MOLDED CASE BREAKER
HRSG 1 Top Level SE Panelboard 480VAC | 01-LVB-PPL-2111 | HRSG-1 ENCLOSURE MCC 211 CUBICLE 13FJ | Power Panel | 480V HRSG MCC 211 | 480 V MOLDED CASE BREAKER
Unit 1 HRSG Duct Burner Cooling Skid Blower 2 | 01-BUR-MLB-01B | HRSG-1 ENCLOSURE MCC 211 CUBICLE 9FM | Fan/Blower | 480V HRSG MCC 211 | 480 V MOLDED CASE BREAKER
Unit 1 ACHE Fan 03B | 01-CCW-MFN-03B | HRSG-1 ENCLOSURE MCC 211 CUBICLE 6FC | Fan/Blower | 480V HRSG MCC 211 | 480 V MOLDED CASE BREAKER
Unit 1 ACHE Fan 03C | 01-CCW-MFN-03C | HRSG-1 ENCLOSURE MCC 211 CUBICLE 6FF | Fan/Blower | 480V HRSG MCC 211 | 480 V MOLDED CASE BREAKER
Unit 1 ACHE Fan 04A | 01-CCW-MFN-04A | HRSG-1 ENCLOSURE MCC 211 CUBICLE 6FJ | Fan/Blower | 480V HRSG MCC 211 | 480 V MOLDED CASE BREAKER
Unit 1 ACHE Fan 04B | 01-CCW-MFN-04B | HRSG-1 ENCLOSURE MCC 211 CUBICLE 6FM | Fan/Blower | 480V HRSG MCC 211 | 480 V MOLDED CASE BREAKER
Unit 1 ACHE Fan 04C | 01-CCW-MFN-04C | HRSG-1 ENCLOSURE MCC 211 CUBICLE 7FC | Fan/Blower | 480V HRSG MCC 211 | 480 V MOLDED CASE BREAKER
Unit 1 ACHE Fan 05A | 01-CCW-MFN-05A | HRSG-1 ENCLOSURE MCC 211 CUBICLE 7FF | Fan/Blower | 480V HRSG MCC 211 | 480 V MOLDED CASE BREAKER
Unit 1 ACHE Fan 05B | 01-CCW-MFN-05B | HRSG-1 ENCLOSURE MCC 211 CUBICLE 7FJ | Fan/Blower | 480V HRSG MCC 211 | 480 V MOLDED CASE BREAKER
Unit 1 ACHE Fan 05C | 01-CCW-MFN-05C | HRSG-1 ENCLOSURE MCC 211 CUBICLE 7FM | Fan/Blower | 480V HRSG MCC 211 | 480 V MOLDED CASE BREAKER
HRSG 1 Ammonia Injection Blower B | 01-SCR-MFN-100B | HRSG-1 ENCLOSURE MCC 211 CUBICLE 4FM | Fan/Blower | 480V HRSG MCC 211 | 480 V MOLDED CASE BREAKER
00-DCS-CAB-10 POWER 1 | 00-DCS-CAB-10 | ACC 1 U1 UPS PANEL 01-LVF-PPL-014 , BR1 |  | ACC 1 U1 UPS PANEL 01-LVF-PPL-014
00-DCS-CAB-12 POWER 1 | 00-DCS-CAB-12 | ACC 1 U1 UPS PANEL 01-LVF-PPL-014 , BR2 |  | ACC 1 U1 UPS PANEL 01-LVF-PPL-014
MCC 151 SHUNT TRIP POWER | 01-ACC-MCC-151 | ACC 1 U1 UPS PANEL 01-LVF-PPL-014 , BR5 |  | ACC 1 U1 UPS PANEL 01-LVF-PPL-014
00-DCS-CAB-12 SOLENOID POWER | 00-DCS-CAB-12 | ACC 1 U1 UPS PANEL 01-LVF-PPL-014 , BR7 |  | ACC 1 U1 UPS PANEL 01-LVF-PPL-014
MCC 131 SHUNT TRIP POWER | 01-ACC-MCC-131 | ACC 1 U1 UPS PANEL 01-LVF-PPL-014 , BR2 |  | ACC 1 U1 UPS PANEL 01-LVF-PPL-014
MCC 231 SHUNT TRIP POWER | 01-ACC-MCC-231 | ACC 1 U1 UPS PANEL 01-LVF-PPL-014 , BR4 |  | ACC 1 U1 UPS PANEL 01-LVF-PPL-014
MCC 251 SHUNT TRIP POWER | 01-ACC-MCC-251 | ACC 1 U1 UPS PANEL 01-LVF-PPL-014 , BR6 |  | ACC 1 U1 UPS PANEL 01-LVF-PPL-014
00-DCS-CAB-10 POWER 2 | 00-DCS-CAB-10 | ACC 1 U2 UPS PANEL 02-LVF-PPL-014, BR1 |  | ACC 1 U2 UPS PANEL 02-LVF-PPL-014
00-DCS-CAB-12 POWER 2 | 00-DCS-CAB-12 | ACC 1 U2 UPS PANEL 02-LVF-PPL-014, BR3 |  | ACC 1 U2 UPS PANEL 02-LVF-PPL-014
MCC 151 SHUNT TRIP POWER | 01-ACC-MCC-151 | ACC 1 U2 UPS PANEL 02-LVF-PPL-014, BR5 |  | ACC 1 U2 UPS PANEL 02-LVF-PPL-014
MCC 131 SHUNT TRIP POWER | 01-ACC-MCC-131 | ACC 1 U2 UPS PANEL 02-LVF-PPL-014, BR2 |  | ACC 1 U2 UPS PANEL 02-LVF-PPL-014
MCC 231 SHUNT TRIP POWER | 01-ACC-MCC-231 | ACC 1 U2 UPS PANEL 02-LVF-PPL-014, BR4 |  | ACC 1 U2 UPS PANEL 02-LVF-PPL-014
MCC 251 SHUNT TRIP POWER | 01-ACC-MCC-251 | ACC 1 U2 UPS PANEL 02-LVF-PPL-014, BR6 |  | ACC 1 U2 UPS PANEL 02-LVF-PPL-014
00-DCS-CAB-20 POWER 2 | 00-DCS-CAB-20 | ACC 2 U1 UPS PANEL 02-LVF-PPL-015, BR1 |  | ACC 2 U1 UPS PANEL 02-LVF-PPL-015
00-DCS-CAB-22 POWER 2 | 00-DCS-CAB-22 | ACC 2 U1 UPS PANEL 02-LVF-PPL-015, BR3 |  | ACC 2 U1 UPS PANEL 02-LVF-PPL-015
MCC 161 SHUNT TRIP POWER | 02-ACC-MCC-161 | ACC 2 U1 UPS PANEL 02-LVF-PPL-015, BR5 |  | ACC 2 U1 UPS PANEL 02-LVF-PPL-015
MCC 141 SHUNT TRIP POWER | 02-ACC-MCC-141 | ACC 2 U1 UPS PANEL 02-LVF-PPL-015, BR2 |  | ACC 2 U1 UPS PANEL 02-LVF-PPL-015
MCC 241 SHUNT TRIP POWER | 02-ACC-MCC-241 | ACC 2 U1 UPS PANEL 02-LVF-PPL-015, BR4 |  | ACC 2 U1 UPS PANEL 02-LVF-PPL-015
MCC 261 SHUNT TRIP POWER | 02-ACC-MCC-261 | ACC 2 U1 UPS PANEL 02-LVF-PPL-015, BR6 |  | ACC 2 U1 UPS PANEL 02-LVF-PPL-015
00-DCS-CAB-20 POWER 1 | 00-DCS-CAB-20 | ACC 2 U1 UPS PANEL 01-LVF-PPL-015, BR1 |  | ACC 2 U1 UPS PANEL 01-LVF-PPL-015
00-DCS-CAB-22 POWER 1 | 00-DCS-CAB-22 | ACC 2 U1 UPS PANEL 01-LVF-PPL-015, BR3 |  | ACC 2 U1 UPS PANEL 01-LVF-PPL-015
MCC 161 SHUNT TRIP POWER | 02-ACC-MCC-161 | ACC 2 U1 UPS PANEL 01-LVF-PPL-015, BR5 |  | ACC 2 U1 UPS PANEL 01-LVF-PPL-015
00-DCS-CAB-22 SOLENOID POWER | 00-DCS-CAB-22 | ACC 2 U1 UPS PANEL 01-LVF-PPL-015, BR7 |  | ACC 2 U1 UPS PANEL 01-LVF-PPL-015
MCC 141 SHUNT TRIP POWER | 02-ACC-MCC-141 | ACC 2 U1 UPS PANEL 01-LVF-PPL-015, BR2 |  | ACC 2 U1 UPS PANEL 01-LVF-PPL-015
MCC 241 SHUNT TRIP POWER | 02-ACC-MCC-241 | ACC 2 U1 UPS PANEL 01-LVF-PPL-015, BR4 |  | ACC 2 U1 UPS PANEL 01-LVF-PPL-015
MCC 261 SHUNT TRIP POWER | 02-ACC-MCC-261 | ACC 2 U1 UPS PANEL 01-LVF-PPL-015, BR6 |  | ACC 2 U1 UPS PANEL 01-LVF-PPL-015
SITE WEATHER STATION | 00-BOP-WST-01 | ADMIN BLDG U1 UPS PNL, BR1 |  | ADMIN BLDG U1 UPS PNL
SITE WEATHER STATION RAIN GAUGE | 00-LT-WST966 | ADMIN BLDG U1 UPS PNL, BR3 |  | ADMIN BLDG U1 UPS PNL
WTT BLDG MAIN CPL | 00-DWT-PNL-01 | ADMIN BLDG U1 UPS PNL, BR5 |  | ADMIN BLDG U1 UPS PNL
U1 VIRT HMI SERV/NTWRK CAB PWR DIST PRIMARY | 01CKC00GH002\20 | ADMIN BLDG U1 UPS PNL, BR15 |  | ADMIN BLDG U1 UPS PNL
U1 VIRT HMI SERV/NTWRK CAB PWR DIST PRIMARY | 01CKC00GH002\21 | ADMIN BLDG U1 UPS PNL, BR17 |  | ADMIN BLDG U1 UPS PNL
DCS NTWRK CAB 0 PRI PWR FEED 120VAC UPS | 00-DCS-CAB-00 | ADMIN BLDG U1 UPS PNL, BR19 |  | ADMIN BLDG U1 UPS PNL
DCS NTWRK CAB 2 PRI PWR FEED 120VAC UPS | 00-DCS-CAB-02 | ADMIN BLDG U1 UPS PNL, BR21 |  | ADMIN BLDG U1 UPS PNL
ADMN BLDG DCS RM N WALL UNIT 1 DSK RCPTS | 01-LVF-PPL-013-25 | ADMIN BLDG U1 UPS PNL, BR25 | Power Panel | ADMIN BLDG U1 UPS PNL
ADMN BLDG CTRL RM UNIT 1 FLR RCPTS | 01-LVF-PPL-013-27 | ADMIN BLDG U1 UPS PNL, BR27 | Power Panel | ADMIN BLDG U1 UPS PNL
ADMN BLDG CTRL RM UNIT 1 S WALL TV RCPT | 01-LVF-PPL-013-29 | ADMIN BLDG U1 UPS PNL, BR29 | Power Panel | ADMIN BLDG U1 UPS PNL
ADMN BLDG CTRL RM UNIT 1 MAIN DSK W RCPTS | 01-LVF-PPL-013-31 | ADMIN BLDG U1 UPS PNL, BR31 | Power Panel | ADMIN BLDG U1 UPS PNL
ADMN BLDG CTRL RM UNIT 1 MAIN DSK E RCPTS | 01-LVF-PPL-013-33 | ADMIN BLDG U1 UPS PNL, BR33 | Power Panel | ADMIN BLDG U1 UPS PNL
WTT RO CIP CPL PRI PWR FEED | 00-DWT-CPL-05B | ADMIN BLDG U1 UPS PNL, BR6 | Control Power Feed | ADMIN BLDG U1 UPS PNL
VMS CTRL RM SRVR CAB FEED 1 120VAC UPS | 00-VMS-CPL-02 | ADMIN BLDG U1 UPS PNL, BR18 | Control Power Feed | ADMIN BLDG U1 UPS PNL
DCS NTWRK CAB 1 PRI PWR FEED 120VAC UPS | 00-DCS-CAB-01 | ADMIN BLDG U1 UPS PNL, BR20 |  | ADMIN BLDG U1 UPS PNL
DCS SRVR CAB 1 PRI PWR FEED PDU1 120VAC UPS | 00-DCS-CAB-95 | ADMIN BLDG U1 UPS PNL, BR22 |  | ADMIN BLDG U1 UPS PNL
DCS SRVR CAB 1 PRI PWR FEED PDU3 120VAC UPS | 00-DCS-CAB-95 | ADMIN BLDG U1 UPS PNL, BR24 |  | ADMIN BLDG U1 UPS PNL
ADMN BLDG DCS RM E WALL UNIT 1 DSK RCPTS | 01-LVF-PPL-013-26 | ADMIN BLDG U1 UPS PNL, BR26 | Power Panel | ADMIN BLDG U1 UPS PNL
ADMN BLDG CTRL RM E WALL UNIT 1 DSK RCPTS | 01-LVF-PPL-013-28 | ADMIN BLDG U1 UPS PNL, BR28 | Power Panel | ADMIN BLDG U1 UPS PNL
DCS SRVR CAB 2 PRI PWR FEED PDU1 | 00-DCS-CAB-96 | ADMIN BLDG U1 UPS PNL, BR30 |  | ADMIN BLDG U1 UPS PNL
DCS SRVR CAB 2 PRI PWR FEED PDU3 | 00-DCS-CAB-96 | ADMIN BLDG U1 UPS PNL, BR32 |  | ADMIN BLDG U1 UPS PNL
ELE RM RCP (ADMIN VENDOR CABLING) | 01-LVF-PPL-013-36 | ADMIN BLDG U1 UPS PNL, BR34 | Power Panel | ADMIN BLDG U1 UPS PNL
ELE RM RCP (ADMIN VENDOR CABLING) | 01-LVF-PPL-013-36 | ADMIN BLDG U1 UPS PNL, BR36 | Power Panel | ADMIN BLDG U1 UPS PNL
COMM RM RCP (MHPS-JPOW. -ADM. VEND. CABL) | 01-LVF-PPL-013-38 | ADMIN BLDG U1 UPS PNL, BR38 | Power Panel | ADMIN BLDG U1 UPS PNL
UNIT 2 VIRTUAL HMI SERV. / NTWRK CAB PWR DIST | 02CKC00GH002\20 | ADMIN BLDG U2 UPS PNL, BR15 |  | ADMIN BLDG U2 UPS PNL
UNIT 2 VIRTUAL HMI SERV. / NTWRK CAB PWR DIST | 02CKC00GH002\21 | ADMIN BLDG U2 UPS PNL, BR17 |  | ADMIN BLDG U2 UPS PNL
DCS NTWRK CAB 0 SEC PWR FEED 120VAC UPS | 00-DCS-CAB-00 | ADMIN BLDG U2 UPS PNL, BR19 |  | ADMIN BLDG U2 UPS PNL
DCS NTWRK CAB 2 SEC PWR FEED 120VAC UPS | 00-DCS-CAB-02 | ADMIN BLDG U2 UPS PNL, BR21 |  | ADMIN BLDG U2 UPS PNL
ADMN BLDG DCS RM N WALL UNIT 2 DSK RCPTS | 02-LVF-PPL-013-25 | ADMIN BLDG U2 UPS PNL, BR25 | Power Panel | ADMIN BLDG U2 UPS PNL
ADMN BLDG CTRL RM UNIT 2 FLR RCPTS | 02-LVF-PPL-013-27 | ADMIN BLDG U2 UPS PNL, BR27 | Power Panel | ADMIN BLDG U2 UPS PNL
ADMN BLDG CTRL RM UNIT 2 S WALL TV RCPTS | 02-LVF-PPL-013-29 | ADMIN BLDG U2 UPS PNL, BR29 | Power Panel | ADMIN BLDG U2 UPS PNL
ADMN BLDG CTRL RM UNIT 2 MAIN DSK W RCPTS | 02-LVF-PPL-013-31 | ADMIN BLDG U2 UPS PNL, BR31 | Power Panel | ADMIN BLDG U2 UPS PNL
ADMN BLDG CTRL RM UNIT 2 MAIN DSK E RCPTS | 02-LVF-PPL-013-33 | ADMIN BLDG U2 UPS PNL, BR33 | Power Panel | ADMIN BLDG U2 UPS PNL
WTT BLDG MAIN CPL 120VAC UPS REDUNDANT | 00-DWT-PNL-01 | ADMIN BLDG U2 UPS PNL, BR6 |  | ADMIN BLDG U2 UPS PNL
WTT RO CIP CPL 120V UPS REDUNDANT | 00-DWT-CPL-05B | ADMIN BLDG U2 UPS PNL, BR8 | Control Power Feed | ADMIN BLDG U2 UPS PNL
VMS CTRL RM SRVR CAB FEED 2 120VAC UPS | 00-VMS-CPL-02 | ADMIN BLDG U2 UPS PNL, BR18 |  | ADMIN BLDG U2 UPS PNL
DCS NTWRK CAB 1 SEC PWR FEED 120VAC UPS | 00-DCS-CAB-01 | ADMIN BLDG U2 UPS PNL, BR20 |  | ADMIN BLDG U2 UPS PNL
DCS SRVR CAB 1 SEC PWR FEED PDU2 120VAC UPS | 00-DCS-CAB-95 | ADMIN BLDG U2 UPS PNL, BR22 |  | ADMIN BLDG U2 UPS PNL
DCS SRVR CAB 1 SEC PWR FEED PDU4 120VAC UPS | 00-DCS-CAB-95 | ADMIN BLDG U2 UPS PNL, BR24 |  | ADMIN BLDG U2 UPS PNL
ADMN BLDG DCS RM E WALL UNIT 2 DSK RCPTS | 02-LVF-PPL-013-26 | ADMIN BLDG U2 UPS PNL, BR26 | Power Panel | ADMIN BLDG U2 UPS PNL
ADMN BLDG CTRL RM E WALL UNIT 2 DSK RCPTS | 02-LVF-PPL-013-28 | ADMIN BLDG U2 UPS PNL, BR28 | Power Panel | ADMIN BLDG U2 UPS PNL
ADMN BLDG CTRL RM W DSK PRINTER RCPTS | 02-LVF-PPL-013-30 | ADMIN BLDG U2 UPS PNL, BR30 | Power Panel | ADMIN BLDG U2 UPS PNL
DCS SRVR CAB 2 SEC PWR FEED PDU2 120VAC UPS | 00-DCS-CAB-96 | ADMIN BLDG U2 UPS PNL, BR32 |  | ADMIN BLDG U2 UPS PNL
DCS SRVR CAB 2 SEC PWR FEED PDU4 120VAC UPS | 00-DCS-CAB-96 | ADMIN BLDG U2 UPS PNL, BR34 |  | ADMIN BLDG U2 UPS PNL
COMM RM RCP (MHPS-JPOW-ADM. VENDOR CABLING) | 02-LVF-PPL-013-38 | ADMIN BLDG U2 UPS PNL, BR38 | Power Panel | ADMIN BLDG U2 UPS PNL
BATTERY INPUT TO SECONDARY DC BUS | 02-LVE-PPL-01 | MVB, DC DISTRIBUTION PANEL 02-LVE-PPL-01, F1 | Power Panel | DC DISTRIBUTION PANEL 02-LVE-PPL-01
CHARGER A INPUT TO SECONDARY DC BUS | 02-LVE-PPL-01 | MVB, DC DISTRIBUTION PANEL 02-LVE-PPL-01, F2 | Power Panel | DC DISTRIBUTION PANEL 02-LVE-PPL-01
CH. A INP. TO PRIM. DC BUS (JUMPER TO FUSE F2) |  | MVB, DC DISTRIBUTION PANEL 02-LVE-PPL-01, F3 |  | DC DISTRIBUTION PANEL 02-LVE-PPL-01
CHARGER B INPUT TO SECONDARY DC BUS | 02-LVE-PPL-01 | MVB, DC DISTRIBUTION PANEL 02-LVE-PPL-01, F4 | Power Panel | DC DISTRIBUTION PANEL 02-LVE-PPL-01
CH. B INP. TO PRIM. DC BUS (JUMPER TO FUSE F2) |  | MVB, DC DISTRIBUTION PANEL 02-LVE-PPL-01, F5 |  | DC DISTRIBUTION PANEL 02-LVE-PPL-01
UPS SYSTEM UNIT 02 | 02-LVF-UPS-01 | MVB, DC DISTRIBUTION PANEL 02-LVE-PPL-01, F6 |  | DC DISTRIBUTION PANEL 02-LVE-PPL-01
HRSG 2 PDC 125VDC PANELBOARD 01 DSW | 02-LVE-DSW-012 | MVB, DC DISTRIBUTION PANEL 02-LVE-PPL-01, F7 | Power Panel | DC DISTRIBUTION PANEL 02-LVE-PPL-01
ADMIN BUILDING 125VDC PANELBOARD 02 RBX | 02-LVE-RBX-013 | MVB, DC DISTRIBUTION PANEL 02-LVE-PPL-01, F8 | Power Panel | DC DISTRIBUTION PANEL 02-LVE-PPL-01
IPBD 2 UAT DSW MAIN 125 VDC | 02-IPB-CPL-01 | MVB, DC DISTRIBUTION PANEL 02-LVE-PPL-01, F10.1 | Control Power Feed | DC DISTRIBUTION PANEL 02-LVE-PPL-01
SWGR 21/MCC 21 BREAKER CONTROL | 00-MVB-SWG-21 | MVB, DC DISTRIBUTION PANEL 02-LVE-PPL-01, F10.3 |  | DC DISTRIBUTION PANEL 02-LVE-PPL-01
RELAY PANEL 02-RPS-PNL-08 SEL-487E | 02-RPS-PNL-08 | MVB, DC DISTRIBUTION PANEL 02-LVE-PPL-01, F10.5 |  | DC DISTRIBUTION PANEL 02-LVE-PPL-01
RELAY PANEL 02-RPS-PNL-08 GE T60U & MET-UAT | 02-RPS-PNL-08 | MVB, DC DISTRIBUTION PANEL 02-LVE-PPL-01, F10.7 |  | DC DISTRIBUTION PANEL 02-LVE-PPL-01
UNIT 2 GSU CONTROL PANEL 125 VDC PWR MAIN | 02-GSU-CPL-01 | MVB, DC DISTRIBUTION PANEL 02-LVE-PPL-01, F10.9 | Control Power Feed | DC DISTRIBUTION PANEL 02-LVE-PPL-01
UNIT 1 SFC CUBICLE (REDUNDANT CTRL PWR-1) | 01MKE01GU101\00 | MVB, DC DISTRIBUTION PANEL 02-LVE-PPL-01, F10.13 |  | DC DISTRIBUTION PANEL 02-LVE-PPL-01
UNIT 2 SFC CUBICLE (REDUNDANT CTRL PWR-2) | 02MKE01GU101\01 | MVB, DC DISTRIBUTION PANEL 02-LVE-PPL-01, F10.15 |  | DC DISTRIBUTION PANEL 02-LVE-PPL-01
UNIT 2 GCB MAIN 125 VDC | 02-GEN-CPL-01 | MVB, DC DISTRIBUTION PANEL 02-LVE-PPL-01, F10.17 | Control Power Feed | DC DISTRIBUTION PANEL 02-LVE-PPL-01
UNIT 1 GCB TRIP COIL 2 125 VDC | 01-GEN-CPL-01 | MVB, DC DISTRIBUTION PANEL 02-LVE-PPL-01, F10.19 | Control Power Feed | DC DISTRIBUTION PANEL 02-LVE-PPL-01
SAT 21 CONTROL PANEL 125 VDC PWR MAIN | 00-SAT-CPL-21 | MVB, DC DISTRIBUTION PANEL 02-LVE-PPL-01, F10.2 | Control Power Feed | DC DISTRIBUTION PANEL 02-LVE-PPL-01
UAT 02 CONTROL PANEL 125 VDC PWR MAIN | 00-UAT-CPL-02 | MVB, DC DISTRIBUTION PANEL 02-LVE-PPL-01, F10.4 | Control Power Feed | DC DISTRIBUTION PANEL 02-LVE-PPL-01
SWGR 2 BREAKER CONTROL | 00-MVA-SWG-2 | MVB, DC DISTRIBUTION PANEL 02-LVE-PPL-01, F10.6 |  | DC DISTRIBUTION PANEL 02-LVE-PPL-01
SWGR 27 BREAKER CONTROL | 01-LVB-SWG-27 | MVB, DC DISTRIBUTION PANEL 02-LVE-PPL-01, F10.8 |  | DC DISTRIBUTION PANEL 02-LVE-PPL-01
MV SWGR BREAKER TEST CABINET |  | MVB, DC DISTRIBUTION PANEL 02-LVE-PPL-01, F10.10 |  | DC DISTRIBUTION PANEL 02-LVE-PPL-01
TURBINE CONTROL PANEL | 01MBY01GH001\80 | TCP |  | DC distribution panel U1
DC POWER SUPPLY FOR EXCITATION SYSTEM | 01MKC01GU101\80 | TCP |  | DC distribution panel U1
DC POWER SUPPLY FOR EXCITATION SYSTEM | 01MKC01GU101\81 | TCP |  | DC distribution panel U1
TURBINE SUPERVISORY INSTRUMENT PANEL | 01MBY01GH016\80 | TCP |  | DC distribution panel U1
TURBINE PROTECTION PANEL | 01MBY01GH010\80 | TCP |  | DC distribution panel U1
LOCAL OPS AND EMS DESK AND TURBINE CONTROL | 01CKC00GH001 | TCP |  | DC distribution panel U1
TURBINE REMOTE I/O PANEL A | 01MBY93GH001\80 | TCP |  | DC distribution panel U1
TURBINE REMOTE I/O PANEL B | 01MBY93GH002\80 | TCP |  | DC distribution panel U1
GCRP (GEN. CONTROL AND PROTEC. RELAY PANEL) | 01CHC00GH001\80 | TCP |  | DC distribution panel U1
GCRP | 01CHC00GH001\81 | TCP |  | DC distribution panel U1
NEUTRAL GROUND CUBICLE FOR GEN | 01BAW11GH001\80 | TCP |  | DC distribution panel U1
ST VACUUM BREAKER No.1 | 01MAC11AA901 | TCP |  | DC distribution panel U1
LUBE OIL PUMP DISCONNECT | 01MPV01AP401-M01 | TCP | Pump | DC distribution panel U1
SEAL OIL PUMP DISCONNECT | 01MKW04AP101-M01 | TCP | Pump | DC distribution panel U1
ST VACUUM BREAKER No.2 | 01MAC11AA902 | TCP |  | DC distribution panel U1
TURBINE CONTROL PANEL | 02MBY01GH001\80 | TCP |  | DC distribution panel U2
DC POWER SUPPLY FOR EXCITATION SYSTEM | 02MKC01GU101\80 | TCP |  | DC distribution panel U2
DC POWER SUPPLY FOR EXCITATION SYSTEM | 02MKC01GU101\81 | TCP |  | DC distribution panel U2
TURBINE SUPERVISORY INSTRUMENT PANEL | 02MBY01GH016\80 | TCP |  | DC distribution panel U2
TURBINE PROTECTION PANEL | 02MBY01GH010\80 | TCP |  | DC distribution panel U2
LOCAL OPS AND EMS DESK AND TURBINE CONTROL | 02CKC00GH001 | TCP |  | DC distribution panel U2
TURBINE REMOTE I/O PANEL A | 02MBY93GH001\80 | TCP |  | DC distribution panel U2
TURBINE REMOTE I/O PANEL B | 02MBY93GH002\80 | TCP |  | DC distribution panel U2
GCRP (GEN. CONTROL AND PROTEC. RELAY PANEL) | 02CHC00GH001\80 | TCP |  | DC distribution panel U2
GCRP | 02CHC00GH001\81 | TCP |  | DC distribution panel U2
NEUTRAL GROUND CUBICLE FOR GEN | 02BAW11GH001\80 | TCP |  | DC distribution panel U2
ST VACUUM BREAKER No.1 | 02MAC11AA901 | TCP |  | DC distribution panel U2
LUBE OIL PUMP DISCONNECT | 02MPV01AP401-M01 | TCP | Pump | DC distribution panel U2
SEAL OIL PUMP DISCONNECT | 02MKW04AP101-M01 | TCP | Pump | DC distribution panel U2
ST VACUUM BREAKER No.2 | 02MAC11AA902 | TCP |  | DC distribution panel U2
00-DCS-CAB-60 POWER 1 | 00-DCS-CAB-60 | HRSG 1 U1 UPS PANEL, BR1 |  | HRSG 1 U1 UPS PANEL
00-DCS-CAB-06 POWER 1 | 00-DCS-CAB-06 | HRSG 1 U1 UPS PANEL, BR3 |  | HRSG 1 U1 UPS PANEL
00-DCS-CAB-62 POWER 1 | 00-DCS-CAB-62 | HRSG 1 U1 UPS PANEL, BR5 |  | HRSG 1 U1 UPS PANEL
00-DCS-CAB-61 POWER 1 | 00-DCS-CAB-61 | HRSG 1 U1 UPS PANEL, BR7 |  | HRSG 1 U1 UPS PANEL
FGS COMP A CONTROL PANEL 1 UPS FEED 1 | 00-FGS-CPL-01A | HRSG 1 U1 UPS PANEL, BR9 | Control Power Feed | HRSG 1 U1 UPS PANEL
FGS COMP C CONTROL PANEL 1 UPS FEED 1 | 00-FGS-CPL-01C | HRSG 1 U1 UPS PANEL, BR11 | Control Power Feed | HRSG 1 U1 UPS PANEL
HRSG 1 HP DRM LVL GAUGE ILLUM 120VAC FEED 1 | 01-LI-HHS905 | HRSG 1 U1 UPS PANEL, BR13 |  | HRSG 1 U1 UPS PANEL
HRSG 1 IP DRM LVL GAUGE ILLUM 120VAC FEED 1 | 01-LI-HIS903 | HRSG 1 U1 UPS PANEL, BR15 |  | HRSG 1 U1 UPS PANEL
HRSG 1 LP DRM LVL GAUGE ILLUM 120VAC FEED 1 | 01-LI-HLS930 | HRSG 1 U1 UPS PANEL, BR17 |  | HRSG 1 U1 UPS PANEL
HRSG 1 FAA CPL 120VAC PWR FEED | 01-FAA-CPL-01 | HRSG 1 U1 UPS PANEL, BR19 | Control Power Feed | HRSG 1 U1 UPS PANEL
UNIT 1 HRSG DUCT BURNER UPS ATS FEED 1 | 01-BUR-ATS-01 | HRSG 1 U1 UPS PANEL, BR21 |  | HRSG 1 U1 UPS PANEL
HRSG 1 U1 UPS PANEL
00-DCS-CAB-70 POWER 1 | 00-DCS-CAB-70 | HRSG 1 U1 UPS PANEL, BR2 |  | HRSG 1 U1 UPS PANEL
VIBRATION MONITOR CAB POWER 1 | 01-VMS-CPL-01 | HRSG 1 U1 UPS PANEL, BR4 | Control Power Feed | HRSG 1 U1 UPS PANEL
00-DCS-CAB-72 POWER 1 | 00-DCS-CAB-72 | HRSG 1 U1 UPS PANEL, BR6 |  | HRSG 1 U1 UPS PANEL
UNIT 1 CEMS ELECTRICAL PNL 120 V UPS | 01-CEM-PNL-01 | HRSG 1 U1 UPS PANEL, BR8 |  | HRSG 1 U1 UPS PANEL
FGS COMP B CONTROL PANEL 1 UPS FEED 1 | 00-FGS-CPL-01B | HRSG 1 U1 UPS PANEL, BR10 | Control Power Feed | HRSG 1 U1 UPS PANEL
FGS CND PLC/CHROMATOGRAPH PWR FEED 1 | 00-FGS-ATS-01 | HRSG 1 U1 UPS PANEL, BR12 |  | HRSG 1 U1 UPS PANEL
FUEL GAS CAL. METER PNL AC PWR 120 VAC UPS | 00MBP01GH012 | HRSG 1 U1 UPS PANEL, BR14 |  | HRSG 1 U1 UPS PANEL
UNIT 1 HRSG SCR HTR JBX 103 UPS PWR 120 VAC | 01-SCR-JBX-103 | HRSG 1 U1 UPS PANEL, BR16 |  | HRSG 1 U1 UPS PANEL
UNIT 1 WTT CALCITE FILTER UPS FEED 1 | 01-DWS-CPL-06 | HRSG 1 U1 UPS PANEL, BR18 | Control Power Feed | HRSG 1 U1 UPS PANEL
00-DCS-CAB-60 POWER 2 | 00-DCS-CAB-60 | HRSG 1 U2 UPS PANEL, BR1 |  | HRSG 1 U2 UPS PANEL
00-DCS-CAB-06 POWER 2 | 00-DCS-CAB-06 | HRSG 1 U2 UPS PANEL, BR3 |  | HRSG 1 U2 UPS PANEL
00-DCS-CAB-62 POWER 2 | 00-DCS-CAB-62 | HRSG 1 U2 UPS PANEL, BR5 |  | HRSG 1 U2 UPS PANEL
00-DCS-CAB-71 POWER 2 | 00-DCS-CAB-71 | HRSG 1 U2 UPS PANEL, BR7 |  | HRSG 1 U2 UPS PANEL
FGS COMP A CONTROL PANEL 1 UPS FEED 2 | 00-FGS-CPL-01A | HRSG 1 U2 UPS PANEL, BR9 | Control Power Feed | HRSG 1 U2 UPS PANEL
FGS COMP C CONTROL PANEL 1 UPS FEED 2 | 00-FGS-CPL-01C | HRSG 1 U2 UPS PANEL, BR11 | Control Power Feed | HRSG 1 U2 UPS PANEL
UNIT 1 WTT CALCITE FILTER UPS FEED 2 | 01-DWS-CPL-06 | HRSG 1 U2 UPS PANEL, BR13 | Control Power Feed | HRSG 1 U2 UPS PANEL
HRSG 1 HP DRM LVL GAUGE ILLUM 120VAC PWR FEED 2 | 01-LI-HHS905 | HRSG 1 U2 UPS PANEL, BR15 |  | HRSG 1 U2 UPS PANEL
HRSG 1 IP DRM LVL GAUGE ILLUM 120VAC PWR FEED 2 | 01-LI-HIS903 | HRSG 1 U2 UPS PANEL, BR17 |  | HRSG 1 U2 UPS PANEL
HRSG 1 LP DRM LVL GAUGE ILLUM 120VAC PWR FEED 2 | 01-LI-HLS930 | HRSG 1 U2 UPS PANEL, BR19 |  | HRSG 1 U2 UPS PANEL
UNIT 1 HRSG DUCT BURNER UPS ATS FEED 2 | 01-BUR-ATS-01 | HRSG 1 U2 UPS PANEL, BR21 |  | HRSG 1 U2 UPS PANEL
00-DCS-CAB-70 POWER 2 | 00-DCS-CAB-70 | HRSG 1 U2 UPS PANEL, BR2 |  | HRSG 1 U2 UPS PANEL
VIBRATION MONITOR CAB POWER 2 | 01-VMS-CPL-01 | HRSG 1 U2 UPS PANEL, BR4 | Control Power Feed | HRSG 1 U2 UPS PANEL
00-DCS-CAB-72 POWER 2 | 00-DCS-CAB-72 | HRSG 1 U2 UPS PANEL, BR6 |  | HRSG 1 U2 UPS PANEL
UNIT 1 CEMS ELECTRICAL PNL 120 V UPS REDUNDANT | 01-CEM-PNL-01 | HRSG 1 U2 UPS PANEL, BR8 |  | HRSG 1 U2 UPS PANEL
FGS COMP B CONTROL PANEL 1 UPS FEED 2 | 00-FGS-CPL-01B | HRSG 1 U2 UPS PANEL, BR10 | Control Power Feed | HRSG 1 U2 UPS PANEL
FGS COND PLC/CHROMATOGRAPH PWR FEED 2 | 00-FGS-ATS-01 | HRSG 1 U2 UPS PANEL, BR12 |  | HRSG 1 U2 UPS PANEL
00-DCS-CAB-80 POWER 1 | 00-DCS-CAB-80 | HRSG 2 U1 UPS PANEL, BR1 |  | HRSG 2 U1 UPS PANEL
00-DCS-CAB-08 POWER 2 | 00-DCS-CAB-08 | HRSG 2 U1 UPS PANEL, BR3 |  | HRSG 2 U1 UPS PANEL
00-DCS-CAB-82 POWER 3 | 00-DCS-CAB-82 | HRSG 2 U1 UPS PANEL, BR5 |  | HRSG 2 U1 UPS PANEL
00-DCS-CAB-81 POWER 4 | 00-DCS-CAB-81 | HRSG 2 U1 UPS PANEL, BR7 |  | HRSG 2 U1 UPS PANEL
AUX BLR 120 VAC UPS PWR 1 | 00-AXS-CPL-01 | HRSG 2 U1 UPS PANEL, BR9 | Control Power Feed | HRSG 2 U1 UPS PANEL
HRSG 2 HP DRM LVL GAUGE ILLUM 120VAC FEED 1 | 02-LI-HHS905 | HRSG 2 U1 UPS PANEL, BR11 |  | HRSG 2 U1 UPS PANEL
HRSG 2 IP DRM LVL GAUGE ILLUM 120VAC FEED 1 | 02-LI-HIS903 | HRSG 2 U1 UPS PANEL, BR13 |  | HRSG 2 U1 UPS PANEL
HRSG 2 LP DRM LVL GAUGE ILLUM 120VAC FEED 1 | 02-LI-HLS930 | HRSG 2 U1 UPS PANEL, BR15 |  | HRSG 2 U1 UPS PANEL
00-DCS-CAB-90 POWER 1 | 00-DCS-CAB-90 | HRSG 2 U1 UPS PANEL, BR2 |  | HRSG 2 U1 UPS PANEL
VIBRATION MONITOR CAB POWER 1 | 02-VMS-CPL-01 | HRSG 2 U1 UPS PANEL, BR4 | Control Power Feed | HRSG 2 U1 UPS PANEL
00-DCS-CAB-92 POWER 1 | 00-DCS-CAB-92 | HRSG 2 U1 UPS PANEL, BR6 |  | HRSG 2 U1 UPS PANEL
UNIT 2 CEMS ELECTRICAL PNL 120 V UPS | 02-CEM-PNL-01 | HRSG 2 U1 UPS PANEL, BR8 |  | HRSG 2 U1 UPS PANEL
UNIT 2 HRSG SCR HTR JBX 103 UPS PWR 120 VAC | 02-SCR-JBX-103 | HRSG 2 U1 UPS PANEL, BR10 |  | HRSG 2 U1 UPS PANEL
UNIT 2 WTT CALCITE FILTER UPS FEED 1 | 02-DWS-CPL-06 | HRSG 2 U1 UPS PANEL, BR12 | Control Power Feed | HRSG 2 U1 UPS PANEL
HRSG 2 DCT BNR UPS ATS FEED 1 | 02-BUR-ATS-01 | HRSG 2 U1 UPS PANEL, BR14 |  | HRSG 2 U1 UPS PANEL
00-DCS-CAB-80 POWER 2 | 00-DCS-CAB-80 | HRSG 2 U2 UPS PANEL, BR1 |  | HRSG 2 U2 UPS PANEL
00-DCS-CAB-08 POWER 2 | 00-DCS-CAB-08 | HRSG 2 U2 UPS PANEL, BR3 |  | HRSG 2 U2 UPS PANEL
00-DCS-CAB-82 POWER 2 | 00-DCS-CAB-82 | HRSG 2 U2 UPS PANEL, BR5 |  | HRSG 2 U2 UPS PANEL
00-DCS-CAB-91 POWER 2 | 00-DCS-CAB-91 | HRSG 2 U2 UPS PANEL, BR7 |  | HRSG 2 U2 UPS PANEL
UNIT 2 WTT CALCITE FILTER UPS FEED 2 | 02-DWS-CPL-06 | HRSG 2 U2 UPS PANEL, BR9 | Control Power Feed | HRSG 2 U2 UPS PANEL
AUX BLR 120 VAC UPS PWR 2 | 00-AXS-CPL-01 | HRSG 2 U2 UPS PANEL, BR11 | Control Power Feed | HRSG 2 U2 UPS PANEL
HRSG 2 HP DRM LVL GAUGE ILLUM 120VAC PWR FEED 2 | 02-LI-HHS905 | HRSG 2 U2 UPS PANEL, BR13 |  | HRSG 2 U2 UPS PANEL
HRSG 2 IP DRM LVL GAUGE ILLUM 120VAC PWR FEED 2 | 02-LI-HIS903 | HRSG 2 U2 UPS PANEL, BR15 |  | HRSG 2 U2 UPS PANEL
HRSG 2 LP DRM LVL GAUGE ILLUM 120VAC PWR FEED 2 | 02-LI-HLS930 | HRSG 2 U2 UPS PANEL, BR17 |  | HRSG 2 U2 UPS PANEL
HRSG 2 FAA CPL 120VAC PWR FEED | 02-FAA-CPL-01 | HRSG 2 U2 UPS PANEL, BR19 | Control Power Feed | HRSG 2 U2 UPS PANEL
00-DCS-CAB-90 POWER 2 | 00-DCS-CAB-90 | HRSG 2 U2 UPS PANEL, BR2 |  | HRSG 2 U2 UPS PANEL
VIBRATION MONITOR CAB POWER 2 | 02-VMS-CPL-01 | HRSG 2 U2 UPS PANEL, BR4 | Control Power Feed | HRSG 2 U2 UPS PANEL
00-DCS-CAB-92 POWER 2 | 00-DCS-CAB-92 | HRSG 2 U2 UPS PANEL, BR6 |  | HRSG 2 U2 UPS PANEL
UNIT 2 CEMS ELECTRICAL PNL 120 V UPS REDUNDANT | 02-CEM-PNL-01 | HRSG 2 U2 UPS PANEL, BR8 |  | HRSG 2 U2 UPS PANEL
HRSG 2 DCT BNR UPS ATS FEED 2 | 02-BUR-ATS-01 | HRSG 2 U2 UPS PANEL, BR10 |  | HRSG 2 U2 UPS PANEL
UNIT 1 STEAM ELEC SUPERHEATER | 01-AXS-HTR-01 | HRSG-1 MCC ENCLOSURE CUBICLE 03D | Heater | HRSG SWG 11/21 | 480 V RACK OUT BREAKER
HRSG 1 MCC 01 | 01-HRG-MCC-111 | HRSG-1 MCC ENCLOSURE CUBICLE 01B |  | HRSG SWG 11/21 | 480 V RACK OUT BREAKER
UNIT 1 AMMONIA INJ HEATER | 01-SCR-HTR-01 | HRSG-1 MCC ENCLOSURE CUBICLE 03C | Heater | HRSG SWG 11/21 | 480 V RACK OUT BREAKER
AIR COMPRESSOR A | 01-INA-PNL-01A | HRSG-1 MCC ENCLOSURE CUBICLE 01D | Compressor | HRSG SWG 11/21 | 480 V RACK OUT BREAKER
FEEDER BREAKER | 01-LVB-SWG-11 | HRSG-1 MCC ENCLOSURE CUBICLE 02A |  | HRSG SWG 11/21 | 480 V RACK OUT BREAKER
TIE BREAKER 480V SWG-11 AND SWG-21 |  | HRSG-1 MCC ENCLOSURE CUBICLE 04C |  | HRSG SWG 11/21 | 480 V RACK OUT BREAKER
FUEL GAS LP DEW POINT HEATER | 00-FGS-HTR-01 | HRSG-1 MCC ENCLOSURE CUBICLE 06D | Heater | HRSG SWG 11/21 | 480 V RACK OUT BREAKER
UNIT 1 AMMONIA INJ HEATER | 01-SCR-HTR-02 | HRSG-1 MCC ENCLOSURE CUBICLE 06C | Heater | HRSG SWG 11/21 | 480 V RACK OUT BREAKER
HRSG 1 MCC 2 | 01-HRG-MCC-211 | HRSG-1 MCC ENCLOSURE CUBICLE 06B |  | HRSG SWG 11/21 | 480 V RACK OUT BREAKER
AIR COMPRESSOR B | 00-INA-PNL-01B | HRSG-1 MCC ENCLOSURE CUBICLE 05D | Compressor | HRSG SWG 11/21 | 480 V RACK OUT BREAKER
FEEDER BREAKER | 01-LVB-SWG-21 | HRSG-1 MCC ENCLOSURE CUBICLE 07A |  | HRSG SWG 11/21 | 480 V RACK OUT BREAKER
AUX BOILER COMBUSTION AIR FAN | 00-AXS-MFN-01 | HRSG-2 ENCLSURE 480V MCC 121, CUBICLE 02FM | Fan/Blower | MCC 121 | 480 V MOLDED CASE BREAKER
SERVICE WATER PUMP MOTOR A | 00-SWS-MPM-01A | HRSG-2 ENCLSURE 480V MCC 121, CUBICLE 03FM | Pump | MCC 121 | 480 V MOLDED CASE BREAKER
UNIT 2 MAIN LUBE OIL PUMP MOTOR A | 02MPV01AP101-M01 | HRSG-2 ENCLSURE 480V MCC 121, CUBICLE 04FM | Pump | MCC 121 | 480 V MOLDED CASE BREAKER
HRSG 2 PDC PANELBOARD 480V | 02-LVB-PPL-1211 | HRSG-2 ENCLSURE 480V MCC 121, CUBICLE 06FE | Power Panel | MCC 121 | 480 V MOLDED CASE BREAKER
AUX BOILER BUILDING PANELBOARD 480VAC | 02-LVB-PPL-1215 | HRSG-2 ENCLSURE 480V MCC 121, CUBICLE 06FH | Power Panel | MCC 121 | 480 V MOLDED CASE BREAKER
WAREHOUSE BUILDING LOAD PANELBOARD 480VAC | 02-LVB-PPL-1217 | HRSG-2 ENCLSURE 480V MCC 121, CUBICLE 06FM | Power Panel | MCC 121 | 480 V MOLDED CASE BREAKER
HRSG 2 TOP LEVEL SE PANELBOARD 480VAC | 02-LVB-PPL-1212 | HRSG-2 ENCLSURE 480V MCC 121, CUBICLE 07FC | Power Panel | MCC 121 | 480 V MOLDED CASE BREAKER
HRSG 2 GRADE WEST PANELBOARD 480VAC | 02-LVB-PPL-1213 | HRSG-2 ENCLSURE 480V MCC 121, CUBICLE 07FF | Power Panel | MCC 121 | 480 V MOLDED CASE BREAKER
HRSG 2 FINGER RACK PANELBOARD 480VAC | 02-LVB-PPL-1214 | HRSG-2 ENCLSURE 480V MCC 121, CUBICLE 07FJ | Power Panel | MCC 121 | 480 V MOLDED CASE BREAKER
WATER TREATMENT PANELBOARD 480VAC | 02-LVB-PPL-1218 | HRSG-2 ENCLSURE 480V MCC 121, CUBICLE 07FM | Power Panel | MCC 121 | 480 V MOLDED CASE BREAKER
DEMIN WATER PUMP MTR A | 00-DWS-MPM-01A | HRSG-2 ENCLSURE 480V MCC 121, CUBICLE 11FD | Pump | MCC 121 | 480 V MOLDED CASE BREAKER
DEMIN WATER PUMP MTR C | 00-DWS-MPM-01C | HRSG-2 ENCLSURE 480V MCC 121, CUBICLE 11FH | Pump | MCC 121 | 480 V MOLDED CASE BREAKER
UNIT 2 BFW LUBE OIL PUMP MTR A | 02-BFW-MPM-02A | HRSG-2 ENCLSURE 480V MCC 121, CUBICLE 12FF | Pump | MCC 121 | 480 V MOLDED CASE BREAKER
UNIT 2 HRSG BD SUMP PUMP A/B CONTROL PANEL | 02-BDN-CPL-01 | HRSG-2 ENCLSURE 480V MCC 121, CUBICLE 13FC(R) | Control Power Feed | MCC 121 | 480 V MOLDED CASE BREAKER
AUX BOILER FEED PUMP MOTOR 1 | 00-AXS-MPM-01A | HRSG-2 ENCLSURE 480V MCC 121, CUBICLE 13FF | Pump | MCC 121 | 480 V MOLDED CASE BREAKER
DWT TWO PASS RO A CONTROL PNL | 00-DWT-CPL-02A | HRSG-2 ENCLSURE 480V MCC 121, CUBICLE 13FJ | Control Power Feed | MCC 121 | 480 V MOLDED CASE BREAKER
HRSG 2 PDC XFMR 480-120/208VAC | 02-LVB-XFR-1211 | HRSG-2 ENCLSURE 480V MCC 121, CUBICLE 14FC(R) | Transformer | MCC 121 | 480 V MOLDED CASE BREAKER
HRSG 2 FINGER RACK HEAT TRACE XFMR 480-120/208V | 02-HTT-XFR-1211 | HRSG-2 ENCLSURE 480V MCC 121, CUBICLE 14FF(R) | Transformer | MCC 121 | 480 V MOLDED CASE BREAKER
HRSG 2 PIPE RACK GRADE HEAT TRACE XFMR | 02-HTT-XFR-1212 | HRSG-2 ENCLSURE 480V MCC 121, CUBICLE 14FJ(R) | Transformer | MCC 121 | 480 V MOLDED CASE BREAKER
WATER TREATMENT HEAT TRACE XFMR | 02-HTT-XFR-1213 | HRSG-2 ENCLSURE 480V MCC 121, CUBICLE 14FM(R) | Transformer | MCC 121 | 480 V MOLDED CASE BREAKER
POTABLE WATER TEMPERING SKID FEED A | 00-PWS-CPL-01 | HRSG-2 ENCLSURE 480V MCC 121, CUBICLE 15FC(L) | Control Power Feed | MCC 121 | 480 V MOLDED CASE BREAKER
UNIT 2 SAMPLE ANALYSIS PANEL DSW | 02-SMP-DSW-01 | HRSG-2 ENCLSURE 480V MCC 121, CUBICLE 15FC(R) |  | MCC 121 | 480 V MOLDED CASE BREAKER
UNIT 2 HRSG DUCT BURNER COOLING SKID BL0WER 1 | 02-BUR-MLB-01A | HRSG-2 ENCLSURE 480V MCC 121, CUBICLE 06FB | Fan/Blower | MCC 121 | 480 V MOLDED CASE BREAKER
UNIT 2 ACHE FAN 01A | 02-CCW-MFN-01A | HRSG-2 ENCLSURE 480V MCC 121, CUBICLE 08FF | Fan/Blower | MCC 121 | 480 V MOLDED CASE BREAKER
UNIT 2 ACHE FAN 01B | 02-CCW-MFN-01B | HRSG-2 ENCLSURE 480V MCC 121, CUBICLE 08FJ | Fan/Blower | MCC 121 | 480 V MOLDED CASE BREAKER
UNIT 2 ACHE FAN 01C | 02-CCW-MFN-01C | HRSG-2 ENCLSURE 480V MCC 121, CUBICLE 09FC | Fan/Blower | MCC 121 | 480 V MOLDED CASE BREAKER
UNIT 2 ACHE FAN 02A | 02-CCW-MFN-02A | HRSG-2 ENCLSURE 480V MCC 121, CUBICLE 9FF | Fan/Blower | MCC 121 | 480 V MOLDED CASE BREAKER
UNIT 2 ACHE FAN 02B | 02-CCW-MFN-02A | HRSG-2 ENCLSURE 480V MCC 121, CUBICLE 9FJ | Fan/Blower | MCC 121 | 480 V MOLDED CASE BREAKER
UNIT 2 ACHE FAN 02C | 02-CCW-MFN-02C | HRSG-2 ENCLSURE 480V MCC 121, CUBICLE 9FM | Fan/Blower | MCC 121 | 480 V MOLDED CASE BREAKER
UNIT 2 ACHE FAN 03A | 02-CCW-MFN-03A | HRSG-2 ENCLSURE 480V MCC 121, CUBICLE 10FC | Fan/Blower | MCC 121 | 480 V MOLDED CASE BREAKER
HRSG 2 AMMONIA INJECTION BLOWER A | 02-SCR-MFN-100A | HRSG-2 ENCLSURE 480V MCC 121, CUBICLE 05FM | Fan/Blower | MCC 121 | 480 V MOLDED CASE BREAKER
UNIT 2 BFW LUBE OIL PUMP MTR B | 02-BFW-MPM-02B | HRSG-2 ENCLSURE 480V MCC 221, CUBICLE 3FF | Pump | MCC 221 | 480 V MOLDED CASE BREAKER
SERVICE WATER PUMP MTR B | 00-SWS-MPM-01B | HRSG-2 ENCLSURE 480V MCC 221, CUBICLE 3FM | Pump | MCC 221 | 480 V MOLDED CASE BREAKER
UNIT 2 MAIN LUBE OIL PUMP MOTOR B | 02MPV01AP102-M01 | HRSG-2 ENCLSURE 480V MCC 221, CUBICLE 4FM | Pump | MCC 221 | 480 V MOLDED CASE BREAKER
DEMIN WATER PUMP MTR B | 00-DWS-MPM-01B | HRSG-2 ENCLSURE 480V MCC 221, CUBICLE 10FM | Pump | MCC 221 | 480 V MOLDED CASE BREAKER
UNIT 2 STG SWBD | 02-LVB-SWB-2211 | HRSG-2 ENCLSURE 480V MCC 221, CUBICLE 11FD |  | MCC 221 | 480 V MOLDED CASE BREAKER
WATER TREATMENT BLDG LOAD PANELBOARD 480VAC | 02-LVB-PPL-2211 | HRSG-2 ENCLSURE 480V MCC 221, CUBICLE 11FH | Power Panel | MCC 221 | 480 V MOLDED CASE BREAKER
DEMIN TRAILERS POWER FEED | 00-DWT-JBX-01 | HRSG-2 ENCLSURE 480V MCC 221, CUBICLE 11FM |  | MCC 221 | 480 V MOLDED CASE BREAKER
UNIT 2 TURBINE BUILDING NE PANELBOARD 480VAC | 02-LVB-PPL-2215 | HRSG-2 ENCLSURE 480V MCC 221, CUBICLE 12FE | Power Panel | MCC 221 | 480 V MOLDED CASE BREAKER
HRSG 2 PDC PANELBOARD 480VAC | 02-LVB-PPL-2212 | HRSG-2 ENCLSURE 480V MCC 221, CUBICLE 12FH | Power Panel | MCC 221 | 480 V MOLDED CASE BREAKER
AUX BOILER FEED PUMP MTR 2 | 00-AXS-VFD-01B | HRSG-2 ENCLSURE 480V MCC 221, CUBICLE 13FC | Pump | MCC 221 | 480 V MOLDED CASE BREAKER
DWT TWO PASS RO B CONTROL PNL | 00-DWT-CPL-02B | HRSG-2 ENCLSURE 480V MCC 221, CUBICLE 13FF | Control Power Feed | MCC 221 | 480 V MOLDED CASE BREAKER
HRSG 2 TOP LEVEL WEST PANELBOARD 480VAC | 02-LVB-PPL-2213 | HRSG-2 ENCLSURE 480V MCC 221, CUBICLE 13FJ | Power Panel | MCC 221 | 480 V MOLDED CASE BREAKER
HRSG 2 GRADE WEST XFMR 480-120/208VAC | 02-LVB-XFR-2211 | HRSG-2 ENCLSURE 480V MCC 221, CUBICLE 14FC(L) | Transformer | MCC 221 | 480 V MOLDED CASE BREAKER
HRSG 2 TOP S HEAT TRACE XFMR 480-120/208VAC | 02-HTT-XFR-2211 | HRSG-2 ENCLSURE 480V MCC 221, CUBICLE 14FC(R) | Transformer | MCC 221 | 480 V MOLDED CASE BREAKER
UNIT 2 HRSG BD SUMP PUMP A/B CONTROL PANEL | 02-BDN-CPL-01 | HRSG-2 ENCLSURE 480V MCC 221, CUBICLE 14FF(R) | Control Power Feed | MCC 221 | 480 V MOLDED CASE BREAKER
POTABLE WATER TEMPERING SKID FEED B | 00-PWS-CPL-01 | HRSG-2 ENCLSURE 480V MCC 221, CUBICLE 14FM(L) | Control Power Feed | MCC 221 | 480 V MOLDED CASE BREAKER
UNIT 2 BRIDGE CRANE | 02-CTG-CRN-01 | HRSG-2 ENCLSURE 480V MCC 221, CUBICLE 15FF(R) |  | MCC 221 | 480 V MOLDED CASE BREAKER
WATER TREATMENT PANELBOARD 480VAC | 02-LVB-PPL-2214 | HRSG-2 ENCLSURE 480V MCC 221, CUBICLE 16FM | Power Panel | MCC 221 | 480 V MOLDED CASE BREAKER
UNIT 2 HRSG DUCT BURNER COOLING SKID BLOWER 2 | 02-BUR-MLB-01B | HRSG-2 ENCLSURE 480V MCC 221, CUBICLE 6FD | Fan/Blower | MCC 221 | 480 V MOLDED CASE BREAKER
UNIT 2 ACHE FAN 03B | 02-CCW-MFN-03B | HRSG-2 ENCLSURE 480V MCC 221, CUBICLE 7FF | Fan/Blower | MCC 221 | 480 V MOLDED CASE BREAKER
UNIT 2 ACHE FAN 03C | 02-CCW-MFN-03C | HRSG-2 ENCLSURE 480V MCC 221, CUBICLE 7FJ | Fan/Blower | MCC 221 | 480 V MOLDED CASE BREAKER
UNIT 2 ACHE FAN 04A | 02-CCW-MFN-04A | HRSG-2 ENCLSURE 480V MCC 221, CUBICLE 7FM | Fan/Blower | MCC 221 | 480 V MOLDED CASE BREAKER
UNIT 2 ACHE FAN 04B | 02-CCW-MFN-04B | HRSG-2 ENCLSURE 480V MCC 221, CUBICLE 8FC | Fan/Blower | MCC 221 | 480 V MOLDED CASE BREAKER
UNIT 2 ACHE FAN 04C | 02-CCW-MFN-04C | HRSG-2 ENCLSURE 480V MCC 221, CUBICLE 8FF | Fan/Blower | MCC 221 | 480 V MOLDED CASE BREAKER
UNIT 2 ACHE FAN 05A | 02-CCW-MFN-05A | HRSG-2 ENCLSURE 480V MCC 221, CUBICLE 8FJ | Fan/Blower | MCC 221 | 480 V MOLDED CASE BREAKER
UNIT 2 ACHE FAN 05B | 02-CCW-MFN-05B | HRSG-2 ENCLSURE 480V MCC 221, CUBICLE 8FM | Fan/Blower | MCC 221 | 480 V MOLDED CASE BREAKER
UNIT 2 ACHE FAN 05C | 02-CCW-MFN-05C | HRSG-2 ENCLSURE 480V MCC 221, CUBICLE 9FC | Fan/Blower | MCC 221 | 480 V MOLDED CASE BREAKER
HRSG2 AMMONIA INJECTION BLOWER B | 02-SCR-MFN-100B | HRSG-2 ENCLSURE 480V MCC 221, CUBICLE 5FM | Fan/Blower | MCC 221 | 480 V MOLDED CASE BREAKER
6.9 KV XFR 11 | 00-MVA-XFR-11 | MVB swithcgear 1, cubicle 03B | Transformer | SWG 1 | 13.8 KV RACK-OUT BREAKER
HRSG 01 SUS XFMR 01 | 01-MVA-XFR-11 | MVB swithcgear 1, cubicle 06A | Transformer | SWG 1 | 13.8 KV RACK-OUT BREAKER
HRSG 02 SUS XFMR 01 | 02-MVA-XFR-12 | MVB swithcgear 1, cubicle 06B | Transformer | SWG 1 | 13.8 KV RACK-OUT BREAKER
ACC 01 SUS XFMR 01 | 01-MVA-XFR-13 | MVB swithcgear 1, cubicle 05A | Transformer | SWG 1 | 13.8 KV RACK-OUT BREAKER
ACC 02 SUS XFMR 01 | 02-MVA-XFR-14 | MVB swithcgear 1, cubicle 04A | Transformer | SWG 1 | 13.8 KV RACK-OUT BREAKER
ACC 01 SUS XFMR 03 | 01-MVA-XFR-15 | MVB swithcgear 1, cubicle 05B | Transformer | SWG 1 | 13.8 KV RACK-OUT BREAKER
ACC 02 SUS XFMR 03 | 02-MVA-XFR-16 | MVB swithcgear 1, cubicle 04B | Transformer | SWG 1 | 13.8 KV RACK-OUT BREAKER
BOP SUS XFMR | 00-MVA-XFR-17 | MVB swithcgear 1, cubicle 03A | Transformer | SWG 1 | 13.8 KV RACK-OUT BREAKER
U2 BOILER FEED WATER PUMP B | 02-BFW-MPM-02B | MVB swithcgear 1, cubicle 02A | Pump | SWG 1 | 13.8 KV RACK-OUT BREAKER
U1 BOILER FEED WATER PUMP A | 01-BFW-MPM-01A | MVB swithcgear 1, cubicle 02B | Pump | SWG 1 | 13.8 KV RACK-OUT BREAKER
Main feed breaker | 00-UAT-XFR-1 | MVB swithcgear 1, cubicle 7B | Transformer | SWG 1 | 13.8 KV RACK-OUT BREAKER
TIE BREAKER 13.8 SWG-1 AND 13.8 SWG-2 |  | MVB swithcgear 1, cubicle 9B |  | SWG 1 | 13.8 KV RACK-OUT BREAKER
BUS1 VTS |  | MVB swithcgear 1, cubicle 8B |  | SWG 1 | FUES
U1 SFC TRANSFORMER | 01-LCI-XFR-01 | MVB SWITCHGEAR 11, CUBICLE 04B | Transformer | SWG 11 | 6.9 KV RACK-OUT BREAKER
U2 GT ENHANCED AIR COMPRESSOR B | 02-MBH06AN102 | MVB SWITCHGEAR 11, CUBICLE 05B | Compressor | SWG 11 | FUES
U1 GT ENHANCED AIR COMPRESSOR A | 01-MBH06AN101 | MVB SWITCHGEAR 11, CUBICLE 05A | Compressor | SWG 11 | FUES
U2 CLOSED COOLING WATER PUMP B | 02-CCW-MPM-02B | MVB SWITCHGEAR 11, CUBICLE 04A | Pump | SWG 11 | FUES
U1 CLOSED COOLING WATER PUMP A | 01-CCW-MPM-01A | MVB SWITCHGEAR 11, CUBICLE 04B | Pump | SWG 11 | FUES
U2 CONDENSATE PUMP B | 02-CND-MPM-02B | MVB SWITCHGEAR 11, CUBICLE 03A | Pump | SWG 11 | FUES
U1 CONDENSATE PUMP A | 01-CND-MPM-01A | MVB SWITCHGEAR 11, CUBICLE 02A | Pump | SWG 11 | FUES
U1 CONDENSATE PUMP C | 01-CND-MPM-01C | MVB SWITCHGEAR 11, CUBICLE 03B | Pump | SWG 11 | FUES
FUEL GAS COMPRESSOR C | 00-FGS-CMP-01C | MVB SWITCHGEAR 11, CUBICLE 02B | Compressor | SWG 11 | FUES
FUEL GAS COMPRESSOR A | 00-FGS-CMP-01A | MVB SWITCHGEAR 11, CUBICLE 01B | Compressor | SWG 11 | FUES
Main feed breaker |  | MVB SWITCHGEAR 11, CUBICLE 02B |  | SWG 11 | 6.9 KV RACK-OUT BREAKER
TIE BREAKER 6.9 SWG-11 AND 6.9 SWG-21 |  | MVB SWITCHGEAR 11, CUBICLE 04A |  | SWG 11 | 6.9 KV RACK-OUT BREAKER
UNIT 2 STEAM ELEC SUPERHEATER | 02-AXS-HTR-01 | HRSG-2 ECLOSURE, SWG 12, CUBICLE 01D | Heater | SWG 12/22 | 480 V RACK OUT BREAKER
HRSG 2 MCC 01 | 02-HRG-MCC-121 | HRSG-2 ECLOSURE, SWG 12, CUBICLE 01B |  | SWG 12/22 | 480 V RACK OUT BREAKER
UNIT 2 AMMONIA INJ HEATER "A" | 02-SCR-HTR-01 | HRSG-2 ECLOSURE, SWG 12, CUBICLE 03D | Heater | SWG 12/22 | 480 V RACK OUT BREAKER
HRSG 2 MCC 02 | 02-HRG-MCC-221 | HRSG-2 ECLOSURE, SWG 22, CUBICLE 06B |  | SWG 12/22 | 480 V RACK OUT BREAKER
UNIT 2 AMMONIA INJ HEATER "B" | 02-SCR-HTR-02 | HRSG-2 ECLOSURE, SWG 22, CUBICLE 05D | Heater | SWG 12/22 | 480 V RACK OUT BREAKER
ADMIN BLDG PWR FEED | 00-LVB-PPL-173 | HRSG-2 ECLOSURE, SWG 22, CUBICLE 06D | Power Panel | SWG 12/22 | 480 V RACK OUT BREAKER
MAIN FEED BREAKER SWG 12 | 02-LVB-SWG-12 | HRSG-2 ECLOSURE, SWG 12, CUBICLE 02A |  | SWG 12/22 | 480 V RACK OUT BREAKER
MAIN FEED BREAKER SWG 22 | 02-LVB-SWG-22 | HRSG-2 ECLOSURE, SWG 22, CUBICLE 07A |  | SWG 12/22 | 480 V RACK OUT BREAKER
TIE BREAKER SWG 12 AND 22 |  | HRSG-2 ECLOSURE, SWG 12, CUBICLE |  | SWG 12/22 | 480 V RACK OUT BREAKER
FIRE PUMP CONTROL PANEL | 00-FPS-PNL-01 | FIRE PUMP ECLOSURE |  | SWG 12/22 | LOCAL DISCONNECT
6.9KV XFR 21 | 00-MVA-XFR-21 | MVB swithcgear 2, cubicle 15B | Transformer | SWG 2 | 13.8 KV RACK-OUT BREAKER
HRSG 01 SUS XFMR 02 | 01-MVA-XFR-21 | MVB swithcgear 2, cubicle 12A | Transformer | SWG 2 | 13.8 KV RACK-OUT BREAKER
HRSG 02 SUS XFMR 02 | 02-MVA-XFR-22 | MVB swithcgear 2, cubicle 12B | Transformer | SWG 2 | 13.8 KV RACK-OUT BREAKER
ACC 01 SUS XFMR 02 | 01-MVA-XFR-23 | MVB swithcgear 2, cubicle 13A | Transformer | SWG 2 | 13.8 KV RACK-OUT BREAKER
ACC 02 SUS XFMR 02 | 02-MVA-XFR-24 | MVB swithcgear 2, cubicle 13B | Transformer | SWG 2 | 13.8 KV RACK-OUT BREAKER
ACC 01 SUS XFMR 04 | 01-MVA-XFR-25 | MVB swithcgear 2, cubicle 14A | Transformer | SWG 2 | 13.8 KV RACK-OUT BREAKER
ACC 02 SUS XFMR 04 | 02-MVA-XFR-26 | MVB swithcgear 2, cubicle 14B | Transformer | SWG 2 | 13.8 KV RACK-OUT BREAKER
BOP SUS XFMR 02 | 00-MVA-XFR-27 | MVB swithcgear 2, cubicle 15A | Transformer | SWG 2 | 13.8 KV RACK-OUT BREAKER
U2 BOILER FEED WATER PUMP A | 02-BFW-MPM-01A | MVB swithcgear 2, cubicle 16B | Pump | SWG 2 | 13.8 KV RACK-OUT BREAKER
U1 BOILER FEED WATER PUMP B | 01-BFW-MPM-01B | MVB swithcgear 2, cubicle 16A | Pump | SWG 2 | 13.8 KV RACK-OUT BREAKER
Main feed breaker | 00-UAT-XFR-2 | MVB swithcgear 2, cubicle 10B | Transformer | SWG 2 | 13.8 KV RACK-OUT BREAKER
BUS2 VTS |  | MVB swithcgear 2, cubicle 11B |  | SWG 2 | FUES
U2 SFC TRANSFORMER | 02-LCI-XFR-01 | MVB SWITCHGEAR 21, CUBICLE 07B | Transformer | SWG 21 | 6.9 KV RACK-OUT BREAKER
U2 GT ENHANCED AIR COMPRESSOR A | 02-MBH06AN101 | MVB SWITCHGEAR 21, CUBICLE 01A | Compressor | SWG 21 | FUES
U1 GT ENHANCED AIR COMPRESSOR B | 02-MBH06AN102 | MVB SWITCHGEAR 21, CUBICLE 01B | Compressor | SWG 21 | FUES
U2 CLOSED COOLING WATER PUMP A | 02-CCW-MPM-02A | MVB SWITCHGEAR 21, CUBICLE 02A | Pump | SWG 21 | FUES
U1 CLOSED COOLING WATER PUMP B | 01-CCW-MPM-01B | MVB SWITCHGEAR 21, CUBICLE 02B | Pump | SWG 21 | FUES
U1 CONDENSATE PUMP B | 01-CND-MPM-01B | MVB SWITCHGEAR 21, CUBICLE 03A | Pump | SWG 21 | FUES
U2 CONDENSATE PUMP C | 02-CND-MPM-02C | MVB SWITCHGEAR 21, CUBICLE 03B | Pump | SWG 21 | FUES
FUEL GAS COMPRESSOR B | 00-FGS-CMP-01B | MVB SWITCHGEAR 21, CUBICLE 04B | Compressor | SWG 21 | FUES
U2 CONDENSATE PUMP A | 02-CND-MPM-02A | MVB SWITCHGEAR 21, CUBICLE 04A | Pump | SWG 21 | FUES
Main feed breaker |  | MVB SWITCHGEAR 21, CUBICLE 06B |  | SWG 21 | 6.9 KV RACK-OUT BREAKER
STHP TURBINE STEAM INLET PIPE DRAIN MOV | 01MAL02AA901 | TCP | Motor Operated Valve | U1 ESS | 480 V MOLDED CASE BREAKER
ST IP TURBINE STEAM INLET PIPE DRAIN MOV | 01MAL06AA901 | TCP | Motor Operated Valve | U1 ESS | 480 V MOLDED CASE BREAKER
GT Package Ventilation Fan A | 01MBA11AN101-M01 | TCP | Fan/Blower | U1 ESS | 480 V MOLDED CASE BREAKER
GT Package Ventilation Fan B | 01MBA11AN102-M01 | TCP | Fan/Blower | U1 ESS | 480 V MOLDED CASE BREAKER
GT Casing Cooling Air Fan | 01QEF13AN101-M01 | TCP | Fan/Blower | U1 ESS | 480 V MOLDED CASE BREAKER
MCC Feeder Breaker |  | TCP |  | U1 ESS | 480 V MOLDED CASE BREAKER
Turning Gear Motor | 01MAK11AE101-M01 | TCP |  | U1 ESS | 480 V MOLDED CASE BREAKER
Main Seal Oil Pump | 01MKW01AP101-M01 | TCP | Pump | U1 ESS | 480 V MOLDED CASE BREAKER
Lube Oil Vapor Extractor A | 01MPV01AN101-M01 | TCP | Pump | U1 ESS | 480 V MOLDED CASE BREAKER
Lube Oil Vapor Extractor B | 01MPV01AN102-M01 | TCP | Pump | U1 ESS | 480 V MOLDED CASE BREAKER
Jacking Oil Pump A | 01MKV05AP201-M01 | TCP | Pump | U1 ESS | 480 V MOLDED CASE BREAKER
Jacking Oil Pump B | 01MKV05AP202-M01 | TCP | Pump | U1 ESS | 480 V MOLDED CASE BREAKER
GT ECA Compressor A Aux Oil | 01MBH06AP401-M01 | TCP | Pump | U1 ESS | 480 V MOLDED CASE BREAKER
GT ECA Compressor B Aux Oil | 01MBH06AP402-M01 | TCP | Pump | U1 ESS | 480 V MOLDED CASE BREAKER
GT ECA Compressor A Vapor | 01MBH06AN104-M01 | TCP | Pump | U1 ESS | 480 V MOLDED CASE BREAKER
GT ECA Compressor B Vapor | 01MBH06AN106-M01 | TCP | Pump | U1 ESS | 480 V MOLDED CASE BREAKER
125VDC BATTERY CHARGER B | 01BTM03 | TCP |  | U1 ESS | 480 V MOLDED CASE BREAKER
208-120VAC Essential Distribution Panel | 01BME01 | TCP | Power Panel | U1 ESS | 480 V MOLDED CASE BREAKER
CO2 TANK CONTROL PANEL | 01SGJ02BB101 | TCP | Control Power Feed | U1 ESS | 480 V MOLDED CASE BREAKER
CO2 TANK HEATER | 01SGJ02AH001 | TCP | Heater | U1 ESS | 480 V MOLDED CASE BREAKER
220V DC RECTIFIER PANEL | 01BTL01 | TCP | Control Power Feed | U1 ESS | 480 V MOLDED CASE BREAKER
CONTROL PACKAGE AIR CONDITIONER-1 | 01UCA51AH101 | TCP |  | U1 ESS | 480 V MOLDED CASE BREAKER
CONTROL PACKAGE AIR CONDITIONER-3 | 01UCA51AH201 | TCP |  | U1 ESS | 480 V MOLDED CASE BREAKER
CONTROL PACKAGE AIR CONDITIONER-5 | 01UCA51AH103 | TCP |  | U1 ESS | 480 V MOLDED CASE BREAKER
CONTROL PACKAGE PRESSURIZATION UNIT | 01UCA51AH401 | TCP |  | U1 ESS | 480 V MOLDED CASE BREAKER
CONTROL PACKAGE BATTERY ROOM AC-1 | 01UCA51AH301 | TCP |  | U1 ESS | 480 V MOLDED CASE BREAKER
ST VENTILATOR VALVE | 01LBC01AA103 | TCP | Motor Operated Valve | U1 MHI MCC | 480 V MOLDED CASE BREAKER
ECA RECIRC PUP (A) SEAL COOLER | 01LCA14AP101-M02 | TCP | Fan/Blower | U1 MHI MCC | 480 V MOLDED CASE BREAKER
ECA RECIRC PUP (B) SEAL COOLER | 01LCA14AP102-M02 | TCP | Fan/Blower | U1 MHI MCC | 480 V MOLDED CASE BREAKER
CMV SEAT DRAIN MOTOR VALVE | 01MAL01AA901 | TCP | Motor Operated Valve | U1 MHI MCC | 480 V MOLDED CASE BREAKER
CRV SEAT DRAIN MOTOR VALVE | 01MAL04AA901 | TCP | Motor Operated Valve | U1 MHI MCC | 480 V MOLDED CASE BREAKER
CMV STEM LEAK RECOVERY MOTOR VALVE | 01MAM30AA101 | TCP | Motor Operated Valve | U1 MHI MCC | 480 V MOLDED CASE BREAKER
CMV STEAM LEAK DRAIN VALVE | 01MAM30AA102 | TCP | Motor Operated Valve | U1 MHI MCC | 480 V MOLDED CASE BREAKER
GLAND STEAM CONDENSER EXHAUST FAN (A) | 01MAW01AN101-M01 | TCP | Fan/Blower | U1 MHI MCC | 480 V MOLDED CASE BREAKER
GLAND STEAM CONDENSER EXHAUST FAN (B) | 01MAW01AN102-M01 | TCP | Fan/Blower | U1 MHI MCC | 480 V MOLDED CASE BREAKER
GT 4S COOLER FAN MOTOR (A | 01MBH01AN101-M01 | TCP | Fan/Blower | U1 MHI MCC | 480 V MOLDED CASE BREAKER
GT 4S COOLER FAN MOTOR (B) | 01MBH01AN102-M01 | TCP | Fan/Blower | U1 MHI MCC | 480 V MOLDED CASE BREAKER
GT 4S COOLER FAN MOTOR (C) | 01MBH01AN103-M01 | TCP | Fan/Blower | U1 MHI MCC | 480 V MOLDED CASE BREAKER
MAIN FEEDER BREAKER TO MHI MCC | 01BFJ01 | TCP | Power Panel | U1 MHI MCC | 480 V MOLDED CASE BREAKER
CONTROL OIL PUMP MOTOR (A) | 01MPX01AP101-M01 | TCP | Pump | U1 MHI MCC | 480 V MOLDED CASE BREAKER
CONTROL OIL PUMP MOTOR (B) | 01MPX01AP102-M01 | TCP | Pump | U1 MHI MCC | 480 V MOLDED CASE BREAKER
GT 2C/ECA RECIRCULATION PUMP (B) | 01LCA14AP102 | TCP | Pump | U1 MHI MCC | 480 V MOLDED CASE BREAKER
GT 2C/ECA RECIRCULATION PUMP (A) | 01LCA14AP101 | TCP | Pump | U1 MHI MCC | 480 V MOLDED CASE BREAKER
CONTROL OIL POLISHING PUMP | 01MPX11AP101-M01 | TCP | Pump | U1 MHI MCC | 480 V MOLDED CASE BREAKER
LUBE OIL PURIFIER PUMP MOTOR | 01MPV21AP101-M01 | TCP | Pump | U1 MHI MCC | 480 V MOLDED CASE BREAKER
SEAL OIL VACUUM PUMP MOTOR(A) | 01MKW05AP201-M01 | TCP | Pump | U1 MHI MCC | 480 V MOLDED CASE BREAKER
SEAL OIL VACUUM PUMP MOTOR(B) | 01MKW05AP202-M01 | TCP | Pump | U1 MHI MCC | 480 V MOLDED CASE BREAKER
GT ECA COMPRESSOR A ENCLOSURE | 01MBH06AN107-M01 | TCP |  | U1 MHI MCC | 480 V MOLDED CASE BREAKER
GT ECA COMPRESSOR B ENCLOSURE | 01MBH06AN110-M01 | TCP |  | U1 MHI MCC | 480 V MOLDED CASE BREAKER
GT ECA COMPRESSOR A ENCLOSURE | 01MBH06AN108-M01 | TCP |  | U1 MHI MCC | 480 V MOLDED CASE BREAKER
GT ECA COMPRESSOR B ENCLOSURE | 01MBH06AN109-M01 | TCP |  | U1 MHI MCC | 480 V MOLDED CASE BREAKER
GT ECA COMPRESSOR B VAPOR EXTRACTOR (A) | 01MBH06AN105-M01 | TCP |  | U1 MHI MCC | 480 V MOLDED CASE BREAKER
GT ECA COMPRESSOR A VAPOR EXTRACTOR (A) | 01MBH06AN103-M01 | TCP |  | U1 MHI MCC | 480 V MOLDED CASE BREAKER
GENERATOR VAPOR EXTRACTOR MOTOR | 01MKV04AN101-M01 | TCP |  | U1 MHI MCC | 480 V MOLDED CASE BREAKER
LUBE OIL HEATER (A) | 01MPV01AH101 | TCP | Heater | U1 MHI MCC | 480 V MOLDED CASE BREAKER
LUBE OIL HEATER (B) | 01MPV01AH102 | TCP | Heater | U1 MHI MCC | 480 V MOLDED CASE BREAKER
LUBE OIL HEATER (C) | 01MPV01AH103 | TCP | Heater | U1 MHI MCC | 480 V MOLDED CASE BREAKER
LUBE OIL HEATER (D) | 01MPV01AH104 | TCP | Heater | U1 MHI MCC | 480 V MOLDED CASE BREAKER
GT ECA COMPRESSOR A OIL HEATER | 01MBH06AH101 | TCP | Heater | U1 MHI MCC | 480 V MOLDED CASE BREAKER
GT ECA COMPRESSOR B OIL HEATER | 01MBH06AH102 | TCP | Heater | U1 MHI MCC | 480 V MOLDED CASE BREAKER
CONTROL OIL HEATER | 01MPX01AH101 | TCP | Heater | U1 MHI MCC | 480 V MOLDED CASE BREAKER
GT IGNITION EXCITER | 01MBM01GU001 | TCP |  | U1 MHI MCC | 480 V MOLDED CASE BREAKER
GENERATOR COLLECTOR HOUSING SPACE HEATER | 01MKA01AH001 | TCP | Heater | U1 MHI MCC | 480 V MOLDED CASE BREAKER
125V DC BATTERY CHARGER A | 01BTM01 | TCP | Power Panel | U1 MHI MCC | 480 V MOLDED CASE BREAKER
208-120V AC DISTRIBUTION PANEL | 01BJA01 | TCP | Power Panel | U1 MHI MCC | 480 V MOLDED CASE BREAKER
GT AIR INTAKE SYSTEM | 01MBL30GH001 | TCP |  | U1 MHI MCC | 480 V MOLDED CASE BREAKER
ST BOLT HEATER DB (A) | 01MAA31AH101 | TCP | Heater | U1 MHI MCC | 480 V MOLDED CASE BREAKER
ST BOLT HEATER DB (B) | 01MAA31AH102 | TCP | Heater | U1 MHI MCC | 480 V MOLDED CASE BREAKER
GT FUEL GAS MANIFOLD HEAT TRACE | 01CZA00GH001 | TCP |  | U1 MHI MCC | 480 V MOLDED CASE BREAKER
220V DC RECTIFIER PANE | 01BTL01 | TCP | Power Panel | U1 MHI MCC | 480 V MOLDED CASE BREAKER
CONTROL PACKAGE AIR CONDITIONER-4 | 01UCA51AH202 | TCP |  | U1 MHI MCC | 480 V MOLDED CASE BREAKER
CONTROL PACKAGE AIR CONDITIONER-2 | 01UCA51AH102 | TCP |  | U1 MHI MCC | 480 V MOLDED CASE BREAKER
CONTROL PACKAGE BATTERY ROOM AC-2 | 01UCA51AH302 | TCP |  | U1 MHI MCC | 480 V MOLDED CASE BREAKER
HYDROGEN GAS DRYER | 01MKG03AT001 | TCP |  | U1 MHI MCC | 480 V MOLDED CASE BREAKER
EXCITATION TRANSFORMER (SPACE HEATER) | 01MKC01GT101\00 | TCP | Heater | U1 Non essential distribution panel
NEUTRAL GROUND CUBICLE FOR GEN | 01BAW11GH001\00 | TCP |  | U1 Non essential distribution panel
EXCITATION TRANSFORMER (UTILITY CIRCUIT) | 01MKC01GT101\01 | TCP |  | U1 Non essential distribution panel
EXCITATION DC BUSDUCT (SPACE HEATER) | 01MKC01GA401 | TCP | Heater | U1 Non essential distribution panel
GT PACKAGE LIGHTING 1 | 01MBA11GP101 | TCP |  | U1 Non essential distribution panel
GT PACKAGE LIGHTING 2 | 01MBA11GP102 | TCP |  | U1 Non essential distribution panel
120V feed to 480V AC MCC | 01BFJ01 | TCP | Control Power Feed | U1 Non essential distribution panel
120V feed to 480V AC ESSENTIAL MCC | 01BMC01 | TCP | Control Power Feed | U1 Non essential distribution panel
TURBINE REMOTE I/O PANEL B | 01MBY93GH002\00 | TCP | Control Power Feed | U1 Non essential distribution panel
TURBINE REMOTE I/O PANEL A | 01MBY93GH001\00 | TCP | Control Power Feed | U1 Non essential distribution panel
TURBINE PROTECTION PANEL | 01MBY01GH010\00 | TCP | Control Power Feed | U1 Non essential distribution panel
TURBINE SUPERVISORY INSTRUMENT PANEL | 01MBY01GH016\00 | TCP | Control Power Feed | U1 Non essential distribution panel
EXCITATION AC BUSDUCT (SPACE HEATER) | 01MKC01GA301 | TCP | Heater | U1 Non essential distribution panel
CONTROL PACKAGE EXTERIOR RECEPTACLES - 1 | 01UCA51GQ102 | TCP |  | U1 Non essential distribution panel
CONTROL PACKAGE EXTERIOR RECEPTACLES - 2 | 01UCA51GQ202 | TCP |  | U1 Non essential distribution panel
TURBINE CONTROL PANEL | 01MBY01GH001\00 | TCP |  | U1 Non essential distribution panel
CONTROL PACKAGE INTERIOR RECEPTACLES - 1 | 01UCA51GQ101 | TCP |  | U1 Non essential distribution panel
CONTROL PACKAGE INTERIOR RECEPTACLES - 2 | 01UCA51GQ201 | TCP |  | U1 Non essential distribution panel
GCRP (MAINTENANCE) | 01CHC00GH001\00 | TCP |  | U1 Non essential distribution panel
125V DC BATTERY CHARGER (A) (SPACE HEATER) | 01BTM01\00 | TCP | Heater | U1 Non essential distribution panel
125V DC BATTERY CHARGER (B) (SPACE HEATER) | 01BTM02\00 | TCP |  | U1 Non essential distribution panel
220V DC RECTIFIER PANEL | 01BTL01 | TCP |  | U1 Non essential distribution panel
25V DC STARTER PANEL | 01BVR01 | TCP |  | U1 Non essential distribution panel
GT FUEL GAS SYSTEM DVP PANEL (SPACE HEATER) | 01MBP02GH001\00 | TCP | Heater | U1 Non essential distribution panel
GENERATOR COLLECTOR HOUSING LIGHTING | 01MKA01GP001 | TCP |  | U1 Non essential distribution panel
GENERATOR ON-LINE MONITORING SYSTEM | 01MKA01GH001 | TCP |  | U1 Non essential distribution panel
GT ECA COMPRESSOR B ENCLOSURE LIGHTING | 01MBH06GP102 | TCP |  | U1 Non essential distribution panel
GT ECA COMPRESSOR A ENCLOSURE LIGHTING | 01MBH06GP101 | TCP |  | U1 Non essential distribution panel
ST HP STEAM INLET PIPE DRAIN MOV (SPACE HEATER) | 01MAL02AA901-H01 | TCP |  | U1 Non essential distribution panel
CMV STEAM LEAK DRAIN VALVE (SPACE HEATER) | 01MAM30AA102-H01 | TCP |  | U1 Non essential distribution panel
CMV STEM LEAK RECOVERY MOV (SPACE HEATER) | 01MAM30AA101-H01 | TCP |  | U1 Non essential distribution panel
ST IP STEAM INLET PIPE DRAIN MOV (SPACE HEATER) | 01MAL06AA901-H01 | TCP |  | U1 Non essential distribution panel
CRV SEAT DRAIN MOTOR VALVE (SPACE HEATER) | 01MAL04AA901-H01 | TCP |  | U1 Non essential distribution panel
CMV SEAT DRAIN MOTOR VALVE (SPACE HEATER) | 01MAL01AA901-H01 | TCP |  | U1 Non essential distribution panel
ST VENTILATOR VALVE (SPACE HEATER) | 01LBC01AA103-H01 | TCP |  | U1 Non essential distribution panel
ST VACUUM BREAKER No.2 (SPACE HEATER | 01MAC11AA902-H01 | TCP |  | U1 Non essential distribution panel
ST VACUUM BREAKER No.1 (SPACE HEATER) | 01MAC11AA901-H01 | TCP |  | U1 Non essential distribution panel
HEATER (GT PACKAGE GAS DETECTORS) | 01MBY91GZ100 | TCP |  | U1 Non essential distribution panel
ECA RECIRCULATION PUMP (A) (BEARING HEATER) | 01LCA14AH101 | TCP | Heater | U1 Non essential distribution panel
ECA RECIRCULATION PUMP (B) (BEARING HEATER) | 01LCA14AH102 | TCP | Heater | U1 Non essential distribution panel
STHP TURBINE STEAM INLET PIPE DRAIN MOV | 02MAL02AA901 | TCP | Motor Operated Valve | U2 ESS | 480 V MOLDED CASE BREAKER
ST IP TURBINE STEAM INLET PIPE DRAIN MOV | 02MAL06AA901 | TCP | Motor Operated Valve | U2 ESS | 480 V MOLDED CASE BREAKER
GT Package Ventilation Fan A | 02MBA11AN101-M01 | TCP | Fan/Blower | U2 ESS | 480 V MOLDED CASE BREAKER
GT Package Ventilation Fan B | 02MBA11AN102-M01 | TCP | Fan/Blower | U2 ESS | 480 V MOLDED CASE BREAKER
MCC Feeder Breaker |  | TCP | Power Panel | U2 ESS | 480 V MOLDED CASE BREAKER
Turning Gear Motor | 02MAK11AE101-M01 | TCP |  | U2 ESS | 480 V MOLDED CASE BREAKER
Main Seal Oil Pump | 02MKW01AP101-M01 | TCP | Pump | U2 ESS | 480 V MOLDED CASE BREAKER
Lube Oil Vapor Extractor A | 02MPV01AN101-M01 | TCP | Pump | U2 ESS | 480 V MOLDED CASE BREAKER
Lube Oil Vapor Extractor B | 02MPV01AN102-M01 | TCP | Pump | U2 ESS | 480 V MOLDED CASE BREAKER
Jacking Oil Pump A | 02MKV05AP201-M01 | TCP | Pump | U2 ESS | 480 V MOLDED CASE BREAKER
Jacking Oil Pump B | 02MKV05AP202-M01 | TCP | Pump | U2 ESS | 480 V MOLDED CASE BREAKER
GT ECA Compressor A Aux Oil | 02MBH06AP401-M01 | TCP | Pump | U2 ESS | 480 V MOLDED CASE BREAKER
GT ECA Compressor B Aux Oil | 02MBH06AP402-M01 | TCP | Pump | U2 ESS | 480 V MOLDED CASE BREAKER
GT ECA Compressor A Vapor | 02MBH06AN104-M01 | TCP | Pump | U2 ESS | 480 V MOLDED CASE BREAKER
GT ECA Compressor B Vapor | 02MBH06AN106-M01 | TCP | Pump | U2 ESS | 480 V MOLDED CASE BREAKER
125VDC BATTERY CHARGER B | 02BTM03 | TCP |  | U2 ESS | 480 V MOLDED CASE BREAKER
208-120VAC Essential Distribution Panel | 02BME01 | TCP | Power Panel | U2 ESS | 480 V MOLDED CASE BREAKER
CO2 TANK CONTROL PANEL | 02SGJ02BB101 | TCP | Control Power Feed | U2 ESS | 480 V MOLDED CASE BREAKER
CO2 TANK HEATER | 02SGJ02AH001 | TCP | Heater | U2 ESS | 480 V MOLDED CASE BREAKER
220V DC RECTIFIER PANEL | 02BTL01 | TCP | Control Power Feed | U2 ESS | 480 V MOLDED CASE BREAKER
CONTROL PACKAGE AIR CONDITIONER-1 | 02UCA51AH101 | TCP |  | U2 ESS | 480 V MOLDED CASE BREAKER
CONTROL PACKAGE AIR CONDITIONER-3 | 02UCA51AH201 | TCP |  | U2 ESS | 480 V MOLDED CASE BREAKER
CONTROL PACKAGE AIR CONDITIONER-5 | 02UCA51AH103 | TCP |  | U2 ESS | 480 V MOLDED CASE BREAKER
CONTROL PACKAGE PRESSURIZATION UNIT | 02UCA51AH401 | TCP |  | U2 ESS | 480 V MOLDED CASE BREAKER
CONTROL PACKAGE BATTERY ROOM AC-1 | 02UCA51AH301 | TCP |  | U2 ESS | 480 V MOLDED CASE BREAKER
GT Casing Cooling Air Fan | 02QEF13AN101-M01 | TCP | Fan/Blower | U2 ESS | 480 V MOLDED CASE BREAKER
ST VENTILATOR VALVE | 02LBC01AA103 | TCP | Motor Operated Valve | U2 MHI MCC | 480 V MOLDED CASE BREAKER
ECA RECIRC PUP (A) SEAL COOLER | 02LCA14AP101-M02 | TCP | Fan/Blower | U2 MHI MCC | 480 V MOLDED CASE BREAKER
ECA RECIRC PUP (B) SEAL COOLER | 02LCA14AP102-M02 | TCP | Fan/Blower | U2 MHI MCC | 480 V MOLDED CASE BREAKER
CMV SEAT DRAIN MOTOR VALVE | 02MAL01AA901 | TCP | Motor Operated Valve | U2 MHI MCC | 480 V MOLDED CASE BREAKER
CRV SEAT DRAIN MOTOR VALVE | 02MAL04AA901 | TCP | Motor Operated Valve | U2 MHI MCC | 480 V MOLDED CASE BREAKER
CMV STEM LEAK RECOVERY MOTOR VALVE | 02MAM30AA101 | TCP | Motor Operated Valve | U2 MHI MCC | 480 V MOLDED CASE BREAKER
CMV STEAM LEAK DRAIN VALVE | 02MAM30AA102 | TCP | Motor Operated Valve | U2 MHI MCC | 480 V MOLDED CASE BREAKER
GLAND STEAM CONDENSER EXHAUST FAN (A) | 02MAW01AN101-M01 | TCP | Fan/Blower | U2 MHI MCC | 480 V MOLDED CASE BREAKER
GLAND STEAM CONDENSER EXHAUST FAN (B) | 02MAW01AN102-M01 | TCP | Fan/Blower | U2 MHI MCC | 480 V MOLDED CASE BREAKER
GT 4S COOLER FAN MOTOR (A | 02MBH01AN101-M01 | TCP | Fan/Blower | U2 MHI MCC | 480 V MOLDED CASE BREAKER
GT 4S COOLER FAN MOTOR (B) | 02MBH01AN102-M01 | TCP | Fan/Blower | U2 MHI MCC | 480 V MOLDED CASE BREAKER
GT 4S COOLER FAN MOTOR (C) | 02MBH01AN103-M01 | TCP | Fan/Blower | U2 MHI MCC | 480 V MOLDED CASE BREAKER
MAIN FEEDER BREAKER TO MHI MCC | 02BFJ01 | TCP | Power Panel | U2 MHI MCC | 480 V MOLDED CASE BREAKER
CONTROL OIL PUMP MOTOR (A) | 02MPX01AP101-M01 | TCP | Pump | U2 MHI MCC | 480 V MOLDED CASE BREAKER
CONTROL OIL PUMP MOTOR (B) | 02MPX01AP102-M01 | TCP | Pump | U2 MHI MCC | 480 V MOLDED CASE BREAKER
GT 2C/ECA RECIRCULATION PUMP (B) | 02LCA14AP102 | TCP | Pump | U2 MHI MCC | 480 V MOLDED CASE BREAKER
GT 2C/ECA RECIRCULATION PUMP (A) | 02LCA14AP101 | TCP | Pump | U2 MHI MCC | 480 V MOLDED CASE BREAKER
CONTROL OIL POLISHING PUMP | 02MPX11AP101-M01 | TCP | Pump | U2 MHI MCC | 480 V MOLDED CASE BREAKER
LUBE OIL PURIFIER PUMP MOTOR | 02MPV21AP101-M01 | TCP | Pump | U2 MHI MCC | 480 V MOLDED CASE BREAKER
SEAL OIL VACUUM PUMP MOTOR(A) | 02MKW05AP201-M01 | TCP | Pump | U2 MHI MCC | 480 V MOLDED CASE BREAKER
SEAL OIL VACUUM PUMP MOTOR(B) | 02MKW05AP202-M01 | TCP | Pump | U2 MHI MCC | 480 V MOLDED CASE BREAKER
GT ECA COMPRESSOR A ENCLOSURE | 02MBH06AN107-M01 | TCP |  | U2 MHI MCC | 480 V MOLDED CASE BREAKER
GT ECA COMPRESSOR B ENCLOSURE | 02MBH06AN110-M01 | TCP |  | U2 MHI MCC | 480 V MOLDED CASE BREAKER
GT ECA COMPRESSOR A ENCLOSURE | 02MBH06AN108-M01 | TCP |  | U2 MHI MCC | 480 V MOLDED CASE BREAKER
GT ECA COMPRESSOR B ENCLOSURE | 02MBH06AN109-M01 | TCP |  | U2 MHI MCC | 480 V MOLDED CASE BREAKER
GT ECA COMPRESSOR B VAPOR EXTRACTOR (A) | 02MBH06AN105-M01 | TCP |  | U2 MHI MCC | 480 V MOLDED CASE BREAKER
GT ECA COMPRESSOR A VAPOR EXTRACTOR (A) | 02MBH06AN103-M01 | TCP |  | U2 MHI MCC | 480 V MOLDED CASE BREAKER
GENERATOR VAPOR EXTRACTOR MOTOR | 02MKV04AN101-M01 | TCP |  | U2 MHI MCC | 480 V MOLDED CASE BREAKER
LUBE OIL HEATER (A) | 02MPV01AH101 | TCP | Heater | U2 MHI MCC | 480 V MOLDED CASE BREAKER
LUBE OIL HEATER (B) | 02MPV01AH102 | TCP | Heater | U2 MHI MCC | 480 V MOLDED CASE BREAKER
LUBE OIL HEATER (C) | 02MPV01AH103 | TCP | Heater | U2 MHI MCC | 480 V MOLDED CASE BREAKER
LUBE OIL HEATER (D) | 02MPV01AH104 | TCP | Heater | U2 MHI MCC | 480 V MOLDED CASE BREAKER
GT ECA COMPRESSOR A OIL HEATER | 02MBH06AH101 | TCP | Heater | U2 MHI MCC | 480 V MOLDED CASE BREAKER
GT ECA COMPRESSOR B OIL HEATER | 02MBH06AH102 | TCP | Heater | U2 MHI MCC | 480 V MOLDED CASE BREAKER
CONTROL OIL HEATER | 02MPX01AH101 | TCP | Heater | U2 MHI MCC | 480 V MOLDED CASE BREAKER
GT IGNITION EXCITER | 02MBM01GU001 | TCP |  | U2 MHI MCC | 480 V MOLDED CASE BREAKER
GENERATOR COLLECTOR HOUSING SPACE HEATER | 02MKA01AH001 | TCP | Heater | U2 MHI MCC | 480 V MOLDED CASE BREAKER
125V DC BATTERY CHARGER A | 02BTM01 | TCP | Power Panel | U2 MHI MCC | 480 V MOLDED CASE BREAKER
208-120V AC DISTRIBUTION PANEL | 02BJA01 | TCP | Power Panel | U2 MHI MCC | 480 V MOLDED CASE BREAKER
GT AIR INTAKE SYSTEM | 02MBL30GH001 | TCP |  | U2 MHI MCC | 480 V MOLDED CASE BREAKER
ST BOLT HEATER DB (A) | 02MAA31AH101 | TCP | Heater | U2 MHI MCC | 480 V MOLDED CASE BREAKER
ST BOLT HEATER DB (B) | 02MAA31AH102 | TCP | Heater | U2 MHI MCC | 480 V MOLDED CASE BREAKER
GT FUEL GAS MANIFOLD HEAT TRACE | 02CZA00GH001 | TCP |  | U2 MHI MCC | 480 V MOLDED CASE BREAKER
220V DC RECTIFIER PANE | 02BTL01 | TCP | Power Panel | U2 MHI MCC | 480 V MOLDED CASE BREAKER
CONTROL PACKAGE AIR CONDITIONER-4 | 02UCA51AH202 | TCP |  | U2 MHI MCC | 480 V MOLDED CASE BREAKER
CONTROL PACKAGE AIR CONDITIONER-2 | 02UCA51AH102 | TCP |  | U2 MHI MCC | 480 V MOLDED CASE BREAKER
CONTROL PACKAGE BATTERY ROOM AC-2 | 02UCA51AH302 | TCP |  | U2 MHI MCC | 480 V MOLDED CASE BREAKER
HYDROGEN GAS DRYER | 02MKG03AT001 | TCP |  | U2 MHI MCC | 480 V MOLDED CASE BREAKER
EXCITATION TRANSFORMER (SPACE HEATER) | 02MKC01GT101\00 | TCP | Heater | U2 Non essential distribution panel
NEUTRAL GROUND CUBICLE FOR GEN | 02BAW11GH001\00 | TCP |  | U2 Non essential distribution panel
EXCITATION TRANSFORMER (UTILITY CIRCUIT) | 02MKC01GT101\01 | TCP |  | U2 Non essential distribution panel
EXCITATION DC BUSDUCT (SPACE HEATER) | 02MKC01GA401 | TCP | Heater | U2 Non essential distribution panel
GT PACKAGE LIGHTING 1 | 02MBA11GP101 | TCP |  | U2 Non essential distribution panel
GT PACKAGE LIGHTING 2 | 02MBA11GP102 | TCP |  | U2 Non essential distribution panel
120V feed to 480V AC MCC | 02BFJ01 | TCP | Control Power Feed | U2 Non essential distribution panel
120V feed to 480V AC ESSENTIAL MCC | 02BMC01 | TCP | Control Power Feed | U2 Non essential distribution panel
TURBINE REMOTE I/O PANEL B | 02MBY93GH002\00 | TCP | Control Power Feed | U2 Non essential distribution panel
TURBINE REMOTE I/O PANEL A | 02MBY93GH001\00 | TCP | Control Power Feed | U2 Non essential distribution panel
TURBINE PROTECTION PANEL | 02MBY01GH010\00 | TCP | Control Power Feed | U2 Non essential distribution panel
TURBINE SUPERVISORY INSTRUMENT PANEL | 02MBY01GH016\00 | TCP | Control Power Feed | U2 Non essential distribution panel
EXCITATION AC BUSDUCT (SPACE HEATER) | 02MKC01GA301 | TCP | Heater | U2 Non essential distribution panel
CONTROL PACKAGE EXTERIOR RECEPTACLES - 1 | 02UCA51GQ102 | TCP |  | U2 Non essential distribution panel
CONTROL PACKAGE EXTERIOR RECEPTACLES - 2 | 02UCA51GQ202 | TCP |  | U2 Non essential distribution panel
TURBINE CONTROL PANEL | 02MBY01GH001\00 | TCP |  | U2 Non essential distribution panel
CONTROL PACKAGE INTERIOR RECEPTACLES - 1 | 02UCA51GQ101 | TCP |  | U2 Non essential distribution panel
CONTROL PACKAGE INTERIOR RECEPTACLES - 2 | 02UCA51GQ201 | TCP |  | U2 Non essential distribution panel
GCRP (MAINTENANCE) | 02CHC00GH001\00 | TCP |  | U2 Non essential distribution panel
125V DC BATTERY CHARGER (A) (SPACE HEATER) | 02BTM01\00 | TCP | Heater | U2 Non essential distribution panel
125V DC BATTERY CHARGER (B) (SPACE HEATER) | 02BTM02\00 | TCP |  | U2 Non essential distribution panel
220V DC RECTIFIER PANEL | 02BTL01 | TCP |  | U2 Non essential distribution panel
25V DC STARTER PANEL | 02BVR01 | TCP |  | U2 Non essential distribution panel
GT FUEL GAS SYSTEM DVP PANEL (SPACE HEATER) | 02MBP02GH001\00 | TCP | Heater | U2 Non essential distribution panel
GENERATOR COLLECTOR HOUSING LIGHTING | 02MKA01GP001 | TCP |  | U2 Non essential distribution panel
GENERATOR ON-LINE MONITORING SYSTEM | 02MKA01GH001 | TCP |  | U2 Non essential distribution panel
GT ECA COMPRESSOR B ENCLOSURE LIGHTING | 02MBH06GP102 | TCP |  | U2 Non essential distribution panel
GT ECA COMPRESSOR A ENCLOSURE LIGHTING | 02MBH06GP101 | TCP |  | U2 Non essential distribution panel
ST HP STEAM INLET PIPE DRAIN MOV (SPACE HEATER) | 02MAL02AA901-H01 | TCP |  | U2 Non essential distribution panel
CMV STEAM LEAK DRAIN VALVE (SPACE HEATER) | 02MAM30AA102-H01 | TCP |  | U2 Non essential distribution panel
CMV STEM LEAK RECOVERY MOV (SPACE HEATER) | 02MAM30AA101-H01 | TCP |  | U2 Non essential distribution panel
ST IP STEAM INLET PIPE DRAIN MOV (SPACE HEATER) | 02MAL06AA901-H01 | TCP |  | U2 Non essential distribution panel
CRV SEAT DRAIN MOTOR VALVE (SPACE HEATER) | 02MAL04AA901-H01 | TCP |  | U2 Non essential distribution panel
CMV SEAT DRAIN MOTOR VALVE (SPACE HEATER) | 02MAL01AA901-H01 | TCP |  | U2 Non essential distribution panel
ST VENTILATOR VALVE (SPACE HEATER) | 02LBC01AA103-H01 | TCP |  | U2 Non essential distribution panel
ST VACUUM BREAKER No.2 (SPACE HEATER | 02MAC11AA902-H01 | TCP |  | U2 Non essential distribution panel
ST VACUUM BREAKER No.1 (SPACE HEATER) | 02MAC11AA901-H01 | TCP |  | U2 Non essential distribution panel
HEATER (GT PACKAGE GAS DETECTORS) | 02MBY91GZ100 | TCP |  | U2 Non essential distribution panel
ECA RECIRCULATION PUMP (A) (BEARING HEATER) | 02LCA14AH101 | TCP | Heater | U2 Non essential distribution panel
ECA RECIRCULATION PUMP (B) (BEARING HEATER) | 02LCA14AH102 | TCP | Heater | U2 Non essential distribution panel

## Panels
Bus | Location
02-LVB-PPL-2211 | 02-LVB-PPL-2211, BR 4 Maintenance shop NW
SWG 11 | MVB SWITCHGEAR 11, CUBICLE 04B
SWG 21 | MVB SWITCHGEAR 21, CUBICLE 07B
01-LVF-PPL-01 | MVB, 01-LVF-PPL-01
02-LVF-PPL-01 | MVB, 02-LVF-PPL-01
01BMT01 | TCP
02BMT01 | TCP
DC distribution panel U1 | TCP
DC distribution panel U2 | TCP
U1 ESS | TCP
U1 MHI MCC | TCP
U1 Non essential distribution panel | TCP
U2 ESS | TCP
U2 MHI MCC | TCP
U2 Non essential distribution panel | TCP
01-ACC-MCC-131 | 01-ACC-MCC-131, CUBICLE 4FM
01-ACC-MCC-151 | 01-ACC-MCC-151, CUBICLE5FM
01-ACC-MCC-231 | 01-ACC-MCC-231, CUBICLE8FM
01-ACC-MCC-251 | 01-ACC-MCC-251, CUBICLE9FM
01-LVB-PPL-1111 | 01-LVB-PPL-1111 BR 9 NE corner turbine building
01-LVB-PPL-1112 | 01-LVB-PPL-1112 BR 6 Outside HRSG SWG enclosure
01-LVB-PPL-11121 | 01-LVB-PPL-11121 BR 13 Outside HRSG SWG enclosure
01-LVB-PPL-1113 | 01-LVB-PPL-1113 BR 11 Pipe rack 1 by startup htr
01-LVB-PPL-1114 | 01-LVB-PPL-1114 BR 1 Outside HRSG SWG enclosure
01-LVB-PPL-1115 | 01-LVB-PPL-1115 BR 1 Inside HRSG SWG enclosure
01-LVB--PPL-1311 | 01-LVB--PPL-1311, BR5ACC MCC enclosure
01-LVB-PPL-1511 | 01-LVB-PPL-1511, BR1ACC MCC enclosure
01-LVB-PPL-2111 | 01-LVB-PPL-2111 BR 38,40,42 Top of HRSG HP drum
01-LVB-PPL-2112 | 01-LVB-PPL-2112 BR 1,3,5 Inside HRSG SWG enclosure
01-LVB-PPL-2113 | 01-LVB-PPL-2113 BR 7,9,11 Outside Chromatograph bldg
01-LVB-PPL-21132 | 01-LVB-PPL-21132 BR 1,3,5 Turbine Deck SE
01-LVB-PPL-21133 | 01-LVB-PPL-21133 BR 7,9,11 Turbine Deck SW
01-LVB-SWB-2113 | 01-LVB-SWB-2113 BR NE corner turbine bldg
01-LVD-PPL-1111 | 01-LVD-PPL-1111 BR Inside HRSG SWG enclosure
01-LVD-PPL-1311 | 01-LVD-PPL-1311, BR1ACC MCC enclosure
01-LVD-PPL-2111 | 01-LVD-PPL-2111 BR 1 Inside HRSG SWG enclosure
01-LVD-PPL-21111 | 01-LVD-PPL-21111 BR 6 Top of HRSG HP drum
01-LVD-PPL-21131 | 01-LVD-PPL-21131 BR 1 NE corner turbine bldg
01-LVD-PPL-21133 | 01-LVD-PPL-21133 BR 5 Turbine Deck SW
01-LVD-PPL-2511 | 01-LVD-PPL-2511, BR7ACC MCC enclosure
02-ACC-MCC-141 | 02-ACC-MCC-141, CUBICLE4FM
02-ACC-MCC-161 | 02-ACC-MCC-161, CUBICLE5FM
02-ACC-MCC-241 | 02-ACC-MCC-241, BR9FM
02-ACC-MCC-261 | 02-ACC-MCC-261, CUBICLE9FM
02-LVB-PPL-1211 | 02-LVB-PPL-1211, BR 1 HRSG MCC enclosure
02-LVB-PPL-1212 | 02-LVB-PPL-1212, BR 3 Top of HRSG HP drum
02-LVB-PPL-1213 | 02-LVB-PPL-1213, BR 1 Outside HRSG SWG enclosure
02-LVB-PPL-1214 | 02-LVB-PPL-1214, BR 10 Outside HRSG SWG enclosure
02-LVB-PPL-1215 | 02-LVB-PPL-1215, BR 6 Pipe rack 1 by startup htr
02-LVB-PPL-1218 | 02-LVB-PPL-1218, BR 1 NE corner of RO bldg
02-LVB-PPL-1411 | 02-LVB-PPL-1411, BR1ACC MCC enclosure
02-LVB-PPL-1611 | 02-LVB-PPL-1611, BR1ACC MCC enclosure
02-LVB-PPL-22112 | 02-LVB-PPL-22112, BR1SE turbine deck
02-LVB-PPL-22113 | 02-LVB-PPL-22113, BR5SW turbine deck
02-LVB-PPL-2212 | 02-LVB-PPL-2212, BR 1 Inside HRSG SWG enclosure
02-LVB-PPL-2213 | 02-LVB-PPL-2213, BR 1 Outside HRSG SWG enclosure
02-LVB-PPL-22131 | 02-LVB-PPL-22131, BR4Outside HRSG SWG enclosure
02-LVB-PPL-2214 | 02-LVB-PPL-2214, BR 1 NE corner of RO bldg
02-LVB-PPL-2215 | 02-LVB-PPL-2215, BR1NE corner turbine bldg
02-LVD-PPL-1211 | 02-LVD-PPL-1211, BR 1 Inside HRSG SWG enclosure
02-LVD-PPL-12121 | 02-LVD-PPL-12121, BR 14/16/18 Top of HRSG HP drum
02-LVD-PPL-12151 | 02-LVD-PPL-12151, BR 1 Aux boiler west wall
02-LVD-PPL-12181 | 02-LVD-PPL-12181, BR 5 East wall RO bldg
02-LVD-PPL-1412 | 02-LVD-PPL-1412, BR1ACC MCC enclosure
02-LVD-PPL-2211 | 02-LVD-PPL-2211, BR2Outside HRSG SWG enclosure
02-LVD-PPL-22111 | 02-LVD-PPL-22111, BR1NE corner turnbine bldg
02-LVD-PPL-22141 | 02-LVD-PPL-22141, BR9Server room East wall
02-LVD-PPL-261 | 02-LVD-PPL-261, BR7ACC MCC enclosure
ACC 1 U1 UPS PANEL 01-LVF-PPL-014 | ACC 1 U1 UPS PANEL 01-LVF-PPL-014 , BR1
ACC 1 U2 UPS PANEL 02-LVF-PPL-014 | ACC 1 U2 UPS PANEL 02-LVF-PPL-014, BR1
ACC 2 U1 UPS PANEL 02-LVF-PPL-015 | ACC 2 U1 UPS PANEL 02-LVF-PPL-015, BR1
ACC 2 U1 UPS PANEL 01-LVF-PPL-015 | ACC 2 U1 UPS PANEL 01-LVF-PPL-015, BR1
ADMIN BLDG U1 UPS PNL | ADMIN BLDG U1 UPS PNL, BR1
ADMIN BLDG U2 UPS PNL | ADMIN BLDG U2 UPS PNL, BR15
HRSG 1 U1 UPS PANEL | HRSG 1 U1 UPS PANEL, BR1
HRSG 1 U2 UPS PANEL | HRSG 1 U2 UPS PANEL, BR1
HRSG 2 U1 UPS PANEL | HRSG 2 U1 UPS PANEL, BR1
HRSG 2 U2 UPS PANEL | HRSG 2 U2 UPS PANEL, BR1
480V HRSG MCC 111 | HRSG-1 ENCLOSURE MCC 111 CUBICLE 2FM
480V HRSG MCC 211 | HRSG-1 ENCLOSURE MCC 211 CUBICLE 4FB
HRSG SWG 11/21 | HRSG-1 MCC ENCLOSURE CUBICLE 03D
SWG 12/22 | HRSG-2 ECLOSURE, SWG 12, CUBICLE 01D
MCC 121 | HRSG-2 ENCLSURE 480V MCC 121, CUBICLE 02FM
MCC 221 | HRSG-2 ENCLSURE 480V MCC 221, CUBICLE 3FF
01-LVB-SWG-17 | MV BLDG, 01-LVB-SWG-17, CUBICLE02A
02-LVB-SWG-27 | MV BLDG, 02-LVB-SWG-27, CUBICLE07A
SWG 1 | MVB swithcgear 1, cubicle 03B
SWG 2 | MVB swithcgear 2, cubicle 15B
01-LVB-SWB-171 | MVB, 01-LVB-SWB-171, BR 44
02-LVB-SWB-271 | MVB, 02-LVB-SWB-271, BR 2
01-LVE-PPL-01 - DC distribution | MVB, DC DISTRIBUTION PANEL 01-LVE-PPL-01, F1
DC DISTRIBUTION PANEL 02-LVE-PPL-01 | MVB, DC DISTRIBUTION PANEL 02-LVE-PPL-01, F1